## Worksheet
Unique Device Identification
GTIN Report
Date: 04/19/2026
Product # | GTIN | Product Desc | Operating Company | Unit of Measure
400638 | 20887587044603 | 1.3MM TI MF CORTEX SCREW SELF-TAPPING W/FLUTES 18MM | CMF | EA
80550501S | 10887587061573 | RAPIDSORB IPS 1.5MM FASTENER CARTRIDGE/SMALL-STERILE | CMF | EA
SD420424 | 10887587074726 | PSI SD420.424 TITANIUM IMPLANT | CMF | EA
310510 | 10887587035154 | 1.8MM DRILL BIT/QC/100MM | CMF | EA
SD03503518 | 10887587077932 | 1.8MM DRILL BIT W/ 18MM STOP 50MM LONG/ J-LATCH COUPLING | CMF | EA
400789 | 20887587045235 | 2.0MM TI EMERGENCY SCREW W/FLUTED TIP 9MM | CMF | EA
31615 | 10887587037844 | 0.76MM DRILL BIT/STRYKER J-LATCH/WITH 5MM STOP/44.5MM | CMF | EA
SD03503710 | 10887587076768 | 1.5MM TROCAR DRILL BIT J-LATCH W/ 10MM STOP/100MM | CMF | EA
03503148 | 10887587012186 | MATRIXMIDFACE 1.25MM DRILL BIT MQC/18MM STOP/44.5MM | CMF | EA
03500070 | 10887587010472 | BENDING TEMPLATE F/CURVILINEAR DISTRACTOR R70/RIGHT | CMF | EA
04503710 | 10887587022611 | TI MATRIXMANDIBLE 2X2H DCP PL 1.25MM THICK | CMF | EA
447573 | 10887587053790 | 2.0MM TI Z-PLATE/SHORT MALLEABLE-LEFT | CMF | EA
68505043 | 10887587058900 | LID FOR 68.505.042 | CMF | EA
04315024 | 10887587015446 | BC DISTRACTOR BODY END ACT. 20MM FOR CMF DISTRACTOR | CMF | EA
08520220S | 10887587026404 | SYNPOR SMOOTH TI REINFORCED FAN PLATE 0.8MM THICK-STERILE | CMF | EA
SD800441 | 10887587065120 | PSI SD800.441 PEEK IMPLANT | CMF | EA
03501700 | 10887587011349 | 2.2MM THREADED DRILL GUIDE FOR MATRIXRIB LCKNG PL/LONG | CMF | EA
80560420S | 20887587061686 | 1.5MM RAPID RESORBABLE CORTEX SCREW 4MM-STERILE | CMF | EA
306794 | 10887587034751 | SCREW PART NUMBER INSERT FOR 401.061-401.065 | CMF | EA
29124098 | 20887587029549 | 0.6MM PRECUT CERCLAGE WIRE 175MM | CMF | EA
85234301S | 10887587064338 | 2.0MM RAPID RESORBABLE Y-PLATE 4X3X3 HOLES-STERILE | CMF | EA
447149 | 10887587053059 | 2.0MM TI CHIN PLATE 4 HOLES 8MM ADVANCEMENT-LEFT | CMF | EA
03501708 | 10887587011394 | MATRIXRIB PLATE HLDG FORCEPS UPRIGHT WITH BALL TIP | CMF | EA
04511384 | 10887587024264 | TI MATRIX PRE-BENT MAXILLARY PLATE/4MM ADVMNT/0.8MM THK/R | CMF | EA
04315322 | 10887587015897 | 1.5MM ELV MESH FOOT B-TYPE 7.5MM OFFSET | CMF | EA
387423 | 10887587040776 | ANGULAR ADJUSTMENT INSTRUMENT FOR MULTI-VECTOR DISTRACTOR | CMF | EA
401048E | 10887587045894 | 2.0MM TI CRTX SCR COARSE PITCH SLF-TPNG W/PLUSDRIVE(TM) 16MM | CMF | EA
0431582401 | 10887587071817 | 2.0MM TI RAISED HEAD SCREW SELF-DRILLING/PLUSDRIVE®/4MM | CMF | EA
03305025 | 10887587010014 | 4.0MM OBTURATOR FOR MANDIBLE EXTERNAL FIXATOR II | CMF | EA
400846 | 20887587045556 | TI LOW PROFILE NEURO SCREW SELF-TAPPING 6MM | CMF | EA
447210 | 10887587053257 | 2.0MM TI MLP ANGLE COMPRESSION PLATE-INTERMEDIATE 6 HOLES | CMF | EA
03501614 | 10887587011318 | 2.2MM DRILL BIT W/14MM STOP AO QUICK COUPLING/135MM | CMF | EA
04503784 | 10887587023045 | TI MATRIXMANDIBLE ADAPTION PL 6 HOLES/1.0MM THICK | CMF | EA
488066 | 10887587056067 | TI LOW PROFILE NEURO MACHINE SCREW 3MM | CMF | EA
487934 | 10887587055534 | TI MULTI VECTOR DISTRACTOR ARM 25MM | CMF | EA
03305002 | 10887587009896 | DRILL GUIDE/CANNULA-SHORT FOR MANDIBLE EXTERNAL FIXATOR | CMF | EA
SD800448 | 10887587065199 | PSI SD800.448 PEEK IMPLANT | CMF | EA
304107W | 10887587030241 | SCREW LENGTH MARKER FOR 7MM SELF-DRILLING SCREWS | CMF | EA
421543 | 10887587050850 | TI LOW PROF NEURO CONTOUR MESH 30MM DIAMETER/0.6MM RIGID | CMF | EA
32914805 | 20887587039227 | REPLACEMENT PL-HOLDING INSERT F/MANDIBLE PL BENDER/CUTTERS | CMF | EA
04315001 | 10887587015347 | REMOVABLE END CAP FOR CMF DISTRACTOR | CMF | EA
03505076 | 10887587013626 | Ø1.5MM DRILL BIT W/8MM STOP 15MM F/90° SCRWDRVR MTRXMANDBL | CMF | EA
387427 | 10887587040813 | CHEEK RETRACTOR RING FOR WIRE GUIDE/TISSUE PROTECTOR | CMF | EA
44786 | 10887587053899 | 2.0MM TI H-PLATE 8 HOLES | CMF | EA
310522 | 10887587035215 | 1.8MM DRILL BIT STRYKER J-LATCH/125MM | CMF | EA
449637 | 10887587054513 | TI LOCKING RECONSTRUCTION PL W/DOUBLE ANGLE 5X22X5 HOLES | CMF | EA
400629 | 20887587044474 | 1.3MM TI MF CORTEX SCREW SELF-TAPPING W/FLUTES 9MM | CMF | EA
SD800451 | 10887587065229 | PSI SD800.451 PEEK IMPLANT | CMF | EA
0431577005 | 20887587072460 | 1.7MM TI RAISED HEAD EMERG SCR SELF-TAPPING/PLUSDRIVE®/10MM | CMF | EA
0450363820 | 20887587022151 | 2.4MM TI MATRIXMANDIBLE LOCKING SCREW SLF-TPNG 8MM | CMF | EA
SD800403 | 10887587064802 | PSI SD800.403 PEEK IMPLANT | CMF | EA
SD03503422 | 10887587076720 | MATRIXMANDIBLE 1.5MM DRILL BIT J-LATCH W/ 22MM STOP/50MM | CMF | EA
400485E | 10887587043616 | 1.7MM TI EMERGENCY SCREW WITH PLUSDRIVE(TM) RECESS 5MM | CMF | EA
447116 | 10887587052922 | 2.0MM TI SAGITTAL SPLIT PLATE WITH ADJUSTABLE SLIDER - 40MM | CMF | EA
31762 | 10887587038636 | 1.5MM DRILL BIT/UNIVERSAL-HALL WITH 12MM STOP/44.5MM | CMF | EA
421051 | 10887587049946 | 1.3MM TI OBLIQUE L-PLATE 3 X 3 HOLES-RIGHT | CMF | EA
03501762 | 10887587011486 | Ø2.2MM DRILL BIT W/12MM STOP F/90° SCRWDRVR MATRIXRIB | CMF | EA
420631 | 10887587049311 | 1.0MM TI Y-PLATE-4 HOLES EACH ARM/10 HOLES SHAFT | CMF | EA
400434E | 10887587042916 | 1.3MM TI CRTX SCREW SLF-TPNG W/PLUSDRIVE(TM) RECESS 4MM | CMF | EA
446043 | 10887587051314 | 1.5MM TI PRE-BENT MAXILLARY PLATE/3MM ADVANCEMENT-LEFT | CMF | EA
400470E | 10887587043470 | 1.2MM TI EMERGENCY SCREW WITH PLUSDRIVE(TM) RECESS 10MM | CMF | EA
0450324820 | 20887587019557 | TI MATRIXMIDFACE EMERGENCY SCREW 18MM | CMF | EA
400844 | 20887587045518 | TI LOW PROFILE NEURO SCREW SELF-TAPPING 4MM | CMF | EA
04315301 | 10887587015798 | 1.5MM MESH FOOT A-TYPE FOR CMF DISTRACTOR | CMF | EA
306714 | 10887587034171 | INSERT TRAY F/BENDING PLIERS FOR MATRIXMANDIBLE SYSTEM | CMF | EA
421532S | 10887587050645 | LOW PROF NEURO CONTOURABLE TI MESH/RIGID/38MMX45MM-STERILE | CMF | EA
SD800470 | 10887587065410 | PSI SD800.470 PEEK IMPLANT | CMF | EA
401956 | 20887587048229 | 2.0MM TI LCKNG SCREW SLF-DRLG W/PLUSDRIVE(TM) RECESS 6MM | CMF | EA
304773 | 10887587032788 | NEURO INSERT TRAY FOR CRANIAL CLAMPS | CMF | EA
04503070 | 10887587018027 | TI MATRIXNEURO ADAPTION PLATE 5 HOLES | CMF | EA
SD800564 | 10887587066233 | PSI SD800.564 PEEK IMPLANT | CMF | EA
0451121405 | 20887587023547 | 1.85MM TI MATRIX SCREW/COARSE PITCH/SELF-TAPPING/14MM | CMF | EA
347962 | 10887587040110 | RIGHT ANGLE BENDER FOR 1.0MM, 1.3MM, 1.5MM, 2.0MM PLATES | CMF | EA
SD420402 | 10887587074566 | PSI SD420.402 TITANIUM IMPLANT | CMF | EA
03501719 | 10887587073552 | SELF-DRILLING SCREW GUIDE FOR MATRIXRIB IM SPLINTS | CMF | EA
60511101 | 10887587058214 | LID F/GRAPHIC CASE FOR MATRIXCOMBO SET | CMF | EA
0450347620 | 20887587021307 | 2.7MM TI MATRIXMANDIBLE EMERGENCY SCREW SLF-TPNG 16MM | CMF | EA
449652 | 10887587054605 | TI LOCKING RECONSTRUCTION PLATE WITH ANGLE-3X3 HOLES | CMF | EA
401159E | 10887587046280 | 2.0MM TI MF CORTEX SCREW SELF-TAPPING WITH FLUTES 9MM | CMF | EA
447244 | 10887587053301 | 2.0MM TI T-PLATE 3 X 4 HOLES/25MM | CMF | EA
400853 | 20887587045570 | TI LOW PROFILE NEURO EMERGENCY SCREW SELF-TAPPING 3MM | CMF | EA
04503094 | 10887587018249 | TI MATRIXNEURO CONTOUR MESH 70MM DIA/0.4MM RIGID | CMF | EA
60505200 | 10887587057958 | GRAPHIC CASE ASSEMBLY FOR UNIVERSAL SCREW REMOVAL SET | CMF | EA
03503206 | 10887587012544 | MATRIXMIDFACE SCREWDRIVER BLD W/SPRG HLDG SLV LONG/95MM HXC | CMF | EA
SD420524 | 10887587075020 | PSI SD420.524 TITANIUM IMPLANT | CMF | EA
04503729 | 10887587022772 | TI MATRIXMANDIBLE 12 HOLE PLATE 2.0MM THICK | CMF | EA
446045 | 10887587051338 | 1.5MM TI PRE-BENT MAXILLARY PLATE/5MM ADVANCEMENT-LEFT | CMF | EA
03505166 | 10887587013855 | MATRIX 1.4MM DRILL BIT W/16MM STOP/23MM F/90° SCREWDRIVER | CMF | EA
04305140 | 10887587015231 | 2.5MM/4.0MM TI SCHANZ SCREW F/ SYMPHYSIS W/20MM THREAD LENGT | CMF | EA
85134401S | 10887587063690 | 1.5MM RAPID RESORB T-PLATE 2 X 3 HOLES-STERILE | CMF | EA
0450346805 | 20887587021130 | 2.7MM TI MATRIXMANDIBLE EMERGENCY SCREW SLF-TPNG 8MM | CMF | EA
04501010 | 10887587017105 | TI MATRIXRIB IM SPLINT SMALL-3MM WIDTH | CMF | EA
314412 | 10887587037325 | 1.5MM CRUCIFORM BLADE WITH HOLDING SLEEVE F/RESORB SCREWS | CMF | EA
690625 | 10887587060170 | BASIC CRANIOFACIAL INSERT TRAY | CMF | EA
04503021 | 10887587017785 | TI MATRIXNEURO BURR HOLE COVER 12MM | CMF | EA
314684 | 10887587037707 | 2.0MM CRUCIFORM SCRWDRVR BLADE W/SPRING HOLDING SLV-LONG-HXC | CMF | EA
80560402S | 20887587061655 | 1.5MM RAPID RESORBABLE CORTEX SCREW 4MM-STERILE | CMF | EA
312156 | 10887587036496 | 1.5MM THREADED DRILL GUIDE | CMF | EA
31106701S | 10887587035901 | TAP F/2.0MM RESORB CRTX SCR F/ 1.5MM PL(SLF-DRLG)4MM HXC-STE | CMF | EA
80560802S | 20887587061754 | 1.5MM RAPID RESORBABLE CORTEX SCREW 8MM-STERILE | CMF | EA
310542 | 10887587035291 | 2.4MM DRILL BIT STRYKER J-LATCH/125MM | CMF | EA
04307001 | 10887587015293 | TI MAXILLARY FOOTPLATE 40MM | CMF | EA
SD03501004 | 10887587076645 | MINI RIB PLATE CLAMP | CMF | EA
04502061 | 10887587017594 | TI MATRIXNEURO ULP 9MM STRAIGHT PLATE | CMF | EA
329526 | 10887587039565 | BENDING TEMPLATE FOR 2.0MM MLP 3 X 3 HOLES-LARGE | CMF | EA
0451124805 | 20887587023844 | 2.1MM TI MATRIX SCREW/COARSE PITCH/SELF-TAPPING/18MM | CMF | EA
68590003 | 10887587058962 | NANO INSERT TRAY/SINGLE WIDE 1 HIGH | CMF | EA
80600804S | 20887587061884 | 2.0MM RAPID RESORBABLE CORTEX SCREW 8MM-STERILE | CMF | EA
0450141201 | 10887587077437 | MATRIXSTERNUM LOCK SCREW Ø 2.7 SELF-DRILLING L 12 | CMF | EA
SD316440 | 10887587002378 | 1.0MM DRILL BIT/STRYKER J-LTCH WITH 3MM STOP/44.5MM | CMF | EA
SD03503418 | 10887587076706 | MATRIXMANDIBLE 1.5MM DRILL BIT J-LATCH W/ 18MM STOP/50MM | CMF | EA
447114 | 10887587052908 | 2.0MM TI SAGITTAL SPLIT PLATE WITH ADJUSTABLE SLIDER - 33MM | CMF | EA
03503124 | 10887587012117 | 1.55MM DRILL BIT J-LATCH 65MM | CMF | EA
400636E | 10887587044590 | 1.3MM TI MF CORTEX SCREW SELF-TAPPING WITH FLUTES 16MM | CMF | EA
0450361220 | 20887587022014 | 2.0MM TI MATRIXMANDIBLE LOCKING SCREW SLF-TPNG 12MM | CMF | EA
400664E | 10887587044835 | 1.7MM TI EMERGENCY SCREW WITH FLUTED TIP 14MM | CMF | EA
03501443 | 10887587077574 | MATRIXSTERNUM HANDLE FOR SCREW GUIDE | CMF | EA
42044 | 10887587049236 | 1.0MM TI MEDIAL WALL PLATE LEFT | CMF | EA
400488E | 10887587043692 | 1.7MM TI EMERGENCY SCREW WITH PLUSDRIVE(TM) RECESS 8MM | CMF | EA
313943 | 10887587037141 | 1.5MM/2.0MM CRUCIFORM SCRWDRVR BLADE/MEDIUM/SLF-RETAIN/HXC | CMF | EA
306760 | 10887587034461 | IMF SCREW MODULE FULL SIZE MATRIXMANDIBLE SYSTEM | CMF | EA
03507005 | 10887587014197 | 2.4MM DRILL GUIDE | CMF | EA
306616 | 10887587033754 | SCREW MODULE F/MATRIXMIDFACE WITH REVERSIBLE SCREW INSERT | CMF | EA
SD420504 | 10887587074870 | PSI SD420.504 TITANIUM IMPLANT | CMF | EA
306799 | 10887587034805 | SCREW PART NUMBER INSERT FOR 401.558-401.568 | CMF | EA
0431576601 | 10887587072135 | 1.7MM TI RAISED HEAD EMERG SCR SELF-TAPPING/PLUSDRIVE®/6MM | CMF | EA
04315065 | 10887587015590 | BC DISTRACTOR BODY END ACT. W/U-JOINT 25MM FOR CMF DSTR | CMF | EA
391967 | 10887587041056 | SHORTCUT PLATE CUTTER FOR 2.4MM PLATES & THORP | CMF | EA
03503801 | 10887587013176 | ORBITAL RETRACTOR LEFT | CMF | EA
0431582405 | 20887587071869 | 2.0MM TI RAISED HEAD SCREW SELF-DRILLING/PLUSDRIVE®/4MM | CMF | EA
449648 | 10887587054575 | TI LOCKING RECON PLATE WITH CONDYLAR HEAD/5X20 HOLES/RIGHT | CMF | EA
690691 | 10887587060590 | GRAPHIC CASE FOR TITANIUM STERNAL FIXATION SYSTEM | CMF | EA
0450395805 | 20887587076444 | 1.3MM TI MATRIXMIDFACE SCREW SELF-TAPPING 8MM | CMF | EA
04503703 | 10887587022543 | MATRIXMANDIBLE MINI PL-TENSION BAND NRW/3X3H/MALLEABLE/1.0MM | CMF | EA
44720 | 10887587053202 | 2.0MM TI ORBITAL RIM PLATE 10 HOLES | CMF | EA
0450324001 | 10887587019383 | TI MATRIXMIDFACE EMERGENCY SCREW 10MM | CMF | EA
SD420534 | 10887587071411 | PSI SD420.534 TITANIUM IMPLANT | CMF | EA
447047 | 10887587052571 | 2.0MM TI MINI LOCKING PLATE 6 HOLES/NARROW-MALLEABLE | CMF | EA
447574 | 10887587053806 | 2.0MM TI Z-PLATE/LONG MALLEABLE-RIGHT | CMF | EA
401305E | 10887587046709 | 2.4MM TI EMERGENCY SCREW 5MM | CMF | EA
SD420525 | 10887587075037 | PSI SD420.525 TITANIUM IMPLANT | CMF | EA
421544S | 10887587050881 | LOW PROF NEURO CONTOURABLE TI MESH/RIGID/70MM DIA-STERILE | CMF | EA
03501620 | 10887587066936 | 2.2MM DRILL BIT W/20MM STOP AO QUICK COUPLING/135MM | CMF | EA
60511112 | 10887587058320 | ORBITAL PLATE AND MESH INSERT FOR MATRIXMIDFACE SYSTEM | CMF | EA
690605 | 10887587060064 | STERNAL FIXATION SYSTEM GRAPHIC CASE | CMF | EA
85200801S | 10887587064260 | 2.0MM RAPID RESORBABLE ADAPTION PLATE 8 HOLES-STERILE | CMF | EA
329143 | 10887587039190 | 2.0MM MLP BENDER/CUTTER | CMF | EA
460028S | 10887587055060 | TI STERNAL LOCKING H-PLATE LARGE/8 HOLES-STERILE | CMF | EA
04503122S | 10887587018508 | TI MATRIXNEURO CONTOUR MESH 200MMX200MM/0.6MM-STERILE | CMF | EA
03503136 | 10887587012148 | MATRIXMIDFACE 1.25MM DRILL BIT MQC/6MM STOP/44.5MM | CMF | EA
447558 | 10887587053721 | 2.0MM TI OBLIQUE L-PLATE/LONG 2 X 2 HOLES-RIGHT | CMF | EA
400046E | 10887587042121 | 1.5MM TI CORTEX SCR SLF-TPNG WITH PLUSDRIVE(TM) RECESS 16MM | CMF | EA
400792 | 20887587045297 | 2.0MM TI EMERGENCY SCREW W/FLUTED TIP 12MM | CMF | EA
31623 | 10887587037875 | 0.70MM DRILL BIT/MINI QC WITH 3MM STOP/44.5MM | CMF | EA
400798 | 20887587045358 | 2.0MM TI EMERGENCY SCREW W/FLUTED TIP 18MM | CMF | EA
400040E | 10887587042039 | 1.5MM TI CORTEX SCR SLF-TPNG WITH PLUSDRIVE(TM) RECESS 10MM | CMF | EA
447205 | 10887587053226 | 2.0MM TI MLP COMPRESSION PLATE-INTERMEDIATE 5 HOLES | CMF | EA
SD449502B | 10887587004525 | TI PSPC MATRIXMANDIBLE 20H PL 2.0MM THICK | CMF | EA
447317 | 10887587053387 | 2.0MM TI MLP DOUBLE Y-PLATE/ MINI/MALLEABLE | CMF | EA
03511362 | 10887587014487 | BENDING TEMPLATE FOR TI MATRIX REVERSIBLE ANATOMIC L-PL/LONG | CMF | EA
60511114 | 10887587058344 | 0.5MM/0.7MM PLATE INSERT/HALF HEIGHT F/MATRIXMIDFACE SYSTEM | CMF | EA
306746 | 10887587034386 | 2.8MM PLATE INSERT TRAY FOR MATRIXMANDIBLE SYSTEM | CMF | EA
03511378 | 10887587014647 | BENDING TEMPLATE FOR TI MATRIX SAGITTAL SPLT PL W/SLIDER-40M | CMF | EA
SD800546 | 10887587066059 | PSI SD800.546 PEEK IMPLANT | CMF | EA
03511360 | 10887587014463 | BENDING TEMPLATE FOR TI MATRIX REVERSIBLE ANATOMIC L-PL/SHOR | CMF | EA
0450141101 | 10887587077420 | MATRIXSTERNUM LOCK SCREW Ø 2.7 SELF-DRILLING L 11 | CMF | EA
03503151 | 10887587012209 | MATRIXMIDFACE 1.25MM DRILL BIT MQC/125MM | CMF | EA
329654 | 10887587039749 | BENDING TEMPLATE F/1.5/2.0MM RESORB MESH PLATE 75MM X 75MM | CMF | EA
04500000 | 10887587016450 | TI MAXILLARY ROD-110MM F/EXTERNAL MIDFACE DISTRACTOR | CMF | EA
31103701S | 10887587035758 | TAP F/1.5MM RESORBABLE CORTEX SCR/(SLF-DRLG) 8MM MQC-STERILE | CMF | EA
446509 | 10887587051819 | 1.5MM TI MAXILLARY L-PLATE 3 X 3 HOLES/26MM-LEFT | CMF | EA
03315007 | 10887587010205 | PEDIATRIC DRILL GUIDE FOR 1.0MM/1.3MM SCREWS | CMF | EA
04501334 | 10887587077192 | MATRIXSTERNUM ANGLED PLATE 4 HOLES | CMF | EA
0451123405 | 20887587023684 | 2.1MM TI MATRIX SCREW SELF-TAPPING/4MM | CMF | EA
SD449509 | 10887587004709 | PSPC MATRIXMANDIBLE 20 HOLE RECON PLATE 2.5MM THICK | CMF | EA
397283 | 10887587041414 | 1.8MM DRILL BIT W/STRYKER J-LATCH F/BASIC TROCAR SYSTEM | CMF | EA
20180898 | 10887587028590 | 2.0MM CORTEX SCREW SELF-TAPPING 8MM | CMF | EA
03503904 | 10887587013237 | SIZER F/MATRIXMANDIBLE PREFORMD RECON PL(04.503.904) | CMF | EA
04503382 | 10887587020259 | TI MATRIXMIDFACE H-PLATE 11 HOLES/0.8MM THICK | CMF | EA
401799 | 20887587047888 | 2.4MM TI EMERGENCY SCREW WITH PLUSDRIVE(TM) RECESS 18MM | CMF | EA
446040 | 10887587051284 | 1.5MM TI PRE-BENT MAXILLARY PLATE/0MM ADVANCEMENT-RIGHT | CMF | EA
400734 | 20887587044894 | 1.5MM TI MF CORTEX SCREW SELF-TAPPING W/FLUTES 4MM | CMF | EA
304070 | 10887587029870 | MODULE FOR 1.3MM CURVILINEAR DISTRACTOR | CMF | EA
03501062 | 10887587010755 | MATRIXRIB IM SPLINT TEMPLATE MEDIUM | CMF | EA
449647 | 10887587054568 | TI LOCKING RECON PLATE WITH CONDYLAR HEAD/4X18 HOLES/LEFT | CMF | EA
03503370 | 10887587012759 | BENDING TEMPLATE F/OBLIQUE L PLATES/4X6/MATRIXMIDFACE | CMF | EA
400470 | 20887587043460 | 1.2MM TI EMERGENCY SCREW WITH PLUSDRIVE(TM) RECESS 10MM | CMF | EA
0450361405 | 20887587022052 | 2.0MM TI MATRIXMANDIBLE LOCKING SCREW SLF-TPNG 14MM | CMF | EA
421007 | 10887587049465 | 1.3MM TI CONTOURABLE MESH PLATE/MALLEABLE/100 X 100 | CMF | EA
42085 | 10887587049373 | 1.0MM TI H-PLATE 11 HOLES | CMF | EA
SD800517 | 10887587065779 | PSI SD800.517 PEEK IMPLANT | CMF | EA
03503051 | 10887587011745 | MATRIXMANDIBLE CHEEK RETRACTOR RING FOR PLATE HOLDING CANNUL | CMF | EA
400448E | 10887587043173 | 1.3MM TI CRTX SCREW SLF-TPNG W/PLUSDRIVE(TM) RECESS 18MM | CMF | EA
85152001S | 10887587063812 | 1.5MM RAPID RESORBABLE MESH 50X50X0.8MM-STERILE | CMF | EA
401937 | 20887587047963 | 2.0MM TI CORTEX SCREW COARSE PITCH SELF-TAPPING 7MM | CMF | EA
306741 | 10887587034331 | SMALL PLATE MODULE LID FOR MATRIXMANDIBLE SYSTEM | CMF | EA
04503353 | 10887587020013 | TI MATRIXMIDFACE OBLIQUE L-PL 2X3 HOLES-LEFT/0.7MM THICK | CMF | EA
03501520 | 10887587011240 | 1.8MM DRILL BIT HEX COUPLING WITH 20MM STOP/88MM | CMF | EA
306532 | 10887587033532 | NEURO INSERT TRAY FOR MATRIXNEURO INSTRUMENTS | CMF | EA
0450324201 | 10887587019413 | TI MATRIXMIDFACE EMERGENCY SCREW 12MM | CMF | EA
400406 | 20887587042678 | 1.0MM TI CRTX SCREW SLF-TPNG W/PLUSDRIVE(TM) RECESS 6MM | CMF | EA
SD800548 | 10887587066073 | PSI SD800.548 PEEK IMPLANT | CMF | EA
SD800467 | 10887587065380 | PSI SD800.467 PEEK IMPLANT | CMF | EA
401046E | 10887587045832 | 2.0MM TI CRTX SCR COARSE PITCH SLF-TPNG W/PLUSDRIVE(TM) 12MM | CMF | EA
0450140901 | 10887587077406 | MATRIXSTERNUM LOCK SCREW Ø 2.7 SELF-DRILLING L 9 | CMF | EA
03503404 | 10887587012865 | MATRIXMANDIBLE 1.5MM DRILL BIT J-LATCH W/4MM STOP/50MM | CMF | EA
386905 | 10887587040448 | HOOK/ANGLED/1.5MM FLAT TIP | CMF | EA
497697 | 20887587056705 | 3.0MM TI LOCKING SCREW 22MM F/LOCKING RECONSTRUCTION PLATE | CMF | EA
04503706 | 10887587022574 | TI MATRIXMANDIBLE 20 HOLE ADAPTION PL 1.0MM THICK | CMF | EA
421008S | 10887587049496 | 1.3MM TI CONTOURABLE MESH PL RIGID/100MM X 100MM-STERILE | CMF | EA
400655 | 20887587044665 | 1.7MM TI EMERGENCY SCREW W/FLUTED TIP 5MM | CMF | EA
305818 | 10887587033235 | BATTERY POWERED DRIVER INSERT | CMF | EA
0450343601 | 10887587020822 | 2.4MM TI MATRIXMANDIBLE SCREW SELF-TAPPING 6MM | CMF | EA
03503264 | 10887587012599 | MATRIX 1.1MM DRILL BIT/HXC 4MM STOP/52MM | CMF | EA
306713 | 10887587034164 | INSERT TRAY F/BENDING INSTR FOR MATRIXMANDIBLE SYSTEM | CMF | EA
68590028 | 10887587059211 | NANO INSERT TRAY ID TAG / 2.5MM THICK PLATES | CMF | EA
04503735 | 10887587022833 | TI MATRIXMANDIBLE DOUBLE ANGLE RECON PL MEDIUM 2.0MM THICK | CMF | EA
03503036 | 10887587011622 | MATRIXMANDIBLE DEPTH GAUGE | CMF | EA
SD800554 | 10887587066134 | PSI SD800.554 PEEK IMPLANT | CMF | EA
31106801S | 10887587035918 | TAP F/2.0MM RESORB CRTX SCR F/ 1.5MM PL(SLF-DRLG)6MM HXC-STE | CMF | EA
03505091 | 10887587013701 | Ø2.4MM DRILL BIT W/6MM STOP 13MM F/90° SCRWDRVR MTRXMANDBL | CMF | EA
400668 | 20887587044863 | 1.7MM TI EMERGENCY SCREW W/FLUTED TIP 18MM | CMF | EA
SD800428 | 10887587065014 | PSI SD800.428 PEEK IMPLANT | CMF | EA
42004 | 10887587049021 | 1.0MM TI STRUT PLATE 22 HOLES | CMF | EA
03503068 | 10887587011844 | MATRIXMANDIBLE SCRWDRVR BLADE LONG/NON SELF-RETAINING | CMF | EA
329403 | 10887587039350 | BENDING TEMPLATE DOUBLE ANGLE / 6X24X6 HOLES | CMF | EA
401064 | 20887587046072 | 2.0MM TI CRTX SCREW SLF-DRLG W/PLUSDRIVE(TM) RECESS 7MM | CMF | EA
421545 | 10887587050898 | TI LOW PROF NEURO CONTOUR MESH 100MM DIAMETER/0.6MM RIGID | CMF | EA
304069 | 10887587029863 | SCREW AND EXTENSION ARM MODULE FOR CURVILINEAR DISTRACTOR | CMF | EA
446044 | 10887587051321 | 1.5MM TI PRE-BENT MAXILLARY PLATE/5MM ADVANCEMENT-RIGHT | CMF | EA
497690 | 20887587056569 | 3.0MM TI LOCKING SCREW 8MM F/LOCKING RECONSTRUCTION PLATE | CMF | EA
04503741 | 10887587022895 | TI MATRIXMANDIBLE DOUBLE ANGLE RECON PL SMALL 2.5MM THICK | CMF | EA
306601 | 10887587033679 | GRAPHIC CASE FOR MATRIXMIDFACE SYSTEM | CMF | EA
401540E | 10887587047447 | 2.4MM TI CORTEX SCREW SELF-TAPPING 40MM | CMF | EA
31124 | 10887587036267 | TAP FOR 2.4MM CORTEX SCREWS 125MM/45MM TAPPING DEPTH | CMF | EA
401939 | 20887587048007 | 2.0MM TI CORTEX SCREW COARSE PITCH SELF-TAPPING 9MM | CMF | EA
690636 | 10887587060286 | BENDING IRONS INSERT TRAY | CMF | EA
0450395501 | 10887587076096 | 1.3MM TI MATRIXMIDFACE SCREW SELF-TAPPING 5MM | CMF | EA
401159 | 20887587046270 | 2.0MM TI MF CORTEX SCREW SELF-TAPPING W/FLUTES 9MM | CMF | EA
SD03501701 | 10887587076553 | RIB PLATE REDUCTION ROD, SHORT 8MM THREAD | CMF | EA
310170 | 10887587034928 | 1.5MM DRILL BIT/QC/ WITH 8MM STOP/125MM | CMF | EA
329031 | 10887587039169 | UNIVERSAL BENDING IRON | CMF | EA
288040 | 10887587029412 | ANTERIOR FOOT F/MAXILLARY DSTR MAXILLA RIGHT/SPLINT LEFT/14M | CMF | EA
390130 | 10887587040943 | HEX SOCKET HEAD CAP SCREW 5MM | CMF | EA
04503084 | 10887587018133 | TI MATRIXNEURO CONTOUR MESH 100MM X 100MM/0.4MM RIGID | CMF | EA
SD800460 | 10887587065311 | PSI SD800.460 PEEK IMPLANT | CMF | EA
313837 | 10887587036847 | 1.5MM STARDRIVE(TM) SCRWDRVR BLD/SHORT/SLF-RET/HEX COUPLING | CMF | EA
0450321805 | 20887587019069 | TI MATRIXMIDFACE SCREW SELF-TAPPING 18MM | CMF | EA
421507 | 10887587050423 | TI LOW PROFILE NEURO OBLIQUE L-PLATE/2 X 3 HOLES-LEFT | CMF | EA
310173 | 10887587034959 | 1.5MM DRILL BIT/MINI QC WITH 8MM STOP/125MM | CMF | EA
288019 | 10887587029344 | MAXILLARY DISTRACTOR NUT 7MM HEX | CMF | EA
03503905 | 10887587013244 | SIZER F/MATRIXMANDIBLE PREFORMD RECON PL(04.503.905) | CMF | EA
85226401S | 10887587064307 | 2.0MM RAPID RESORBABLE OBLIQUE L-PLATE 6H X 4H/RIGHT-STERILE | CMF | EA
690627 | 10887587060194 | UNIVERSAL TROCAR INSERT TRAY | CMF | EA
31104801S | 10887587035802 | TAP F/2.5MM RESORBABLE EMERG SCREW/(SLF-DRLG) 8MM-STERILE | CMF | EA
0450397501 | 10887587076164 | 1.7MM TI MATRIXMIDFACE EMERGENCY SCREW 5MM | CMF | EA
347964 | 10887587040127 | COMBINATION BENDING PLIERS FOR 1.0MM/2.0MM PLATES | CMF | EA
400653E | 10887587044637 | 1.7MM TI EMERGENCY SCREW WITH FLUTED TIP 3MM | CMF | EA
04511388 | 10887587024301 | TI MATRIX PRE-BENT MAXILLARY PLATE/8MM ADVMNT/0.8MM THK/R | CMF | EA
SD397250 | 10887587002989 | MALLEABLE C-RETRACTOR FOR FIBER OPTIC LIGHT | CMF | EA
08510540S | 10887587026145 | SYNPOR ORBITAL FLOOR PLATE 24MM/0.8MM THICK-STERILE | CMF | EA
400483E | 10887587043555 | 1.7MM TI EMERGENCY SCREW WITH PLUSDRIVE(TM) RECESS 3MM | CMF | EA
SD398980 | 10887587078434 | REDUCTION FORCEPS W/ POINTS | CMF | EA
03511009 | 10887587014258 | MATRIXORTHOGNATHIC TROCAR DRILL GUIDE FOR 397.213 | CMF | EA
306707 | 10887587034102 | INSTR TRAY F/GRAPHIC CASE/MED MATRIXMANDIBLE TROCAR/DRIVERS | CMF | EA
31395 | 10887587037172 | CRUCIFORM SCREWDRIVER | CMF | EA
400509E | 10887587044026 | 1.0MM TI MF CORTEX SCREW SELF-TAPPING WITH FLUTES 9MM | CMF | EA
304688 | 10887587031361 | INSTRUMENT TRAY FOR 2.0MM PLATE HOLDING TROCAR | CMF | EA
449038 | 10887587054094 | 2.0MM TI DCP® PLATE 8 HOLES/54MM | CMF | EA
SD03511004 | 10887587077833 | THREADED DRILL GUIDE FOR SD03.511.003 | CMF | EA
421539S | 10887587050782 | LOW PROF NEURO CONTOURABLE TI MESH/RIGID/LARGE ARC-STERILE | CMF | EA
0431585201 | 10887587071954 | 2.4MM TI RAISED HEAD EMERG SCR SELF-TAPPING/PLUSDRIVE®/12MM | CMF | EA
0450395605 | 20887587076437 | 1.3MM TI MATRIXMIDFACE SCREW SELF-TAPPING 6MM | CMF | EA
304659 | 10887587030814 | 1.3MM COMPACT FIXATION SET CASE FOR TI IMPLANTS | CMF | EA
SD387001 | 10887587075655 | PROTECTION SLEEVE HANDLE THREADED/ M7 | CMF | EA
0451124201 | 10887587023779 | 2.1MM TI MATRIX SCREW/COARSE PITCH/SELF-TAPPING/12MM | CMF | EA
60511109 | 10887587058290 | INSERT F/2.0MM-2.8MM RECON PL FOR MATRIXMANDIBLE SYSTEM | CMF | EA
SD514011 | 10887587074283 | COMPRESSION SCREW FOR 90 DEGREE ARM | CMF | EA
68590086 | 10887587059433 | NANO PLUSDRIVE 1.3/1.7MM SCR Ø INSERT TRAY ID TAG | CMF | EA
401952 | 20887587048168 | 2.0MM TI CORTEX SCREW COARSE PITCH SELF-TAPPING 22MM | CMF | EA
04503069 | 10887587018010 | TI MATRIXNEURO DOUBLE Y-PLATE 6 HOLES/21MM | CMF | EA
447040 | 10887587052502 | 2.0MM TI MAXILLARY L-PLATE 3 X 3 HOLES/25MM-RIGHT | CMF | EA
306614 | 10887587033730 | 0.4MM PLATE MODULE INSERT FOR MATRIXMIDFACE SYSTEM | CMF | EA
34752 | 10887587040035 | BENDING TEMPLATE FOR 2.0MM TI OBLIQUE L-PLATES 3 & 4 HOLES | CMF | EA
421103 | 10887587050263 | 1.3MM TI MESH SCREEN 20X30X.2MM | CMF | EA
03501085 | 10887587010854 | 5.5MM DRILL BIT AO QUICK COUPLING/125MM | CMF | EA
03501076 | 10887587010830 | MATRIXRIB/THORAX SLF-RETAIN SCREWDRIVER BLADE W/AO QC | CMF | EA
306710 | 10887587034133 | BASE FOR MANDIBLE EXTERNAL FIXATOR SET GRAPHIC CASE | CMF | EA
04503064 | 10887587017969 | TI MATRIXNEURO X-PLATE | CMF | EA
400655E | 10887587044675 | 1.7MM TI EMERGENCY SCREW WITH FLUTED TIP 5MM | CMF | EA
0431570801 | 10887587072012 | 1.0MM TI RAISED HEAD SCREW SELF-TAPPING/PLUSDRIVE®/8MM | CMF | EA
314482 | 10887587037462 | 1.0MM CRUCIFORM SCRWDRVR BLADE W/SPRING HOLDING SLV-HXC | CMF | EA
85162301S | 10887587063959 | 1.5MM RAPID RESORB CONTOURABLE MESH/150X150X0.5MM THK-STERIL | CMF | EA
400658 | 20887587044726 | 1.7MM TI EMERGENCY SCREW W/FLUTED TIP 8MM | CMF | EA
421049 | 10887587049915 | 1.3MM TI ORBITAL FLOOR PLATE ANATOMIC-LARGE | CMF | EA
71004798S | 10887587060934 | CHRONOS(TM) BETA-TCP BLOCK 20MM X 20MM X 10MM-STERILE | CMF | EA
SD420528 | 10887587067278 | PSI SD420.528 TITANIUM IMPLANT | CMF | EA
03503017 | 10887587011554 | MATRIXNEURO SCREWDRIVER BLADE HEX COUPLING/SELF-RETAIN/MED | CMF | EA
0450344805 | 20887587021017 | 2.4MM TI MATRIXMANDIBLE SCREW SELF-TAPPING 18MM | CMF | EA
400498 | 20887587043859 | 1.7MM TI EMERGENCY SCREW WITH PLUSDRIVE(TM) RECESS 18MM | CMF | EA
304734 | 10887587032436 | CRANIOFACIAL TRAY INSERT FOR MMFS | CMF | EA
447308 | 10887587053332 | 2.0MM TI MLP DOUBLE WIDE PLATE MINI 12 HOLES/MALLEABLE | CMF | EA
03511363 | 10887587014494 | BENDING TEMPLATE FOR TI MATRIX REVERSIBLE OBLIQUE L-PL/SHORT | CMF | EA
460002 | 10887587054766 | TI CRANIAL FLAP TUBE CLAMP 18MM DIA | CMF | EA
400468E | 10887587043432 | 1.2MM TI EMERGENCY SCREW WITH PLUSDRIVE(TM) RECESS 8MM | CMF | EA
04511335 | 10887587024073 | TI MATRIX OBLIQUE L-PL/4X3H MEDIUM/REVERSIBLE/0.7MM THICK | CMF | EA
0450121001 | 10887587070568 | 2.7MM TI MATRIXRIB LCKNG SCREW SELF-DRILLING/10MM | CMF | EA
31394 | 10887587037134 | 2.4MM SCREWDRIVER WITH HOLDING SLEEVE | CMF | EA
04501008 | 10887587017068 | TI MATRIXRIB PRE-CONTOURED PL 18 HOLES FOR RIGHT RIBS 8 & 9 | CMF | EA
0431577001 | 10887587072333 | 1.7MM TI RAISED HEAD EMERG SCR SELF-TAPPING/PLUSDRIVE®/10MM | CMF | EA
46002205S | 20887587054954 | TI EMERGENCY RELEASE PIN STERILE 5 PACK | CMF | EA
03503375 | 10887587012803 | BENDING TEMPLATE F/BOX PLATES 5MMX10MM/MATRIXMIDFACE | CMF | EA
03503153 | 10887587012223 | MATRIXMIDFACE 1.25MM DRILL BIT MQC/18MM STOP/125MM | CMF | EA
04503352 | 10887587020006 | TI MATRIXMIDFACE H-PLATE 11 HOLES/0.7MM THICK | CMF | EA
288027 | 10887587029375 | MAXILLARY DISTRACTOR BODY 20MM | CMF | EA
03501764 | 10887587011493 | Ø2.2MM DRILL BIT W/14MM STOP F/90° SCRWDRVR MATRIXRIB | CMF | EA
398905 | 10887587041711 | AUTO WIRE TWISTER | CMF | EA
SD420423 | 10887587074719 | PSI SD420.423 TITANIUM IMPLANT | CMF | EA
SD800516 | 10887587065762 | PSI SD800.516 PEEK IMPLANT | CMF | EA
400484E | 10887587043586 | 1.7MM TI EMERGENCY SCREW WITH PLUSDRIVE(TM) RECESS 4MM | CMF | EA
03307010 | 10887587010090 | CARBON FIBER ROD NOTCHED 100MM | CMF | EA
04315000 | 10887587015330 | 2.7MM TI MACHINE SCREW FOR CMF DISTRACTOR | CMF | EA
0450342801 | 10887587075891 | 2.4MM TI MATRIXMANDIBLE SCREW SELF-TAPPING 30MM | CMF | EA
39726 | 10887587041322 | 1.8MM DRILL GUIDE FOR 397.21 | CMF | EA
39722 | 10887587041254 | 2.4MM CHEEK RETRACTOR BLADE | CMF | EA
SD800433 | 10887587065069 | PSI SD800.433 PEEK IMPLANT | CMF | EA
0450343505 | 20887587020805 | 2.4MM TI MATRIXMANDIBLE SCREW SELF-TAPPING 5MM | CMF | EA
04503068 | 10887587018003 | TI MATRIXNEURO DOUBLE Y-PLATE 6 HOLES/18MM | CMF | EA
0450367020 | 20887587022397 | 2.9MM TI MATRIXMANDIBLE LOCKING SCREW SLF-TPNG 10MM | CMF | EA
SD420517 | 10887587074986 | PSI SD420.517 TITANIUM IMPLANT | CMF | EA
321041 | 10887587039084 | BENDING TEMPLATE FOR 1.3MM TI UNIVERSAL ORBITAL FLOOR PLATE | CMF | EA
400402 | 20887587042593 | 1.0MM TI CRTX SCREW SLF-TPNG W/PLUSDRIVE(TM) RECESS 2MM | CMF | EA
04305004 | 10887587015101 | 2.5MM/4.0MM TI SCHANZ SCREW BLUNT TIP 60MM | CMF | EA
85161201S | 10887587063928 | 1.5MM RAPID RESORB CONTOURABLE MESH/100X100X0.25MM THK-STER | CMF | EA
6151001S | 10887587058658 | CRANIOS REINFORCED FAST SET PUTTY 10CC-STERILE | CMF | EA
401174E | 10887587046464 | 2.0MM TI MF CORTEX SCREW SELF-TAPPING WITH FLUTES 24MM | CMF | EA
0450361820 | 20887587022120 | 2.0MM TI MATRIXMANDIBLE LOCKING SCREW SLF-TPNG 18MM | CMF | EA
0450350801 | 10887587021430 | 2.0MM TI MATRIXMANDIBLE SCREW SELF-DRILLING/8MM | CMF | EA
85134301S | 10887587063683 | 1.5MM RAPID RESORBABLE Y-PLATE 4X3X3 HOLES-STERILE | CMF | EA
SD420503 | 10887587074863 | PSI SD420.503 TITANIUM IMPLANT | CMF | EA
80560604S | 20887587061730 | 1.5MM RAPID RESORBABLE CORTEX SCREW 6MM-STERILE | CMF | EA
304679 | 10887587031309 | 2.0MM COMPACT FIXATION MODULE | CMF | EA
387424 | 10887587040783 | PIN CLAMP/ARM FASTENER FOR MULTI-VECTOR DISTRACTOR | CMF | EA
03503172 | 10887587012353 | MATRIXMANDIBLE BENDNG TEMPLATE F/1.5MM BROAD 2X2/3X3 PLATES | CMF | EA
446035S | 10887587051253 | 1.5MM TI CONTOURABLE MESH PL RIGID/SMALL ARC-STERILE | CMF | EA
413590 | 20887587048922 | 3.0MM TI LOCKING SCREW 20MM FOR STERNAL LOCKING PLATES | CMF | EA
31105601S | 10887587035826 | TAP F/2.0MM RESORB CORTEX SCR F/1.5MM PL/(SLF-DRLG) 6MM-STER | CMF | EA
SD800528 | 10887587065878 | PSI SD800.528 PEEK IMPLANT | CMF | EA
313827 | 10887587036809 | 1.3MM SCRWDRVR BLD/SELF-RETAIN STARDRIVE(TM)/SHORT/HEX CPLNG | CMF | EA
03315011 | 10887587010243 | 1.0MM DRILL BIT/STRYKER J-LATCH/12MM STOP/75MM | CMF | EA
04511462 | 10887587024448 | TI MATRIX CHIN PL/DOUBLE BEND 5 HOLES/6MM OFFSET/0.7MM THK | CMF | EA
SD800534 | 10887587065939 | PSI SD800.534 PEEK IMPLANT | CMF | EA
03501071 | 10887587010793 | MATRIXRIB PLATE HLDG FORCEPS SMALL | CMF | EA
04511389 | 10887587024318 | TI MATRIX PRE-BENT MAXILLARY PLATE/10MM ADVMNT/0.8MM THK/L | CMF | EA
0450346605 | 20887587021093 | 2.7MM TI MATRIXMANDIBLE EMERGENCY SCREW SLF-TPNG 6MM | CMF | EA
04315005 | 10887587015385 | AB DISTRACTOR BODY END ACT. 25MM FOR CMF DISTRACTOR | CMF | EA
03503110 | 10887587012049 | MATRIXMIDFACE 1.25MM DRILL BIT J-LATCH/10MM STOP/44.5MM | CMF | EA
400608 | 20887587044238 | 1.2MM TI EMERGENCY SCREW W/FLUTED TIP 8MM | CMF | EA
400790E | 10887587045269 | 2.0MM TI EMERGENCY SCREW W/FLUTED TIP 10MM | CMF | EA
400739E | 10887587045009 | 1.5MM TI MF CORTEX SCREW SELF-TAPPING WITH FLUTES 9MM | CMF | EA
420302 | 10887587049090 | 1.0MM TI ORBITAL MESH PLATE 0.2MM THICK | CMF | EA
46000101S | 10887587054759 | TI CRANIAL FLAP TUBE CLAMP 13MM DIA-STERILE | CMF | EA
SD449510 | 10887587004723 | PSPC MATRIXMANDIBLE 7X23 HOLES ANGLE RECON PL/LEFT/2.5MM THK | CMF | EA
449632 | 10887587054483 | TI LOCKING RECON PLATE 6 X 23 HOLES/44MM X 214MM-LEFT | CMF | EA
400653 | 20887587044627 | 1.7MM TI EMERGENCY SCREW W/FLUTED TIP 3MM | CMF | EA
SD449506B | 10887587004648 | TI PSPC MATRIXMANDIBLE DOUBLE RECON PL MED 2.0MM THICK | CMF | EA
0450347805 | 20887587021338 | 2.7MM TI MATRIXMANDIBLE EMERGENCY SCREW SLF-TPNG 18MM | CMF | EA
400492 | 20887587043767 | 1.7MM TI EMERGENCY SCREW WITH PLUSDRIVE(TM) RECESS 12MM | CMF | EA
386902 | 10887587040417 | FRAGMENT MANIPULATOR/THREADED 1.9MM/SELF-DRILLING | CMF | EA
03503365 | 10887587012704 | BENDING TEMPLATE F/ORBITAL MESH PLATES/MATRIXMIDFACE | CMF | EA
329315 | 10887587039268 | CRIMPING DEVICE FOR CRANIAL FLAP TUBE CLAMP | CMF | EA
04501005 | 10887587017006 | TI MATRIXRIB PRE-CONTOURED PL 17 HOLES FOR LEFT RIBS 6 & 7 | CMF | EA
03501020 | 10887587010588 | 1.5MM DRILL BIT STRYKER J-LATCH/20MM STOP/88MM | CMF | EA
03505037 | 10887587013480 | Ø1.1MM DRILL BIT W/8MM STOP 15MM F/90° SCRWDRVR MTRXMDFACE | CMF | EA
03503044 | 10887587011707 | MATRIXMANDIBLE 1.8MM THREADED DRILL GUIDE-SHORT | CMF | EA
413586E | 10887587048895 | 3.0MM TI LOCKING SCREW 16MM F/STERNAL LOCKING PLATES | CMF | EA
03503120 | 10887587012070 | MATRIXMIDFACE 1.25MM DRILL BIT J-LATCH/80MM | CMF | EA
306743 | 10887587034355 | SCREW MODULE LID FOR MATRIXMANDIBLE SYSTEM | CMF | EA
03505214 | 10887587013985 | CENTER DRIVE SCREWDRIVER BLADE HEX COUPLING/LARGE | CMF | EA
SD420451 | 10887587074818 | PSI SD420.451 TITANIUM IMPLANT | CMF | EA
71004298S | 10887587060910 | CHRONOS(TM) BETA-TCP BLOCK 5MM X 5MM X 10MM-STERILE | CMF | EA
400275 | 20887587042333 | 2.0MM TI EMERGENCY SCREW WITH PLUSDRIVE(TM) RECESS 5MM | CMF | EA
03503181 | 10887587012445 | MATRIXMANDIBLE BENDNG TEMPLATE F/2.5/2.8MM ANGLE RECON PLATE | CMF | EA
04503149S | 10887587018652 | TI MATRIXNEURO RECON MESH 70MM DIA/GOLD-STERILE | CMF | EA
314675 | 10887587037639 | 2.0MM CRUCIFORM SCRWDRVR BLADE W/SPRING HOLDING SLV-SHORT-HX | CMF | EA
04503146S | 10887587018614 | TI MATRIXNEURO RECON MESH 150MM X 150MM/GOLD-STERILE | CMF | EA
44652 | 10887587051857 | 1.5MM TI OBLIQUE L-PLATE 3 X 4 HOLES-LEFT | CMF | EA
04500201 | 10887587016825 | 1.3MM CURVILINEAR DISTRACTOR R100 / LEFT | CMF | EA
03505147 | 10887587013831 | MATRIX 1.4MM DRILL BIT W/12MM STOP/19MM F/90° SCREWDRIVER | CMF | EA
400602E | 10887587044125 | 1.2MM TI EMERGENCY SCREW WITH FLUTED TIP 2MM | CMF | EA
306733 | 10887587034287 | TROCAR INSTRUMENT MODULE MATRIXMANDIBLE | CMF | EA
03503602 | 10887587013145 | RECON MESH BENDERS | CMF | EA
03505141 | 10887587013817 | MATRIX 1.4MM DRILL BIT W/6MM STOP/13MM F/90° SCREWDRIVER | CMF | EA
311209 | 10887587036229 | TAP FOR 2.0MM COARSE PITCH SCREWS/HEX COUPLING | CMF | EA
329421 | 10887587039398 | BENDING TEMPLATE FOR 1.5MM RESORB STRUT PL 2 X 10 HOLES | CMF | EA
401544E | 10887587047461 | 2.4MM TI CORTEX SCREW SELF-TAPPING 44MM | CMF | EA
400444E | 10887587043128 | 1.3MM TI CRTX SCREW SLF-TPNG W/PLUSDRIVE(TM) RECESS 14MM | CMF | EA
04503357 | 10887587020051 | TI MATRIXMIDFACE T-PLATE 3X4 HOLES/0.7MM THICK | CMF | EA
0450321620 | 20887587019021 | TI MATRIXMIDFACE SCREW SELF-TAPPING 16MM | CMF | EA
40083520 | 20887587045440 | TI LOW PROFILE NEURO SCREW SELF-DRILLING 5MM | CMF | EA
SD449514 | 10887587004846 | PSPC MATRIXMANDIBLE DBL ANGLE RECON PLATE LARGE/2.5MM THICK | CMF | EA
04315313 | 10887587015873 | 1.5MM CLOVERLEAF FOOT C-TYPE FOR CMF DISTRACTOR | CMF | EA
0450343801 | 10887587020853 | 2.4MM TI MATRIXMANDIBLE SCREW SELF-TAPPING 8MM | CMF | EA
397441 | 10887587041599 | 1.8MM THRDD DRILL GUIDE/SHORT F/LOCKING RECONSTRUCTION PLATE | CMF | EA
400455 | 20887587043248 | 1.3MM TI CRTX SCREW SLF-DRLG W/PLUSDRIVE(TM) RECESS 5MM | CMF | EA
34661 | 10887587039978 | BENDING TEMPLATE FOR 1.5MM TI Y-PLATE | CMF | EA
446033S | 10887587051215 | 1.5MM TI CONTOURABLE MESH PL MALLEABLE/SMALL ARC-STERILE | CMF | EA
42070 | 10887587049335 | 1.0MM TI T-PLATE 5 X 5 HOLES | CMF | EA
329571 | 10887587039619 | BENDING TEMPLATE FOR 2.0MM MLP CRESCENT 5 & 7 HOLES | CMF | EA
401297E | 10887587046648 | 2.0MM TI LCKNG SCREW SLF-TPNG W/PLUSDRIVE(TM) RECESS 14MM | CMF | EA
39866 | 10887587041674 | PLATE HOLDING FORCEPS W/BALL | CMF | EA
304661 | 10887587030821 | 1.5MM MODULE FOR TI IMPLANTS | CMF | EA
400489E | 10887587043722 | 1.7MM TI EMERGENCY SCREW WITH PLUSDRIVE(TM) RECESS 9MM | CMF | EA
386918 | 10887587040554 | RETRACTOR BLADE 17MM WIDTH F/ USE W/OPTICAL RETRACTOR HANDLE | CMF | EA
03507002S | 10887587014166 | 2.4MM THREADED REDUCTION TOOL SELF-DRILLING 78MM HEX-STERILE | CMF | EA
347987 | 10887587040165 | PLATE HOLDING INSTRUMENT FOR 1.5MM AND 2.0MM PLATES | CMF | EA
04501110S | 10887587017358 | 3.0MM TI STERNAL LOCKING SCREW SELF-DRILLING/10MM - STERILE | CMF | EA
03307105 | 10887587010113 | CONNECTING BAR 50MM | CMF | EA
317835 | 10887587038896 | 1.5MM DRILL BIT STRYKER J-LATCH/110MM | CMF | EA
401794 | 20887587047734 | 2.4MM TI EMERGENCY SCREW WITH PLUSDRIVE(TM) RECESS 8MM | CMF | EA
04501006 | 10887587017020 | TI MATRIXRIB PRE-CONTOURED PL 17 HOLES FOR RIGHT RIBS 6 & 7 | CMF | EA
304125 | 20887587030491 | SCREW LENGTH MARKER 25MM | CMF | EA
0450120901 | 10887587074337 | 2.7MM TI MATRIXRIB LCKNG SCREW SELF-DRILLING/9MM | CMF | EA
401560 | 20887587047512 | 2.7MM TI EMERGENCY SCREW 10MM | CMF | EA
20181498 | 10887587028620 | 2.0MM CORTEX SCREW SELF-TAPPING 14MM | CMF | EA
60511103 | 10887587058238 | INSTR TRAY F/GRAPHIC CASE MATRIXCOMBO/MANDIBLE INSTR | CMF | EA
03501608 | 10887587011288 | 2.2MM DRILL BIT W/8MM STOP AO QUICK COUPLING/135MM | CMF | EA
401170E | 10887587046426 | 2.0MM TI MF CORTEX SCREW SELF-TAPPING WITH FLUTES 20MM | CMF | EA
447156 | 10887587053127 | 2.0MM TI 90 DEG L-PLATE 19MM 2 X 2 HOLES-LOW PROFILE-RIGHT | CMF | EA
04503316 | 10887587019697 | TI MATRIXMIDFACE ADAPTION PLATE/20 HOLES/0.4MM THICK | CMF | EA
0450111805 | 20887587017461 | 3.0MM TI STERNAL LCKNG SCREW SELF-DRILLING/18MM | CMF | EA
SD310019 | 10887587001760 | 1.5MM DRILL BIT J-LATCH 16MM STOP/125MM | CMF | EA
0450367401 | 10887587022437 | 2.9MM TI MATRIXMANDIBLE LOCKING SCREW SLF-TPNG 14MM | CMF | EA
SD449518A | 10887587004952 | PSPC MATRIXMANDIBLE 7X23 ANGLE RECON PL RT 2.8MM THK W/MXLLA | CMF | EA
447078 | 10887587052731 | 2.0MM TI CHIN PLATE, SINGLE BEND 5 HOLES, 6-8MM OFFSET | CMF | EA
SD420505 | 10887587074887 | PSI SD420.505 TITANIUM IMPLANT | CMF | EA
44914 | 10887587054155 | 2.4MM TI LC-DCP® PLATE 4 HOLES/35MM | CMF | EA
03501031 | 10887587010625 | MATRIXRIB PLATE HLDG FORCEPS LARGE W/BALL TIPS | CMF | EA
400058 | 20887587042272 | 1.5MM TI CORTEX SCR SLF-DRLG WITH PLUSDRIVE(TM) RECESS 8MM | CMF | EA
04497000 | 10887587016436 | TI SCREW FOR CONDYLAR HEAD | CMF | EA
0450361601 | 10887587022079 | 2.0MM TI MATRIXMANDIBLE LOCKING SCREW SLF-TPNG 16MM | CMF | EA
310138 | 10887587034874 | 1.3MM DRILL BIT/HXC WITH 4MM STOP/52MM | CMF | EA
312158 | 10887587036519 | 1.5MM THREADED DRILL GUIDE FOR BASIC TROCAR SYSTEM | CMF | EA
0451122605 | 20887587023646 | 1.85MM TI MATRIX SCREW SELF-DRILLING/6MM | CMF | EA
0450322605 | 20887587019182 | TI MATRIXMIDFACE SCREW SELF-DRILLING 6MM | CMF | EA
390126 | 10887587040929 | TI SLF-DRLG MOUNTING PIN 40MM F/EXTERNAL MIDFACE DISTRACTOR | CMF | EA
68590043 | 10887587059327 | NANO MATRIXMANDIBLE SCREW INSERT TRAY | CMF | EA
68590005 | 10887587058986 | NANO INSERT TRAY/SINGLE WIDE 3 HIGH | CMF | EA
0450343501 | 10887587020792 | 2.4MM TI MATRIXMANDIBLE SCREW SELF-TAPPING 5MM | CMF | EA
42084 | 10887587049366 | 1.0MM TI H-PLATE 6 HOLES | CMF | EA
0450112005 | 20887587017492 | 3.0MM TI STERNAL LCKNG SCREW SELF-DRILLING/20MM | CMF | EA
04511323 | 10887587023960 | TI MATRIX OBLIQUE L-PL/3X3 H LONG/REVERSIBLE/0.5MM THICK | CMF | EA
401065 | 20887587046102 | 2.0MM TI CRTX SCREW SLF-DRLG W/PLUSDRIVE(TM) RECESS 8MM | CMF | EA
29123098 | 20887587029525 | 0.5MM PRECUT CERCLAGE WIRE 175MM | CMF | EA
04503739 | 10887587022871 | TI MATRIXMANDIBLE 7X23 ANGLE RECON PL LEFT 2.5MM THICK | CMF | EA
421553 | 10887587050966 | TI LOW PROFILE NEURO BURR HOLE COVER FOR SHUNT 15MM | CMF | EA
60501128 | 10887587078144 | MATRIXSTERNUM PLATE MODULE | CMF | EA
03307002 | 10887587010083 | SILICONE TIP GUARD | CMF | EA
304730 | 10887587032351 | MANDIBULAR MODULAR FIXTN SYS GRAPHIC CASE LARGE-4 MODULE | CMF | EA
04503373 | 10887587020167 | TI MATRIXMIDFACE ORBITAL RIM PLATE/12 HOLES/0.7MM THICK | CMF | EA
401312E | 10887587046846 | 2.4MM TI EMERGENCY SCREW 12MM | CMF | EA
80600402S | 20887587061815 | 2.0MM RAPID RESORBABLE CORTEX SCREW 4MM-STERILE | CMF | EA
0450364201 | 10887587022215 | 2.4MM TI MATRIXMANDIBLE LOCKING SCREW SLF-TPNG 12MM | CMF | EA
42055 | 10887587049281 | 1.0MM TI L-PLATE 4 X 5 HOLES-RIGHT | CMF | EA
288028 | 10887587029382 | MAXILLARY DISTRACTOR BODY 25MM | CMF | EA
03501524 | 10887587011264 | 1.8MM DRILL BIT HEX COUPLING WITH 24MM STOP/88MM | CMF | EA
04511343 | 10887587024141 | TI MATRIX ANATOMIC L-PL/3X3 H LONG/REVERSIBLE/0.5MM THICK | CMF | EA
60511006 | 10887587058054 | SCR/DRILL/BLD INSERT W/RECESS HOLES F/MATRIXORTHOGNATHIC SYS | CMF | EA
31103301S | 10887587035710 | TAP F/1.5MM RESORBABLE CORTEX SCREW/(SLF-DRLG) 3MM-STERILE | CMF | EA
04315112 | 10887587015651 | REMOVABLE EXTENSION ARM-RIGID 60MM FOR CMF DISTRACTOR | CMF | EA
401157 | 20887587046232 | 2.0MM TI MF CORTEX SCREW SELF-TAPPING W/FLUTES 7MM | CMF | EA
SD800405 | 10887587064826 | PSI SD800.405 PEEK IMPLANT | CMF | EA
04503023 | 10887587017808 | TI MATRIXNEURO BURR HOLE COVER 17MM | CMF | EA
44718 | 10887587053165 | 2.0MM TI ORBITAL RIM PLATE 8 HOLES | CMF | EA
SD420536 | 10887587074443 | PSI SD420.536 TITANIUM IMPLANT | CMF | EA
85151201S | 10887587063805 | 1.5MM RAPID RESORBABLE MESH 100X100X0.5MM-STERILE | CMF | EA
SD800415 | 10887587064918 | PSI SD800.415 PEEK IMPLANT | CMF | EA
304688M | 10887587031378 | SILICON MAT FOR 2.0MM PLATE HOLDING TROCAR INSTRUMENT TRAY | CMF | EA
413582 | 20887587048847 | 3.0MM TI LOCKING SCREW 12MM F/STERNAL LOCKING PLATES | CMF | EA
0450324620 | 20887587019519 | TI MATRIXMIDFACE EMERGENCY SCREW 16MM | CMF | EA
304771 | 10887587032764 | UNIVERSAL INSTRUMENT TRAY EXTRA LARGE/DEEP | CMF | EA
08510547S | 10887587026237 | SYNPOR FAN PLATE 35MM/1.5MM THICK-STERILE | CMF | EA
03501050 | 10887587066943 | 2.2MM DRILL BIT W/20MM STOP STRYKER J-LATCH/135MM | CMF | EA
0450143201 | 10887587077536 | MATRIXSTERNUM SCREW Ø 2.7 SELF-DRILLING L 12 | CMF | EA
400036 | 20887587041930 | 1.5MM TI CORTEX SCR SLF-TPNG WITH PLUSDRIVE(TM) RECESS 6MM | CMF | EA
497682 | 20887587056507 | 2.4MM TI LOCKING SCREW 22MM F/LOCKING RECONSTRUCTION PLATE | CMF | EA
0450361201 | 10887587021973 | 2.0MM TI MATRIXMANDIBLE LOCKING SCREW SLF-TPNG 12MM | CMF | EA
31778 | 10887587038728 | 1.5MM DRILL BIT/MINI QC WITH 8MM STOP/44.5MM | CMF | EA
690643 | 10887587060354 | INSERT TRAY FOR BASIC TROCAR SYSTEM | CMF | EA
329522 | 10887587039527 | BENDING TEMPLATE FOR 2.0MM MLP 4 X 4 HOLES-ANGLED | CMF | EA
0450355601 | 10887587021652 | 2.0MM TI MATRIXMANDIBLE SCREW FINE PITCH / 6MM | CMF | EA
0450347205 | 20887587021215 | 2.7MM TI MATRIXMANDIBLE EMERGENCY SCREW SLF-TPNG 12MM | CMF | EA
68590081 | 10887587059389 | NANO MATRIXMIDFACE 1.55/1.85MM SCR Ø INSERT TRAY ID TAG | CMF | EA
401935 | 20887587047925 | 2.0MM TI CORTEX SCREW COARSE PITCH SELF-TAPPING 5MM | CMF | EA
449645 | 10887587054544 | TI LOCKING RECON PLATE WITH CONDYLAR HEAD/3X16 HOLES/LEFT | CMF | EA
SD314008 | 10887587002293 | 1.3MM SCREWDRIVER BLD HXC 75MM SLF-RETAIN PLUSDRIVE | CMF | EA
400784E | 10887587045146 | 2.0MM TI EMERGENCY SCREW W/FLUTED TIP 4MM | CMF | EA
401041 | 20887587045679 | 2.0MM TI CRTX SCREW SLF-TPNG W/PLUSDRIVE(TM) RECESS 4MM | CMF | EA
04511463 | 10887587024455 | TI MATRIX CHIN PL/DOUBLE BEND 5 HOLES/8MM OFFSET/0.7MM THK | CMF | EA
401158 | 20887587046256 | 2.0MM TI MF CORTEX SCREW SELF-TAPPING W/FLUTES 8MM | CMF | EA
0450322520 | 20887587019168 | TI MATRIXMIDFACE SCREW SELF-DRILLING 5MM | CMF | EA
04502064 | 10887587017624 | TI MATRIXNEURO ULP X-PLATE | CMF | EA
32040 | 10887587039060 | BENDING TEMPLATE FOR 1.0MM TI UNIVERSAL ORBITAL FLOOR PLATE | CMF | EA
85100201S | 10887587063584 | 1.5MM RAPID RESORBABLE STRAIGHT PLATE 2 HOLES-STERILE | CMF | EA
0450341801 | 10887587020761 | 2.0MM TI MATRIXMANDIBLE SCREW SELF-TAPPING 18MM | CMF | EA
304634 | 10887587030692 | LOW PROFILE NEURO COMPACT MODULE | CMF | EA
400659E | 10887587044750 | 1.7MM TI EMERGENCY SCREW WITH FLUTED TIP 9MM | CMF | EA
60503010 | 10887587057750 | 1.3MM INSERT F/BOX OR TWINBOX FOR USE WITH 1.5MM INSERT | CMF | EA
400744E | 10887587045085 | 1.5MM TI MF CORTEX SCREW SELF-TAPPING WITH FLUTES 14MM | CMF | EA
SD306513 | 10887587001753 | MESH BENDING INSERTS/MEDIUM | CMF | EA
401308 | 20887587046751 | 2.4MM TI EMERGENCY SCREW 8MM | CMF | EA
400408E | 10887587042725 | 1.0MM TI CRTX SCREW SLF-TPNG W/PLUSDRIVE(TM) RECESS 8MM | CMF | EA
60501126 | 10887587078120 | MATRIXSTERNUM IMPLANT TRAY | CMF | EA
SD449516B | 10887587004907 | TI PSPC MATRIXMANDIBLE 20 HOLE RECON PLATE 2.8MM THICK | CMF | EA
SD800440 | 10887587065113 | PSI SD800.440 PEEK IMPLANT | CMF | EA
38679 | 10887587040349 | TUBE CLAMP-COMPLETE MANDIBLE FIXBRIDGE | CMF | EA
329657 | 10887587039770 | BENDING TEMPLATE F/1.5/2.0MM RESORB MESH PLATE 50MM DIA. | CMF | EA
401161 | 20887587046317 | 2.0MM TI MF CORTEX SCREW SELF-TAPPING W/FLUTES 11MM | CMF | EA
SD397214 | 10887587075990 | 2.4 POINTED CANNULA AND OBTURATOR | CMF | EA
0450121101 | 10887587074344 | 2.7MM MATRIXRIB TI LCKNG SCREW SELF-DRILLING/11MM | CMF | EA
0450360801 | 10887587021874 | 2.0MM TI MATRIXMANDIBLE LOCKING SCREW SLF-TPNG 8MM | CMF | EA
SD386919 | 10887587076591 | RETRACTOR BLADE RIGHT, 17MM TIP | CMF | EA
420401 | 10887587049175 | 1.0MM TI ORBITAL FLOOR PLATE ANATOMIC-SMALL | CMF | EA
34722 | 10887587040011 | BENDING TEMPLATE FOR 2.0MM TI ORBITAL RIM PLATES | CMF | EA
03503802 | 10887587013183 | ORBITAL RETRACTOR RIGHT | CMF | EA
04501097 | 10887587066981 | 1.5MM TI MATRIXRIB STRAIGHT PL 30 HOLES/300MM LENGTH | CMF | EA
34785 | 10887587040097 | BENDING TEMPLATE FOR 2.0MM TI H-PLATE 9 HOLES | CMF | EA
0450101601 | 10887587017136 | 2.9MM TI MATRIXRIB LCKNG SCREW SELF-TAPPING/6MM | CMF | EA
85151001S | 10887587063799 | 1.5MM RAPID RESORBABLE MESH 50X50X0.5MM-STERILE | CMF | EA
310136 | 10887587034850 | 1.3MM DRILL BIT/STRYKER J-LATCH/WITH 4MM STOP/45MM | CMF | EA
401160E | 10887587046303 | 2.0MM TI MF CORTEX SCREW SELF-TAPPING WITH FLUTES 10MM | CMF | EA
31110201S | 10887587036168 | TAP F/2.5MM RESORB EMERG SCREW SLF-DRLG/ADJ LNGTH/MQC-STERIL | CMF | EA
690600 | 10887587060026 | SUBCONDYLAR/RAMUS FIXATION SET GRAPHIC CASE | CMF | EA
447312 | 10887587053363 | 2.0MM TI MLP STRUT PLATE-MINI 8 HOLES/MALLEABLE | CMF | EA
0450347401 | 10887587021232 | 2.7MM TI MATRIXMANDIBLE EMERGENCY SCREW SLF-TPNG 14MM | CMF | EA
34898 | 10887587040189 | PLATE HOLDING FORCEPS-LOCKING FOR 1.0MM & 1.3MM PLATES | CMF | EA
85200401S | 10887587064253 | 2.0MM RAPID RESORBABLE STRAIGHT PLATE 4 HOLES-STERILE | CMF | EA
04500240 | 10887587016863 | 1.3MM CURVILINEAR DISTRACTOR R40/RIGHT | CMF | EA
447011 | 10887587052403 | 2.0MM TI CURVED SAGITTAL SPLIT PLATE 6 HOLES/10MM BAR | CMF | EA
44355 | 10887587051031 | 2.0MM TI MF DCP® PLATE 5 HOLES/27MM | CMF | EA
0450341205 | 20887587020669 | 2.0MM TI MATRIXMANDIBLE SCREW SELF-TAPPING 12MM | CMF | EA
0450340520 | 20887587020478 | 2.0MM TI MATRIXMANDIBLE SCREW SELF-TAPPING 5MM | CMF | EA
690639 | 10887587060316 | INSERT HOLDER | CMF | EA
68505050 | 10887587058917 | MATRIXMIDFACE MINI MODULE TRAY FOR 90° SCREWDRIVER | CMF | EA
446054 | 10887587051468 | 1.5MM TI CONTOURABLE MESH PLATE/RIGID/70MM DIA | CMF | EA
03315701 | 10887587073606 | 1.5MM/2.0MM SCRWDRIVER BLADE FOR RAISED HD SCRW/HEX CO/86MM | CMF | EA
SD420432 | 10887587074764 | PSI SD420.432 TITANIUM IMPLANT | CMF | EA
329481 | 10887587039480 | BENDING TEMPLATE FOR 1.5MM/ 2.0MM RESORBABLE MESH PLATES | CMF | EA
03503182 | 10887587012452 | MATRIXMANDIBLE BENDNG TEMPLATE F/2.5MM DBL ANGLE RECON PL/SM | CMF | EA
306603 | 10887587033686 | GRAPHIC CASE LID FOR MATRIXMIDFACE SYSTEM | CMF | EA
397213 | 10887587041216 | 2.0MM CANNULA & OBTURATOR | CMF | EA
04501068S | 10887587073279 | TI MATRIXRIB STRAIGHT PLATE 2.8MM THICK/8 HOLES - STERILE | CMF | EA
304072 | 10887587029894 | 1.0MM/1.3MM MODULE F/CMF DISTRACTOR | CMF | EA
306742 | 10887587034348 | SCREW MODULE FOR MATRIXMANDIBLE SYSTEM | CMF | EA
400274E | 10887587042312 | 2.0MM TI EMERGENCY SCREW WITH PLUSDRIVE(TM) RECESS 4MM | CMF | EA
49310301S | 10887587056197 | 32 GAUGE (0.2MM DIAMETER) TI WIRE 500MM WITH NEEDLE-STERILE | CMF | EA
60503020 | 10887587057798 | 1.5MM BOX INSERT BONE FIXATION SYSTEM | CMF | EA
0450361205 | 20887587022007 | 2.0MM TI MATRIXMANDIBLE LOCKING SCREW SLF-TPNG 12MM | CMF | EA
04503308 | 10887587019635 | TI MATRIXMIDFACE ORBITAL MESH PLATE/0.4MM THICK | CMF | EA
71005798S | 10887587060996 | CHRONOS(TM) BETA-TCP WEDGE 7 DEG/SEMI-CIRCULAR-STERILE | CMF | EA
401308E | 10887587046761 | 2.4MM TI EMERGENCY SCREW 8MM | CMF | EA
03503077 | 10887587011905 | MATRIXMANDIBLE PLATE BENDING IRON-LEFT | CMF | EA
400504 | 20887587043910 | 1.0MM TI MF CORTEX SCREW SELF-TAPPING W/FLUTES 4MM | CMF | EA
31952 | 10887587039022 | DEPTH GAUGE FOR 1.5MM & 2.0MM SCREWS, LONG | CMF | EA
03503046 | 10887587011721 | MATRIXMANDIBLE 2.4MM THREADED DRILL GUIDE-SHORT | CMF | EA
60503060 | 10887587057859 | 1.5MM BOX MODULE WITH LID AND INSERT | CMF | EA
03500020 | 10887587010403 | FILE WITH HEX COUPLING | CMF | EA
401956E | 10887587048239 | 2.0MM TI LCKNG SCREW SLF-DRLG W/PLUSDRIVE(TM) RECESS 6MM | CMF | EA
04511347 | 10887587024189 | TI MATRIX ANATOMIC L-PL/3X3 H SHORT/REVERSIBLE/0.8MM THICK | CMF | EA
304753 | 10887587032603 | MAXILLARY DISTRACTOR MODULE CASE | CMF | EA
04503092 | 10887587018225 | TI MATRIXNEURO CONTOUR MESH 100MM DIA/0.4MM MALLEABLE | CMF | EA
46000901S | 10887587054834 | TI CRANIAL FLAP TUBE CLAMP TEXTURED 18MM DIA-STERILE | CMF | EA
446017 | 10887587051116 | 1.5MM TI CONTOURABLE MESH PLATE/MALLEABLE/100MM X 100MM | CMF | EA
447406 | 10887587053448 | 2.0MM TI MLP DOUBLE ANGLE PLATE-LARGE 6 X 24 X 6 HOLES | CMF | EA
310572 | 10887587035321 | 2.4MM DRILL BIT STRYKER J-LATCH/75MM | CMF | EA
401506 | 20887587047093 | 2.4MM TI CORTEX SCREW SELF-TAPPING 6MM | CMF | EA
85165201S | 10887587064109 | 1.5MM RAPID RESORB CONTOURABLE MESH 100MM DIA/0.5MM THK-STER | CMF | EA
401530 | 20887587047338 | 2.4MM TI CORTEX SCREW SELF-TAPPING 30MM | CMF | EA
400735E | 10887587044927 | 1.5MM TI MF CORTEX SCREW SELF-TAPPING WITH FLUTES 5MM | CMF | EA
306772 | 10887587034577 | GENERIC SCREW INSERT TRAY FOR MATRIXMANDIBLE SYSTEM | CMF | EA
60511015 | 10887587058146 | TROCAR INSTRUMENT INSERT FOR MATRIXORTHOGNATHIC SYSTEM | CMF | EA
80560502S | 20887587061693 | 1.5MM RAPID RESORBABLE CORTEX SCREW 5MM-STERILE | CMF | EA
03501016 | 10887587010564 | 1.5MM DRILL BIT STRYKER J-LATCH/16MM STOP/82MM | CMF | EA
0450141501 | 10887587077468 | MATRIXSTERNUM LOCK SCREW Ø 2.7 SELF-DRILLING L 15 | CMF | EA
31776 | 10887587038704 | 1.5MM DRILL BIT/MINI QC WITH 6MM STOP/44.5MM | CMF | EA
401566 | 20887587047574 | 2.7MM TI EMERGENCY SCREW 16MM | CMF | EA
0431582805 | 20887587071883 | 2.0MM TI RAISED HEAD SCREW SELF-DRILLING/PLUSDRIVE®/8MM | CMF | EA
03503081 | 10887587011943 | MATRIXMANDIBLE SCREWDRIVER BLD SELF-RETAINING/90 DEGREE | CMF | EA
304760 | 10887587032665 | UNIVERSAL INSTRUMENT TRAY LARGE/DEEP | CMF | EA
0450360505 | 20887587021802 | 2.0MM TI MATRIXMANDIBLE LOCKING SCREW SLF-TPNG 5MM | CMF | EA
03503161 | 10887587012247 | MATRIXMANDIBLE BENDNG TEMPLATE F/1.0MM BROAD TENSION BAND PL | CMF | EA
08520121S | 10887587026367 | SYNPOR TI REINFORCED FAN PLATE FIXTN HOLES/0.8MM THICK-STER | CMF | EA
71001498S | 10887587060798 | CHRONOS(TM) BETA-TCP GRANULES 1.4-2.8MM/5.0CC-STERILE | CMF | EA
03501024 | 10887587010601 | 1.5MM DRILL BIT STRYKER J-LATCH/24MM STOP/88MM | CMF | EA
0451123605 | 20887587023721 | 2.1MM TI MATRIX SCREW SELF-TAPPING/6MM | CMF | EA
400054 | 20887587042159 | 1.5MM TI CORTEX SCR SLF-DRLG WITH PLUSDRIVE(TM) RECESS 4MM | CMF | EA
497693E | 10887587056630 | 3.0MM TI LOCKING SCREW 14MM F/LOCKING RECONSTRUCTION PLATE | CMF | EA
304662L | 10887587030876 | LID FOR 2.0MM CRANIOFACIAL MODULE | CMF | EA
400464E | 10887587043357 | 1.2MM TI EMERGENCY SCREW WITH PLUSDRIVE(TM) RECESS 4MM | CMF | EA
04502062 | 10887587017600 | TI MATRIXNEURO ULP 12MM STRAIGHT PLATE | CMF | EA
03503551 | 10887587013084 | MATRIXMANDIBLE 1.5MM DRILL BIT MQC/90MM FOR 03.503.043 | CMF | EA
04501112S | 10887587017389 | 3.0MM TI STERNAL LOCKING SCREW SELF-DRILLING/12MM - STERILE | CMF | EA
460024S | 10887587055008 | TI STERNAL LOCKING STRAIGHT PLATE 30 HOLES-STERILE | CMF | EA
401052 | 20887587045969 | 2.0MM TI CRTX SCR COARSE PITCH SLF-TPNG W/PLUSDRIVE(TM) 24MM | CMF | EA
0451123401 | 10887587023670 | 2.1MM TI MATRIX SCREW SELF-TAPPING/4MM | CMF | EA
0431577205 | 20887587072477 | 1.7MM TI RAISED HEAD EMERG SCR SELF-TAPPING/PLUSDRIVE®/12MM | CMF | EA
446060 | 10887587051505 | 1.5MM TI PRE-BENT MAXILLARY PLATE/11MM ADVANCEMENT-RIGHT | CMF | EA
80555001S | 10887587061603 | RAPIDSORB IPS DELIVERY DEVICE STARTER KIT, STERILE | CMF | EA
04503904 | 10887587023311 | TI MATRIXMANDIBLE PREFORMED RECON PL/LARGE/RIGHT/2.5MM THK | CMF | EA
85160501S | 10887587063904 | 1.5MM RAPID RESORB X-PLATE 8 HOLES-STERILE | CMF | EA
68590103 | 10887587059525 | NANO IMPLANT MODULE ID TAG MATRIXMANDIBLE | CMF | EA
03503070 | 10887587011868 | MATRIXMANDIBLE/THORAX SCRWDRVR BLADE SELF RETAINING-SHORT | CMF | EA
0431580401 | 10887587072517 | 2.0MM TI RAISED HEAD EMERG SCR SELF-TAPPING/PLUSDRIVE®/4MM | CMF | EA
03305022 | 10887587009995 | 2.0MM/2.5MM OBTURATOR FOR MANDIBLE EXTERNAL FIXATOR II | CMF | EA
60501113 | 10887587068671 | MATRIXRIB AUX INSERT TRAY FOR STACKABLE GRAPHIC CASE | CMF | EA
SD800502 | 10887587065625 | PSI SD800.502 PEEK IMPLANT | CMF | EA
04503781 | 10887587023021 | MATRIXMANDIBLE PRE-BNT TENSION BAND PLATE/LEFT/2X2H/1.0MM TH | CMF | EA
80604602S | 20887587061907 | 2.5MM RAPID RESORBABLE EMERGENCY SCREW 6MM-STERILE | CMF | EA
0450311405 | 20887587018420 | TI MATRIXNEURO EMERGENCY SCREW 4MM | CMF | EA
03503912 | 10887587013275 | MATRIXMANDIBLE BNDNG TEMPLATE F/PREFORMED RECON PL/LARGE | CMF | EA
04503722 | 10887587022710 | TI MATRIXMANDIBLE 3X3 HOLE CRESCENT PLATE 1.5MM THICK | CMF | EA
0450322420 | 20887587019137 | TI MATRIXMIDFACE SCREW SELF-DRILLING 4MM | CMF | EA
460035 | 10887587055091 | TI STERNAL LOCKING STAR PLATE 6 HOLES | CMF | EA
SD300012 | 10887587001548 | RETRACTOR HOOK MALLEABLE/SMALL | CMF | EA
68590088 | 10887587059457 | NANO PLUSDRIVE 2.0/2.4MM SCR Ø INSERT TRAY ID TAG | CMF | EA
446018 | 10887587051130 | 1.5MM TI CONTOURABLE MESH PLATE/RIGID/100MM X 100MM | CMF | EA
03501516 | 10887587011226 | 1.8MM DRILL BIT HEX COUPLING WITH 16MM STOP/82MM | CMF | EA
SD449517 | 10887587004914 | PSPC MATRIXMANDIBLE 7X23 HOLES ANGLE RECON PL/LEFT/2.8MM THK | CMF | EA
SD800429 | 10887587065021 | PSI SD800.429 PEEK IMPLANT | CMF | EA
85142001S | 10887587063706 | 1.5MM RAPID RESORBABLE STRUT PLATE 2 HOLESX10 HOLES-STERILE | CMF | EA
0431570601 | 10887587072005 | 1.0MM TI RAISED HEAD SCREW SELF-TAPPING/PLUSDRIVE®/6MM | CMF | EA
SD800559 | 10887587066189 | PSI SD800.559 PEEK IMPLANT | CMF | EA
447206 | 10887587053233 | 2.0MM TI MLP COMPRESSION PLATE-INTERMEDIATE 6 HOLES | CMF | EA
04503361 | 10887587020099 | TI MATRIXMIDFACE BOX PLATE 4 HOLES/10MMX10MM/0.5MM THICK | CMF | EA
SD03503708 | 10887587076751 | 1.5MM TROCAR DRILL BIT J-LATCH W/ 8MM STOP/100MM | CMF | EA
401532 | 20887587047352 | 2.4MM TI CORTEX SCREW SELF-TAPPING 32MM | CMF | EA
04503067 | 10887587017990 | TI MATRIXNEURO Y-PLATE 5 HOLES | CMF | EA
305694 | 10887587033044 | MODULE FOR LONGER TI STERNAL LOCKING SCREW/PLATE/DRILL BIT | CMF | EA
80600404S | 20887587061822 | 2.0MM RAPID RESORBABLE CORTEX SCREW 4MM-STERILE | CMF | EA
401795 | 20887587047765 | 2.4MM TI EMERGENCY SCREW WITH PLUSDRIVE(TM) RECESS 10MM | CMF | EA
447150 | 10887587053066 | 2.0MM TI CHIN PLATE 4 HOLES 10MM ADVANCEMENT-RIGHT | CMF | EA
460019 | 10887587054902 | TI STERNAL LOCKING STRAIGHT PLATE-12 HOLES | CMF | EA
03503043 | 10887587011691 | MATRIXMANDIBLE 1.5MM THREADED DRILL GUIDE-SHORT | CMF | EA
400422E | 10887587042848 | 1.0MM TI CRTX SCREW SLF-DRLG W/PLUSDRIVE(TM) RECESS 2MM | CMF | EA
68501090 | 10887587064420 | MODULE F/MATRIXRIB INSTRUMENT FOR 90° SCREWDRIVER | CMF | EA
447117 | 10887587052939 | 2.0MM TI LARGE LOCKING PLATE 3 X 3 HOLES/CRESCENT | CMF | EA
0451120601 | 10887587023458 | 1.85MM TI MATRIX SCREW SELF-TAPPING/6MM | CMF | EA
SD03503314 | 10887587078205 | Ø1.4MM DRILL W/ STOP L14MM MINI-QUICK COUPLING | CMF | EA
401934E | 10887587047911 | 2.0MM TI CORTEX SCREW COARSE PITCH SELF-TAPPING 4MM | CMF | EA
0450322601 | 10887587019178 | TI MATRIXMIDFACE SCREW SELF-DRILLING 6MM | CMF | EA
04501068 | 10887587073354 | TI MATRIXRIB STRAIGHT PLATE 2.8MM THICK/8 HOLES | CMF | EA
SD420445 | 10887587069074 | PSI SD420.445 TITANIUM IMPLANT | CMF | EA
31951 | 10887587039015 | DEPTH GAUGE FOR 1.5MM & 2.0MM SCREWS | CMF | EA
SD800413 | 10887587064895 | PSI SD800.413 PEEK IMPLANT | CMF | EA
401298E | 10887587046662 | 2.0MM TI LCKNG SCREW SLF-TPNG W/PLUSDRIVE(TM) RECESS 16MM | CMF | EA
04501330 | 10887587077161 | MATRIXSTERNUM LADDER PLATE SMALL/10 HOLES | CMF | EA
400410E | 10887587042763 | 1.0MM TI CRTX SCREW SLF-TPNG W/PLUSDRIVE(TM) RECESS 10MM | CMF | EA
400604 | 20887587044153 | 1.2MM TI EMERGENCY SCREW W/FLUTED TIP 4MM | CMF | EA
0450341805 | 20887587020775 | 2.0MM TI MATRIXMANDIBLE SCREW SELF-TAPPING 18MM | CMF | EA
329433 | 10887587039411 | BENDING TEMPLATE FOR 1.5MM RESORBABLE OBLIQUE L-PLATES | CMF | EA
04315063 | 10887587015576 | BC DISTRACTOR BODY END ACT. W/U-JOINT 15MM FOR CMF DSTR | CMF | EA
SD514010 | 10887587074276 | 90 DEGREE ARM FOR 90 DEGREE SCREWDRIVER | CMF | EA
304701 | 10887587031965 | LOCKING RECONSTRUCTION PLATE MODULE | CMF | EA
03505094 | 10887587013725 | Ø2.4MM DRILL BIT W/12MM STOP 19MM F/90° SCRWDRVR MTRXMANDBL | CMF | EA
446811 | 10887587052199 | 1.5MM TI X-PLATE 4 HOLES-LOW PROFILE | CMF | EA
400498E | 10887587043869 | 1.7MM TI EMERGENCY SCREW WITH PLUSDRIVE(TM) RECESS 18MM | CMF | EA
3101598 | 10887587034898 | 1.5MM DRILL BIT/QC/85MM | CMF | EA
0450364205 | 20887587022236 | 2.4MM TI MATRIXMANDIBLE LOCKING SCREW SLF-TPNG 12MM | CMF | EA
446537 | 10887587051888 | 1.5MM TI L-PLATE-MALLEABLE 3 X 4 HOLES-RIGHT | CMF | EA
0450344620 | 20887587020997 | 2.4MM TI MATRIXMANDIBLE SCREW SELF-TAPPING 16MM | CMF | EA
0450347801 | 10887587021317 | 2.7MM TI MATRIXMANDIBLE EMERGENCY SCREW SLF-TPNG 18MM | CMF | EA
SD420409 | 10887587074634 | PSI SD420.409 TITANIUM IMPLANT | CMF | EA
03503479 | 10887587013008 | MATRIXMANDIBLE 1.5MM DRILL BIT MQC/125MM F/03.503.045/047 | CMF | EA
497682E | 10887587056517 | 2.4MM TI LOCKING SCREW 22MM F/LOCKING RECONSTRUCTION PLATE | CMF | EA
60501011 | 10887587057545 | MATRIXRIB COMPACT INSERT TRAY PLATE ONLY | CMF | EA
03503178 | 10887587012414 | MATRIXMANDIBLE BENDNG TEMPLATE F/2.0MM DBL ANGLE RECON PL/ME | CMF | EA
04315403 | 10887587016153 | 2.0MM MESH FOOT C-TYPE FOR CMF DISTRACTOR | CMF | EA
0450310320 | 20887587018314 | TI MATRIXNEURO SCREW SELF-DRILLING 3MM | CMF | EA
316447 | 10887587038056 | 1.0MM DRILL BIT/STRYKER J-LTCH WITH 6MM STOP/44.5MM | CMF | EA
497684 | 20887587056521 | 2.4MM TI LOCKING SCREW 24MM F/LOCKING RECONSTRUCTION PLATE | CMF | EA
313932 | 10887587037059 | LOW PROFILE NEURO SCRWDRVR BLD SLF-RETAIN/CRUCIFORM/MED/HXC | CMF | EA
0450322305 | 20887587019090 | TI MATRIXMIDFACE SCREW SELF-DRILLING 3MM | CMF | EA
03501418 | 10887587011134 | 1.5MM DRILL BIT HEX COUPLING WITH 18MM STOP/82MM | CMF | EA
04502065 | 10887587017631 | TI MATRIXNEURO ULP 14MM X 14MM BOX PLATE | CMF | EA
04503156S | 10887587066530 | TI MATRIXNEURO PREFORMED MESH 151MM X 125MM FTP/RIGHT-STER | CMF | EA
447217 | 10887587053288 | 2.0MM TI MLP CRESCENT PLATE- INTERMEDIATE 7 HOLES | CMF | EA
690630 | 10887587060224 | BASIC SCREWDRIVER INSERT TRAY | CMF | EA
0450346620 | 20887587021109 | 2.7MM TI MATRIXMANDIBLE EMERGENCY SCREW SLF-TPNG 6MM | CMF | EA
03503461 | 10887587012933 | MATRIXMANDIBLE 1.8MM DRILL BIT J-LATCH/90MM FOR 03.503.044 | CMF | EA
400666 | 20887587044849 | 1.7MM TI EMERGENCY SCREW W/FLUTED TIP 16MM | CMF | EA
03501056 | 10887587010731 | LAG TOOL FOR TI STERNAL FIXATION SYSTEM | CMF | EA
SD420535 | 10887587067070 | PSI SD420.535 TITANIUM IMPLANT | CMF | EA
447073 | 10887587052687 | 2.0MM TI CHIN PLATE, DOUBLE BEND 5 HOLES, 4MM OFFSET | CMF | EA
SD800447 | 10887587065182 | PSI SD800.447 PEEK IMPLANT | CMF | EA
329524 | 10887587039541 | BENDING TEMPLATE FOR 2.0MM MLP 20 HOLES-LARGE | CMF | EA
401311 | 20887587046812 | 2.4MM TI EMERGENCY SCREW 11MM | CMF | EA
390133 | 10887587040974 | HEX SOCKET SET SCREW DOG POINT 6MM | CMF | EA
401514 | 20887587047178 | 2.4MM TI CORTEX SCREW SELF-TAPPING 14MM | CMF | EA
85168001S | 10887587064130 | 1.5MM RAPID RESORB SELLAR FLR PL 7MMX25MM/0.5MM THK-STERILE | CMF | EA
449027 | 10887587054025 | 2.0MM TI CURVED BROAD PLATE 6 HOLES/41MM | CMF | EA
SD449513B | 10887587004839 | TI PSPC MATRIXMANDIBLE DOUBLE ANGLE RECON PL/MED/2.5MM THICK | CMF | EA
60501603 | 10887587057644 | THORAX GRAPHIC CASE FOR SMALL BATTERY DRIVE SET | CMF | EA
446508 | 10887587051802 | 1.5MM TI MAXILLARY L-PLATE 3 X 3 HOLES/26MM-RIGHT | CMF | EA
31106101S | 10887587035857 | TAP F/1.5MM RESORBABLE CORTEX SCR/(SLF-DRLG) 6MM HXC-STERILE | CMF | EA
447111 | 10887587052885 | 2.0MM TI ADJUSTABLE SLIDER FOR SAGITTAL SPLIT PLATE | CMF | EA
400044 | 20887587042074 | 1.5MM TI CORTEX SCR SLF-TPNG WITH PLUSDRIVE(TM) RECESS 14MM | CMF | EA
SD420441 | 10887587066639 | PSI SD420.441 TITANIUM IMPLANT | CMF | EA
497694E | 10887587056654 | 3.0MM TI LOCKING SCREW 16MM F/LOCKING RECONSTRUCTION PLATE | CMF | EA
03503374 | 10887587012797 | BENDING TEMPLATE F/T-PLATES MATRIXMIDFACE | CMF | EA
401049E | 10887587045917 | 2.0MM TI CRTX SCR COARSE PITCH SLF-TPNG W/PLUSDRIVE(TM) 18MM | CMF | EA
0450364601 | 10887587022284 | 2.4MM TI MATRIXMANDIBLE LOCKING SCREW SLF-TPNG 16MM | CMF | EA
488075 | 10887587056111 | TI ALVEOLAR DISTRACTOR WITH STRAIGHT PLATE 12MM | CMF | EA
03503059 | 10887587011806 | PL HLDG TIP F/MATRIXMANDIBLE ARTICULATING PLATE INTRODUCER | CMF | EA
0431570401 | 10887587071992 | 1.0MM TI RAISED HEAD SCREW SELF-TAPPING/PLUSDRIVE®/4MM | CMF | EA
447074 | 10887587052694 | 2.0MM TI CHIN PLATE, DOUBLE BEND 5 HOLES, 6MM OFFSET | CMF | EA
03505026 | 10887587013411 | Ø1.25MM DRILL BIT W/10MM STOP 17MM F/90° SCRWDRVR MTRXMDFACE | CMF | EA
306747 | 10887587034393 | 2.0MM/2.5MM DBL ANGLE PL INSRT TRAY FOR MATRIXMANDIBLE SYSTE | CMF | EA
0450102805 | 20887587017263 | 2.9MM TI MATRIXRIB LCKNG SCREW SELF-TAPPING/18MM | CMF | EA
0450346820 | 20887587021147 | 2.7MM TI MATRIXMANDIBLE EMERGENCY SCREW SLF-TPNG 8MM | CMF | EA
03503605 | 10887587013152 | RECON MESH CUTTERS | CMF | EA
03506003 | 10887587014128 | TISSUE RETRACTOR FORCEPS FOR BASIC TROCAR SYSTEM | CMF | EA
690645 | 10887587060378 | STANDARD INSTRUMENT TRAY FULL SIZE | CMF | EA
SD201930 | 10887587001425 | 2.0MM IMF SCREW SELF-DRILLING 10MM | CMF | EA
304106 | 20887587030217 | SCREW LENGTH MARKER-6MM | CMF | EA
0450395405 | 20887587076413 | 1.3MM TI MATRIXMIDFACE SCREW SELF-TAPPING 4MM | CMF | EA
04503062 | 10887587017945 | TI MATRIXNEURO STRAIGHT PLATE 2 HOLES/12MM | CMF | EA
401536 | 20887587047390 | 2.4MM TI CORTEX SCREW SELF-TAPPING 36MM | CMF | EA
03503248 | 10887587012582 | MATRIX 1.1MM DRILL BIT J-LATCH/8MM STOP/44.5MM | CMF | EA
460003 | 10887587054780 | TI CRANIAL FLAP TUBE CLAMP 22MM DIA | CMF | EA
401312 | 20887587046836 | 2.4MM TI EMERGENCY SCREW 12MM | CMF | EA
03501091 | 10887587066912 | COMBINATION BENDING PLIERS FOR MATRIXRIB | CMF | EA
03501450 | 10887587077963 | MATRIXSTERNUM BENDING INSTR IN-SITU/ LONG | CMF | EA
04511350 | 10887587024219 | TI MATRIX I-PLATE 4 HOLES/0.5MM THICK | CMF | EA
449004 | 10887587053905 | 2.0MM TI NARROW PLATE 4 HOLES/29MM | CMF | EA
31107101S | 10887587035932 | TAP F/2.5MM RESORB EMERGENCY SCREWS (SLF-DRLG) 4MM HXC-STER | CMF | EA
SD03505005 | 10887587071671 | 90 DEGREE SCREWDRIVER T-HANDLE | CMF | EA
304123 | 20887587030477 | SCREW LENGTH MARKER-23MM | CMF | EA
04503096 | 10887587018263 | TI MATRIXNEURO CONTOUR MESH MASTOID/SMALL/MALLEABLE | CMF | EA
0450354805 | 20887587021567 | 2.0MM TI MATRIXMANDIBLE SCREW SELF-DRILLING/LOCKING/8MM | CMF | EA
400835E | 10887587045450 | TI LOW PROFILE NEURO SCREW SELF-DRILLING 5MM | CMF | EA
0450141001 | 10887587077413 | MATRIXSTERNUM LOCK SCREW Ø 2.7 SELF-DRILLING L 10 | CMF | EA
400288 | 20887587042579 | 2.0MM TI EMERGENCY SCREW WITH PLUSDRIVE(TM) RECESS 18MM | CMF | EA
04503024 | 10887587017815 | TI MATRIXNEURO BURR HOLE COVER 24MM | CMF | EA
0450102201 | 10887587017198 | 2.9MM TI MATRIXRIB LCKNG SCREW SELF-TAPPING/12MM | CMF | EA
04503313 | 10887587019666 | TI MATRIXMIDFACE ORBITAL RIM PLATE/12 HOLES/0.4MM THICK | CMF | EA
446782 | 10887587052014 | 1.5MM TI OBLIQUE L-PLATE/SHORT MALLEABLE 2 X 2 HOLES-RIGHT | CMF | EA
80551001S | 10887587061580 | RAPIDSORB IPS 1.5MM FASTENER CARTRIDGE/MEDIUM-STERILE | CMF | EA
306533 | 10887587033549 | NEURO INSERT TRAY FOR MATRIXNEURO INSTR AND BPD | CMF | EA
04503378 | 10887587020211 | TI MATRIXMIDFACE DOUBLE Y-PL 6 HOLES/0.7MM THICK | CMF | EA
400612E | 10887587044323 | 1.2MM TI EMERGENCY SCREW WITH FLUTED TIP 12MM | CMF | EA
421044 | 10887587049854 | 1.3MM TI MEDIAL WALL PLATE LEFT | CMF | EA
03305009 | 10887587009964 | ROD TEMPLATE FOR 4.0MM RODS FOR MANDIBLE EXTERNAL FIXATOR | CMF | EA
497672 | 20887587056408 | 2.4MM TI LOCKING SCREW 12MM F/LOCKING RECONSTRUCTION PLATE | CMF | EA
SD03501712 | 10886982280879 | LARGE RIB FORCEPS 90 DEGREE BEND RIGHT | CMF | EA
03503572 | 10887587013138 | MATRIXMANDIBLE 2.4MM DRILL BIT MQC/145MM F/03.503.042 | CMF | EA
SD420522 | 10887587075006 | PSI SD420.522 TITANIUM IMPLANT | CMF | EA
497668E | 10887587056371 | 2.4MM TI LOCKING SCREW 8MM F/LOCKING RECONSTRUCTION PLATE | CMF | EA
329402 | 10887587039343 | BENDING TEMPLATE DOUBLE ANGLE / 5X22X5 HOLES | CMF | EA
306573 | 10887587033655 | LID NEURO MINIATURE MODULE | CMF | EA
04503772 | 10887587022994 | TI MATRIXMANDIBLE 7X23 ANGLE RECON PLATE LEFT 2.8MM THICK | CMF | EA
446034S | 10887587051239 | 1.5MM TI CONTOURABLE MESH PL MALLEABLE/LARGE ARC-STERILE | CMF | EA
03511320 | 10887587014388 | MATRIX 1.4MM DRILL BIT J-LATCH/110MM | CMF | EA
60511110 | 10887587058306 | MATRIX AUXILIARY MODULE/MEDIUM FOR MATRIXMIDFACE SYSTEM | CMF | EA
306534 | 10887587033556 | CRANIAL CLAMP INSERT TRAY FOR APPLICATION INSTRUMENT | CMF | EA
0450343001 | 10887587075914 | 2.4MM TI MATRIXMANDIBLE SCREW SELF-TAPPING 34MM | CMF | EA
60511111 | 10887587058313 | LID F/MATRIX AUX MODULE/MED FOR MATRIXMIDFACE SYSTEM | CMF | EA
SD310041 | 10887587001845 | 1.5MM DRILL BIT W/32MM STRYKER COUPLING/57MM | CMF | EA
04503056 | 10887587017914 | TI MATRIXNEURO STRUT MESH MALLEABLE | CMF | EA
04503718 | 10887587022697 | TI MATRIXMANDIBLE 20 HOLE PLATE 1.5MM THICK | CMF | EA
0450121701 | 10887587074375 | 2.7MM MATRIXRIB TI LCKNG SCREW SELF-DRILLING/17MM | CMF | EA
SD420452 | 10887587074825 | PSI SD420.452 TITANIUM IMPLANT | CMF | EA
03305027 | 10887587010038 | ADAPTOR FOR RATCHETING SCREWDRIVER HANDLE | CMF | EA
SD03503520 | 10887587077949 | 1.8MM DRILL BIT W/ 20MM STOP 50MM LONG/ J-LATCH COUPLING | CMF | EA
03501065 | 10887587010762 | CALIPER | CMF | EA
306783 | 10887587034652 | INSERT TRAY F/1.25MM PLATES FOR MATRIXMANDIBLE SYSTEM | CMF | EA
497676E | 10887587056456 | 2.4MM TI LOCKING SCREW 16MM F/LOCKING RECONSTRUCTION PLATE | CMF | EA
413578 | 20887587048809 | 3.0MM TI LOCKING SCREW 8MM F/STERNAL LOCKING PLATES | CMF | EA
400845E | 10887587045542 | TI LOW PROFILE NEURO SCREW SELF-TAPPING 5MM | CMF | EA
460038 | 10887587055176 | TI STERNAL LOCKING DOUBLE-T PLATE/14 HOLES | CMF | EA
04503801S | 10887587023113 | TI MATRIXMIDFACE PREFORMED ORBITAL PLATE SMALL/LEFT-STER | CMF | EA
0450343201 | 10887587075938 | 2.4MM TI MATRIXMANDIBLE SCREW SELF-TAPPING 38MM | CMF | EA
85166101S | 10887587064116 | 1.5MM RAPID RESORB CONTOURABLE MESH 50MM DIA/0.8MM THICK-STE | CMF | EA
400846E | 10887587045566 | TI LOW PROFILE NEURO SCREW SELF-TAPPING 6MM | CMF | EA
447075 | 10887587052700 | 2.0MM TI CHIN PLATE, DOUBLE BEND 5 HOLES, 8MM OFFSET | CMF | EA
400035E | 10887587041926 | 1.5MM TI CORTEX SCR SLF-TPNG WITH PLUSDRIVE(TM) RECESS 5MM | CMF | EA
401946 | 20887587048106 | 2.0MM TI CORTEX SCREW COARSE PITCH SELF-TAPPING 16MM | CMF | EA
08520131S | 10887587026381 | SYNPOR TI REINFORCED FAN PLATE FIXTN HOLES/1.5MM THICK-STER | CMF | EA
0450341401 | 10887587020686 | 2.0MM TI MATRIXMANDIBLE SCREW SELF-TAPPING 14MM | CMF | EA
397281 | 10887587041391 | 2.4MM THREADED DRILL GUIDE | CMF | EA
413592 | 20887587048946 | 3.0MM TI LOCKING SCREW 22MM FOR STERNAL LOCKING PLATES | CMF | EA
04501103S | 10887587073323 | TI MATRIXRIB T-PLATE WIDE 2.8MM THICK/8 HOLES - STERILE | CMF | EA
0450141701 | 10887587077482 | MATRIXSTERNUM LOCK SCREW Ø 2.7 SELF-DRILLING L 17 | CMF | EA
487982 | 10887587055947 | TI MIDFACE DISTRACTOR ASSEMBLY 40MM | CMF | EA
08510120S | 10887587026039 | SYNPOR SQUARE SHEET-STERILE 50MMX50MM/0.8MM THICK | CMF | EA
306512 | 10887587033501 | SCREW INSERT FOR MATRIXNEURO IMPLANT MODULE | CMF | EA
400472 | 20887587043507 | 1.2MM TI EMERGENCY SCREW WITH PLUSDRIVE(TM) RECESS 12MM | CMF | EA
03503372 | 10887587012773 | BENDING TEMPLATE F/X-PLATES MATRIXMIDFACE | CMF | EA
04501011 | 10887587017112 | TI MATRIXRIB IM SPLINT MEDIUM-4MM WIDTH | CMF | EA
04503323 | 10887587019765 | TI MATRIXMIDFACE OBLIQUE L-PL 2X3 HOLES-LEFT/0.5MM THICK | CMF | EA
310883 | 10887587035550 | COUNTERSINK FOR 2.0MM/2.4MM SCREWS/HEX COUPLING | CMF | EA
03503911 | 10887587013268 | MATRIXMANDIBLE BNDNG TEMPLATE F/PREFORMED RECON PL/MEDIUM | CMF | EA
400633E | 10887587044552 | 1.3MM TI MF CORTEX SCREW SELF-TAPPING WITH FLUTES 13MM | CMF | EA
44344 | 10887587050997 | 2.0MM TI ZYGOMATIC PLATE 4 HOLES/22MM | CMF | EA
487984 | 10887587055954 | TI MIDFACE DISTRACTOR-ANTERIOR FOOT ELEVATED-RIGHT | CMF | EA
449100 | 10887587054131 | 2.4MM TI COMPRESSION TENSION BAND PLATE 4 HOLES/26MM | CMF | EA
401791E | 10887587047683 | 2.4MM TI EMERGENCY SCREW WITH PLUSDRIVE(TM) RECESS 5MM | CMF | EA
306739 | 10887587034317 | LID F/INSTR TRAY/LARGE MATRIXMANDIBLE GRAPHIC CASE | CMF | EA
487940 | 10887587055633 | TI MULTI-VECTOR DSTR PIN HLDG CLAMP/UNIVERSAL | CMF | EA
447079 | 10887587052748 | 2.0MM TI CHIN PLATE, SINGLE BEND 5 HOLES, 9-11MM OFFSET | CMF | EA
04305142 | 10887587015248 | 2.5MM/4.0MM TI SCHANZ SCREW F/ SYMPHYSIS W/22MM THREAD LENGT | CMF | EA
487937 | 10887587055572 | ACTIVATION NUT FOR MULTI-VECTOR DISTRACTOR | CMF | EA
04503347 | 10887587019956 | TI MATRIXMIDFACE Y-PLATE 1X3 HOLES/0.5MM THICK | CMF | EA
31953 | 10887587039039 | DEPTH GAUGE FOR 2.4MM SCREWS, LONG | CMF | EA
04503081 | 10887587018102 | TI MATRIXNEURO CONTOUR MESH 38MM X 45MM/0.4MM MALLEABLE | CMF | EA
304127 | 20887587030514 | SCREW LENGTH MARKER 27MM | CMF | EA
04503714 | 10887587022659 | TI MATRIXMANDIBLE 3X3H ANGLE DCP PLATE 1.25MM THICK | CMF | EA
400468 | 20887587043422 | 1.2MM TI EMERGENCY SCREW WITH PLUSDRIVE(TM) RECESS 8MM | CMF | EA
0431579005 | 20887587072071 | 1.5MM TI RAISED HEAD SCREW SELF-TAPPING/PLUSDRIVE®/10MM | CMF | EA
0450367805 | 20887587022502 | 2.9MM TI MATRIXMANDIBLE LOCKING SCREW SLF-TPNG 18MM | CMF | EA
39727 | 10887587041377 | 2.4MM/1.8MM INSERT DRILL GUIDE FOR 397.21 | CMF | EA
400282E | 10887587042497 | 2.0MM TI EMERGENCY SCREW WITH PLUSDRIVE(TM) RECESS 12MM | CMF | EA
0450323320 | 20887587019250 | TI MATRIXMIDFACE EMERGENCY SCREW 3MM | CMF | EA
413592E | 10887587048956 | 3.0MM TI LOCKING SCREW 22MM FOR STERNAL LOCKING PLATES | CMF | EA
487987 | 10887587055985 | TI MIDFACE DISTRACTOR-ANTERIOR FOOT ELEVATED-SYMMETRICAL | CMF | EA
400485 | 20887587043606 | 1.7MM TI EMERGENCY SCREW WITH PLUSDRIVE(TM) RECESS 5MM | CMF | EA
421044S | 10887587049861 | 1.3MM TI MEDIAL WALL PLATE LEFT-STERILE | CMF | EA
SD420418 | 10887587073132 | PSI SD420.418 TITANIUM IMPLANT | CMF | EA
400433E | 10887587042886 | 1.3MM TI CRTX SCREW SLF-TPNG W/PLUSDRIVE(TM) RECESS 3MM | CMF | EA
04315423 | 10887587016214 | 2.0MM ELV MESH FOOT C-TYPE FOR CMF DISTRACTOR | CMF | EA
310153 | 10887587034904 | 1.5MM DRILL BIT STRYKER J-LATCH/75MM | CMF | EA
449028 | 10887587054032 | 2.0MM TI BROAD PLATE 8 HOLES/55MM | CMF | EA
497674 | 20887587056422 | 2.4MM TI LOCKING SCREW 14MM F/LOCKING RECONSTRUCTION PLATE | CMF | EA
0450321201 | 10887587018904 | TI MATRIXMIDFACE SCREW SELF-TAPPING 12MM | CMF | EA
400454 | 20887587043217 | 1.3MM TI CRTX SCREW SLF-DRLG W/PLUSDRIVE(TM) RECESS 4MM | CMF | EA
460038S | 10887587055183 | TI STERNAL LOCKING DOUBLE-T PLATE/14 HOLES-STERILE | CMF | EA
304108W | 10887587030265 | SCREW LENGTH MARKER FOR 8MM SELF-DRILLING SCREWS | CMF | EA
421508 | 10887587050430 | TI LOW PROFILE NEURO OBLIQUE L-PLATE/3 X 4 HOLES-RIGHT | CMF | EA
400440 | 20887587043040 | 1.3MM TI CRTX SCREW SLF-TPNG W/PLUSDRIVE(TM) RECESS 10MM | CMF | EA
446797 | 10887587052144 | 1.5MM TI Z-PLATE/SHORT LEFT | CMF | EA
690694 | 10887587060620 | STERNAL FIXATION INSTR TRAY F/ RATCHETING SCREWDRIVER/FORCEP | CMF | EA
0450141401 | 10887587077451 | MATRIXSTERNUM LOCK SCREW Ø 2.7 SELF-DRILLING L 14 | CMF | EA
03503112 | 10887587012056 | MATRIXMIDFACE 1.25MM DRILL BIT J-LATCH/12MM STOP/44.5MM | CMF | EA
310134 | 10887587034843 | 1.3MM DRILL BIT/HXC WITH 3MM STOP/52MM | CMF | EA
0450323820 | 20887587019373 | TI MATRIXMIDFACE EMERGENCY SCREW 8MM | CMF | EA
31103601S | 10887587035741 | TAP F/2.0MM RESORBABLE CORTEX SCREW/(SLF-DRLG) 6MM-STERILE | CMF | EA
44762 | 10887587053837 | 2.0MM TI Y-PLATE 2 X 4 HOLES | CMF | EA
03503379 | 10887587012841 | BENDING TEMPLATE F/BLUE DOUBLE Y-PLATE/MATRIXMIDFACE | CMF | EA
0431584605 | 20887587072149 | 2.4MM TI RAISED HEAD EMERG SCR PLUSDRIVE®/6MM | CMF | EA
386903 | 10887587040424 | FRAGMENT MANIPULATOR HANDLE FOR 386.902 | CMF | EA
03511365 | 10887587014517 | BENDING TEMPLATE FOR TI MATRIX REVERSIBLE OBLIQUE L-PL/LONG | CMF | EA
04315104 | 10887587015637 | REMOVABLE EXTENSION ARM-RIGID 20MM FOR CMF DISTRACTOR | CMF | EA
03505066 | 10887587013565 | 1.5MM DIA DRILL BIT 16MM STOP LGTH 23MM FOR 90° SCREWDRIVER | CMF | EA
85168101S | 10887587064147 | 1.5MM RAPID RESORB SELLAR FLR PL 7MMX25MM/0.8MM THK-STERILE | CMF | EA
04503727 | 10887587022758 | TI MATRIXMANDIBLE 3X3 HOLE CRESCENT PL 2.0MM THK/BRD | CMF | EA
400614 | 20887587044337 | 1.2MM TI EMERGENCY SCREW W/FLUTED TIP 14MM | CMF | EA
310137 | 10887587034867 | 1.3MM DRILL BIT/STRYKER J-LATCH/WITH 6MM STOP/45MM | CMF | EA
0450342601 | 10887587075877 | 2.4MM TI MATRIXMANDIBLE SCREW SELF-TAPPING 26MM | CMF | EA
313833 | 10887587036823 | 1.5MM SCREWDRIVER BLADE/SELF- RETAINING/STARDRIVE(TM)/LONG | CMF | EA
SD800568 | 10887587066271 | PSI SD800.568 PEEK IMPLANT | CMF | EA
421050 | 10887587049939 | 1.3MM TI OBLIQUE L-PLATE 3 X 3 HOLES-LEFT | CMF | EA
SD03503722 | 10887587076829 | 1.5MM TROCAR DRILL BIT J-LATCH W/ 22MM STOP/100MM | CMF | EA
421531 | 10887587050614 | TI LOW PROF NEURO CONTOUR MESH 38MMX45MM/0.4MM MALLEABLE | CMF | EA
0450347001 | 10887587021157 | 2.7MM TI MATRIXMANDIBLE EMERGENCY SCREW SLF-TPNG 10MM | CMF | EA
446614 | 10887587051949 | 1.5MM TI DOUBLE Y-PLATE 6 HOLES/18MM | CMF | EA
400408 | 20887587042715 | 1.0MM TI CRTX SCREW SLF-TPNG W/PLUSDRIVE(TM) RECESS 8MM | CMF | EA
400659 | 20887587044740 | 1.7MM TI EMERGENCY SCREW W/FLUTED TIP 9MM | CMF | EA
487990 | 10887587056012 | TI MIDFACE DISTRACTOR POSTERIOR FOOT-SINGLE VECTOR | CMF | EA
SD449501 | 10887587004495 | PSPC MATRIXMANDIBLE 12H PLATE 2.0MM THICK | CMF | EA
04315027 | 10887587015477 | BC DISTRACTOR BODY END ACT 35MM FOR CMF DISTRACTOR | CMF | EA
68590054 | 10887587069395 | MATRIXWAVE MMF SYSTEM IMPLANT MODULE ID TAG | CMF | EA
447153 | 10887587053097 | 2.0MM TI STRAIGHT PLATE 4 HOLES/30MM | CMF | EA
0450347605 | 20887587021291 | 2.7MM TI MATRIXMANDIBLE EMERGENCY SCREW SLF-TPNG 16MM | CMF | EA
690670 | 10887587060491 | GRAPHIC CASE FOR CMF DISTRACTOR | CMF | EA
0431585205 | 20887587072170 | 2.4MM TI RAISED HEAD EMERG SCR PLUSDRIVE®/12MM | CMF | EA
04500018 | 10887587016573 | 2.0MM CURVILINEAR DISTRACTOR STRAIGHT | CMF | EA
SD800514 | 10887587065748 | PSI SD800.514 PEEK IMPLANT | CMF | EA
401306E | 10887587046723 | 2.4MM TI EMERGENCY SCREW 6MM | CMF | EA
401043E | 10887587045740 | 2.0MM TI CRTX SCREW SLF-TPNG W/PLUSDRIVE(TM) RECESS 6MM | CMF | EA
04500140 | 10887587016757 | 2.0MM CURVILINEAR DISTRACTOR R40/RIGHT | CMF | EA
0450341020 | 20887587020621 | 2.0MM TI MATRIXMANDIBLE SCREW SELF-TAPPING 10MM | CMF | EA
03503361 | 10887587012667 | BENDING TEMPLATE F/ORBITAL FLR PL/ANATOMIC/MED/MATRIXMIDFACE | CMF | EA
446920 | 10887587052311 | 1.5MM TI CHIN PLATE-DOUBLE BEND 6 HOLES/10MM ADVANCEMENT | CMF | EA
04503355 | 10887587020037 | TI MATRIXMIDFACE OBLIQUE L-PL 3X4 HOLES-LEFT/0.7MM THICK | CMF | EA
310532 | 10887587035253 | 2.4MM DRILL BIT STRYKER J-LATCH/100MM | CMF | EA
SD800527 | 10887587065861 | PSI SD800.527 PEEK IMPLANT | CMF | EA
85132001S | 10887587063676 | 1.5MM RAPID RESORBABLE DOUBLE Y-PLATE/10 HOLES-STERILE | CMF | EA
04503773 | 10887587023007 | TI MATRIXMANDIBLE 7X23 ANGLE RECON PL RIGHT 2.8MM THICK | CMF | EA
SD800563 | 10887587066226 | PSI SD800.563 PEEK IMPLANT | CMF | EA
SD449513 | 10887587004815 | PSPC MATRIXMANDIBLE DBL ANGLE RECON PLATE MEDIUM/2.5MM THICK | CMF | EA
690011 | 10887587059822 | STANDARD SCREWDRIVER TRAY FOR ORTHOGNATHIC MODULAR SYSTEM | CMF | EA
03503369 | 10887587012742 | BENDING TEMPLATE F/OBLIQUE L PLATES/3X4/MATRIXMIDFACE | CMF | EA
31633 | 10887587037943 | 0.70MM DRILL BIT/MINI QC WITH 3MM STOP/17MM | CMF | EA
420403 | 10887587049212 | 1.0MM TI ORBITAL FLOOR PLATE ANATOMIC-MEDIUM | CMF | EA
447310 | 10887587053356 | 2.0MM TI MLP BOX PLATE-MINI/ MALLEABLE | CMF | EA
SD800435 | 10887587065076 | PSI SD800.435 PEEK IMPLANT | CMF | EA
304799 | 10887587032993 | INSERT TRAY FOR ORTHOGNATHIC MODULES | CMF | EA
400503E | 10887587043906 | 1.0MM TI MF CORTEX SCREW SELF-TAPPING WITH FLUTES 3MM | CMF | EA
SD420404 | 10887587074580 | PSI SD420.404 TITANIUM IMPLANT | CMF | EA
306757 | 10887587034447 | IMF SCREW MODULE/COMPACT MATRIXMANDIBLE SYSTEM | CMF | EA
SD800445 | 10887587065168 | PSI SD800.445 PEEK IMPLANT | CMF | EA
401291 | 20887587046515 | 2.0MM TI LCKNG SCREW SLF-TPNG W/PLUSDRIVE(TM) RECESS 5MM | CMF | EA
329412 | 10887587039381 | BENDING TEMPLATE FOR 1.5MM RESORB ADAPTION PL/20 HOLES | CMF | EA
04500200 | 10887587016818 | 1.3MM CURVILINEAR DISTRACTOR R100 / RIGHT | CMF | EA
SD800430 | 10887587065038 | PSI SD800.430 PEEK IMPLANT | CMF | EA
60501102 | 10887587057613 | MATRIXRIB FORCEPS INSERT TRAY FOR STACKABLE GRAPHIC CASE | CMF | EA
310512 | 10887587035178 | 1.8MM DRILL BIT STRYKER J-LATCH/100MM | CMF | EA
44651 | 10887587051826 | 1.5MM TI OBLIQUE L-PLATE 2 X 3 HOLES-RIGHT | CMF | EA
SD420422 | 10887587074702 | PSI SD420.422 TITANIUM IMPLANT | CMF | EA
0450360605 | 20887587021857 | 2.0MM TI MATRIXMANDIBLE LOCKING SCREW SLF-TPNG 6MM | CMF | EA
03503506 | 10887587013046 | MATRIXMANDIBLE 1.5MM DRILL BIT MQC W/6MM STOP/50MM | CMF | EA
04503820 | 10887587069432 | MATRIXWAVE MMF TI PLATE 10 HOLES/SHORT | CMF | EA
38685 | 10887587040356 | EXTENSION BOW 50MM-COMPLETE MANDIBLE FIXBRIDGE | CMF | EA
288043 | 10887587029436 | ANTERIOR FOOT F/MAXILLARY DSTR MAXILLA LEFT/SPLINT RIGHT/10M | CMF | EA
SD800555 | 10887587066141 | PSI SD800.555 PEEK IMPLANT | CMF | EA
SD03501031 | 10887587075952 | RIB PLATE HOLDING FORCEPS LARGE, SPANNING | CMF | EA
31109401S | 10887587036137 | TAP F/1.5MM RESORBABLE CORTEX SCR(SLF-DRLG) 8MM HXC-STERILE | CMF | EA
0450341620 | 20887587020751 | 2.0MM TI MATRIXMANDIBLE SCREW SELF-TAPPING 16MM | CMF | EA
08520120S | 10887587026343 | SYNPOR TI REINFORCED FAN PLATE 0.8MM THICK-STERILE | CMF | EA
04500251 | 10887587016894 | 1.3MM CURVILINEAR DISTRACTOR R50/LEFT | CMF | EA
03511004 | 10887587014241 | SCREWDRIVER HANDLE WITH HEX COUPLING/LOCKING - MEDIUM | CMF | EA
0451124401 | 10887587023793 | 2.1MM TI MATRIX SCREW/COARSE PITCH/SELF-TAPPING/14MM | CMF | EA
0450347420 | 20887587021260 | 2.7MM TI MATRIXMANDIBLE EMERGENCY SCREW SLF-TPNG 14MM | CMF | EA
85264101S | 10887587064383 | 2.0MM RAPID RESORB CONTOURABLE MESH 50MM DIA/1.2MM THK-STER | CMF | EA
400636 | 20887587044580 | 1.3MM TI MF CORTEX SCREW SELF-TAPPING W/FLUTES 16MM | CMF | EA
SD800456 | 10887587065274 | PSI SD800.456 PEEK IMPLANT | CMF | EA
306618 | 10887587033778 | 0.8MM PLATE MODULE INSERT FOR MATRIXMIDFACE SYSTEM | CMF | EA
SD800530 | 10887587065892 | PSI SD800.530 PEEK IMPLANT | CMF | EA
420071 | 10887587049069 | 1.0MM/1.5MM TI MESH PLATE 100MM X 100MM/4MM HOLE SPACING | CMF | EA
421505 | 10887587050409 | TI LOW PROFILE NEURO ORBITAL RIM PLATE 12 HOLES | CMF | EA
04503750 | 10887587022925 | MATRIXMANDIBLE MINI PL-TENSION BAND BRD/2X2H/MALLEABLE/1.0MM | CMF | EA
314436 | 10887587037424 | 1.5MM CRUCIFORM BLD SLF-RETAIN CENTER PIN F/RESORB SCREWS/HE | CMF | EA
03315009 | 10887587010229 | CHEEK RETRACTOR FOR PEDIATRIC DRILL GUIDE 1.0MM/1.3MM | CMF | EA
04503713 | 10887587022642 | TI MATRIXMANDIBLE 3X3H CRESCENT DCP PL 1.25MM THICK | CMF | EA
SD420529 | 10887587075280 | PSI SD420.529 TITANIUM IMPLANT | CMF | EA
400787 | 20887587045198 | 2.0MM TI EMERGENCY SCREW W/FLUTED TIP 7MM | CMF | EA
421527 | 10887587050591 | TI LOW PROFILE NEURO BURR HOLE COVER 17MM DIA | CMF | EA
04501093 | 10887587071961 | TI MATRIXRIB T-PLATE 2.8MM THICK/7 HOLES | CMF | EA
60501120 | 10887587068640 | BASE FOR MATRIXRIB STACKABLE GRAPHIC CASE/IMPLANTS | CMF | EA
03501090 | 10887587066950 | BENDING TEMPLATE FOR MATRIXRIB LOCKING PLATES/300MM LENGTH | CMF | EA
329651 | 10887587039718 | BENDING TEMPLATE FOR 1.5MM RESORBABLE T-PLATE | CMF | EA
SD800438 | 10887587065106 | PSI SD800.438 PEEK IMPLANT | CMF | EA
401940 | 20887587048021 | 2.0MM TI CORTEX SCREW COARSE PITCH SELF-TAPPING 10MM | CMF | EA
400054E | 10887587042176 | 1.5MM TI CORTEX SCR SLF-DRLG WITH PLUSDRIVE(TM) RECESS 4MM | CMF | EA
397232 | 10887587041308 | MALLEABLE C-RETRACTOR | CMF | EA
0450311301 | 10887587018386 | TI MATRIXNEURO EMERGENCY SCREW 3MM | CMF | EA
03501200 | 10887587010939 | 1.5MM/1.8MM THRDD DRILL GUIDE FOR TI STERNAL LOCKING PLATES | CMF | EA
85180101S | 10887587064239 | RAPID RESORBABLE CRANIAL CLAMP 18MM | CMF | EA
60511010 | 10887587058092 | CHIN PLATE INSERT FOR MANDIBLE MODULE | CMF | EA
690628 | 10887587060200 | LAG SCREW INSERT TRAY | CMF | EA
31107301S | 10887587035956 | TAP F/2.5MM RESORB EMERGENCY SCREWS (SLF-DRLG) 8MM HXC-STER | CMF | EA
304749 | 10887587032580 | STANDARD PLATES INSERT TRAY | CMF | EA
SD03503476 | 10887587077857 | 1.5MM TROCAR DRILL BIT W/ J-LATCH - CALIBRATED | CMF | EA
68590008 | 10887587059013 | NANO INSERT TRAY/DOUBLE WIDE 3 HIGH | CMF | EA
0450340620 | 20887587020522 | 2.0MM TI MATRIXMANDIBLE SCREW SELF-TAPPING 6MM | CMF | EA
04503317 | 10887587019703 | TI MATRIXMIDFACE Y-PLATE 1X3 HOLES/0.4MM THICK | CMF | EA
03315003 | 10887587010168 | ALIGNMENT ROD FOR CMF DISTRACTOR | CMF | EA
0450310520 | 20887587018376 | TI MATRIXNEURO SCREW SELF-DRILLING 5MM | CMF | EA
60503005 | 10887587057712 | LID FOR BOX MODULE BONE FIXATION SYSTEM | CMF | EA
44644 | 10887587051710 | 1.5MM TI MEDIAL WALL PLATE LEFT | CMF | EA
400854 | 20887587045594 | TI LOW PROFILE NEURO EMERGENCY SCREW SELF-TAPPING 4MM | CMF | EA
03503062 | 10887587011813 | MATRIXMANDIBLE PLATE INTRODUCING FORCEPS | CMF | EA
304712 | 10887587032177 | ORTHOGNATHIC PLATE MODULE FOR TI PRE-BENT PLATES | CMF | EA
32918 | 10887587039251 | BENDING PLIERS FOR 2.0MM & 2.4MM PLATES | CMF | EA
20181098 | 10887587028606 | 2.0MM CORTEX SCREW SELF-TAPPING 10MM | CMF | EA
03500051 | 10887587010465 | BENDING TEMPLATE F/CURVILINEAR DISTRACTOR R50/LEFT | CMF | EA
04500150 | 10887587016771 | 2.0MM CURVILINEAR DISTRACTOR R50/RIGHT | CMF | EA
400055 | 20887587042180 | 1.5MM TI CORTEX SCR SLF-DRLG WITH PLUSDRIVE(TM) RECESS 5MM | CMF | EA
04511302 | 10887587023861 | TI MATRIX 90 DEG L-PL/2X2 H MEDIUM/REVERSIBLE/0.5MM THICK | CMF | EA
314001 | 10887587037202 | ACTIVATION INSTRUMENT FOR ALVEOLAR DISTRACTOR | CMF | EA
304719 | 10887587032269 | STERNAL FIXATION SYSTEM MODULE | CMF | EA
04449000 | 10887587016382 | TITANIUM CONDYLAR HEAD | CMF | EA
SD449512B | 10887587004808 | TI PSPC MATRIXMANDIBLE DOUBLE ANGLE RECON PL/SM/2.5MM THICK | CMF | EA
0431584805 | 20887587072156 | 2.4MM TI RAISED HEAD EMERG SCR PLUSDRIVE®/8MM | CMF | EA
03305021 | 10887587009988 | DRILL GUIDE FOR 2.0MM/2.5MM KIRSCHNER WIRES | CMF | EA
400662E | 10887587044811 | 1.7MM TI EMERGENCY SCREW WITH FLUTED TIP 12MM | CMF | EA
400628 | 20887587044450 | 1.3MM TI MF CORTEX SCREW SELF-TAPPING W/FLUTES 8MM | CMF | EA
SD800420 | 10887587064949 | PSI SD800.420 PEEK IMPLANT | CMF | EA
0450102605 | 20887587017249 | 2.9MM TI MATRIXRIB LCKNG SCREW SELF-TAPPING/16MM | CMF | EA
313254 | 10887587036724 | 1.5MM/2.0MM SCRWDRVR BLD HXC SLF-RETAIN PLUSDRIVE(TM) 52MM | CMF | EA
03503030 | 10887587011561 | MINI PLATE BENDER LOCKING | CMF | EA
460023 | 10887587054964 | TI STERNAL LOCKING STRAIGHT PLATE-20 HOLES | CMF | EA
04503393 | 10887587020365 | TI MATRIXMIDFACE STRUT PLATE 18 HOLES/0.7MM THICK | CMF | EA
386900 | 10887587040394 | ARTICULATING PLATE INTRODUCER WITH PLATE HOLDING TIP | CMF | EA
32973 | 10887587039817 | BENDING TEMPLATE FOR 2.4MM TI LC-DCP® PLATES 4 & 6 HOLES | CMF | EA
SD03503420 | 10887587076713 | MATRIXMANDIBLE 1.5MM DRILL BIT J-LATCH W/ 20MM STOP/50MM | CMF | EA
04315023 | 10887587015439 | BC DISTRACTOR BODY END ACT. 15MM FOR CMF DISTRACTOR | CMF | EA
03503031 | 10887587011578 | MINI PLATE BENDER NON-LOCKING | CMF | EA
304636 | 10887587030722 | TI CRANIAL MODULAR FIXATION SYSTEM OUTER CASE | CMF | EA
SD420518 | 10887587073163 | PSI SD420.518 TITANIUM IMPLANT | CMF | EA
03503552 | 10887587013091 | MATRIXMANDIBLE 1.5MM DRILL BIT MQC/145MM F/03.503.042 | CMF | EA
03503412 | 10887587012902 | MATRIXMANDIBLE 1.5MM DRILL BIT J-LATCH W/12MM STOP/50MM | CMF | EA
60511001 | 10887587058009 | GRAPHIC CASE FOR MATRIXORTHOGNATHIC SYSTEM | CMF | EA
60501129 | 10887587078151 | MATRIXSTERNUM SCREW MODULE | CMF | EA
401063 | 20887587046041 | 2.0MM TI CRTX SCREW SLF-DRLG W/PLUSDRIVE(TM) RECESS 6MM | CMF | EA
SD329140 | 10887587074160 | 2.2MM THREADED DRILL GUIDE | CMF | EA
03511366 | 10887587014524 | BENDING TEMPLATE FOR TI MATRIX REVERSIBLE 90 DEG L-PL/SHORT | CMF | EA
386906 | 10887587040455 | FREER SUCTION ELEVATOR AND 1.8MM CLEANING STYLET | CMF | EA
0450102601 | 10887587017235 | 2.9MM TI MATRIXRIB LCKNG SCREW SELF-TAPPING/16MM | CMF | EA
SD397002 | 10887587002842 | MATRIXMANDIBLE DRILL GUIDE | CMF | EA
6160301S | 10887587058672 | CRANIOS REINFORCED ROTARY MIX 3CC-STERILE | CMF | EA
04315502 | 10887587016238 | 1.3MM MESH FOOT B-TYPE FOR CMF DISTRACTOR | CMF | EA
421022 | 10887587049755 | 1.3MM TI CRANIAL STRAIGHT PLATE 2 HOLES/10MM SPACING | CMF | EA
400737E | 10887587044965 | 1.5MM TI MF CORTEX SCREW SELF-TAPPING WITH FLUTES 7MM | CMF | EA
SD800425 | 10887587064994 | PSI SD800.425 PEEK IMPLANT | CMF | EA
44987 | 10887587054674 | 2.4MM TI RECONSTRUCTION PLATE W/ANGLE 5HX13H 47MMX97MM-LEFT | CMF | EA
03505220 | 10887587014043 | OSTEOTOME/HEX COUPLING | CMF | EA
38672 | 10887587040301 | BONE PLATE MANDIBLE FIXBRIDGE | CMF | EA
04503374 | 10887587020174 | TI MATRIXMIDFACE ADAPTION PLATE/6 HOLES/0.7MM THICK | CMF | EA
85162101S | 10887587063935 | 1.5MM RAPID RESORB CONTOURABLE MESH/50X50X0.5MM THK-STERILE | CMF | EA
0451121801 | 10887587023571 | 1.85MM TI MATRIX SCREW/COARSE PITCH/SELF-TAPPING/18MM | CMF | EA
68590010 | 10887587059037 | NANO INSERT TRAY/TRIPLE WIDE 2 HIGH | CMF | EA
0450324805 | 20887587019540 | TI MATRIXMIDFACE EMERGENCY SCREW 18MM | CMF | EA
04503901 | 10887587023250 | TI MATRIXMANDIBLE PREFORMED RECON PL/SMALL/LEFT/2.5MM THK | CMF | EA
447104 | 10887587052830 | 2.0MM TI LARGE LOCKING PLATE 6 HOLES | CMF | EA
60501101 | 10887587057606 | MATRIXRIB TROCAR INSERT TRAY FOR STACKABLE GRAPHIC CASE | CMF | EA
400662 | 20887587044801 | 1.7MM TI EMERGENCY SCREW W/FLUTED TIP 12MM | CMF | EA
80560610S | 20887587061747 | 1.5MM RAPID RESORBABLE CORTEX SCREW 6MM-STERILE | CMF | EA
0450344420 | 20887587020966 | 2.4MM TI MATRIXMANDIBLE SCREW SELF-TAPPING 14MM | CMF | EA
0451123505 | 20887587023707 | 2.1MM TI MATRIX SCREW SELF-TAPPING/5MM | CMF | EA
03503406 | 10887587012872 | MATRIXMANDIBLE 1.5MM DRILL BIT J-LATCH W/6MM STOP/50MM | CMF | EA
0450111001 | 10887587017334 | 3.0MM TI STERNAL LCKNG SCREW SELF-DRILLING/10MM | CMF | EA
04511342 | 10887587024134 | TI MATRIX ANATOMIC L-PL/3X3 H MEDIUM/REVERSIBLE/0.5MM THICK | CMF | EA
04511464 | 10887587024462 | TI MATRIX CHIN PL/DOUBLE BEND 5 HOLES/10MM OFFSET/0.7MM THK | CMF | EA
03501038 | 10887587010663 | 2.2MM DRILL BIT STRYKER J-LATCH/WITH 8MM STOP/135MM | CMF | EA
SD800437 | 10887587065090 | PSI SD800.437 PEEK IMPLANT | CMF | EA
400048E | 10887587042145 | 1.5MM TI CORTEX SCR SLF-TPNG WITH PLUSDRIVE(TM) RECESS 18MM | CMF | EA
400610E | 10887587044286 | 1.2MM TI EMERGENCY SCREW WITH FLUTED TIP 10MM | CMF | EA
03501030 | 10887587010618 | MATRIXRIB PLATE HLDG FORCEPS SMALL W/BALL TIPS | CMF | EA
03503462 | 10887587012940 | MATRIXMANDIBLE 1.8MM DRILL BIT J-LATCH/145MM F/03.503.042 | CMF | EA
04503721 | 10887587022703 | TI MATRIXMANDIBLE 3X3 HOLE ANGLE PLATE 1.5MM THICK | CMF | EA
304104W | 10887587030180 | SCREW LENGTH MARKER FOR 4MM SELF-DRILLING SCREWS | CMF | EA
400496 | 20887587043828 | 1.7MM TI EMERGENCY SCREW WITH PLUSDRIVE(TM) RECESS 16MM | CMF | EA
04500171 | 10887587016801 | 2.0MM CURVILINEAR DISTRACTOR R70/LEFT | CMF | EA
03501510 | 10887587011196 | 1.8MM DRILL BIT HEX COUPLING WITH 10MM STOP/82MM | CMF | EA
400738 | 20887587044979 | 1.5MM TI MF CORTEX SCREW SELF-TAPPING W/FLUTES 8MM | CMF | EA
03501424 | 10887587011165 | 1.5MM DRILL BIT HEX COUPLING WITH 24MM STOP/88MM | CMF | EA
398987 | 10887587041834 | BONE REDUCTION FORCEPS SMALL STRAIGHT | CMF | EA
03505035 | 10887587013466 | Ø1.1MM DRILL BIT W/4MM STOP 11MM F/90° SCRWDRVR MTRXMDFACE | CMF | EA
304112W | 10887587030326 | SCREW LENGTH MARKER FOR 12MM SELF-DRILLING SCREWS | CMF | EA
400412E | 10887587042800 | 1.0MM TI CRTX SCREW SLF-TPNG W/PLUSDRIVE(TM) RECESS 12MM | CMF | EA
0450355805 | 20887587021680 | 2.0MM TI MATRIXMANDIBLE SCREW FINE PITCH / 8MM | CMF | EA
421542S | 10887587050843 | LOW PROF NEURO CONTOURABLE TI MESH/MALLEABLE/100MM DIA-STER | CMF | EA
04315054 | 10887587015514 | AB DISTRACTOR BODY END ACT. W/U-JOINT 20MM FOR CMF DSTR | CMF | EA
60511004 | 10887587058030 | MANDIBLE MODULE LID FOR MATRIXORTHOGNATHIC SYSTEM | CMF | EA
46010001S | 10887587055305 | TI CRANIAL FLAP TUBE CLAMP 11MM DIA-STERILE | CMF | EA
32218 | 10887587039138 | 1.8MM DCU DRILL GUIDE NEUTRAL & LOAD | CMF | EA
386907 | 10887587040462 | 1.8MM CLEANING STYLET F/FREER SUCTION ELEVATOR (386.906) | CMF | EA
SD480111 | 10887587005331 | TI PATIENT SPECIFIC PLATE MANDIBLE/DBL-ANGLE/2.0MM THK | CMF | EA
395575 | 10887587041100 | TI MULTI VECTOR DISTRACTOR CLAMP FOR CARBON FIBER RODS | CMF | EA
401564 | 20887587047550 | 2.7MM TI EMERGENCY SCREW 14MM | CMF | EA
401520 | 20887587047239 | 2.4MM TI CORTEX SCREW SELF-TAPPING 20MM | CMF | EA
SD449508B | 10887587004693 | TI PSPC MATRIXMANDIBLE 12H RECON PLATE 2.5MM THICK | CMF | EA
SD317020 | 10887587002408 | 1.1MM DRILL BIT STRYKER J-LATCH/10MM STOP/60MM | CMF | EA
421302 | 10887587050287 | 1.3MM TI ORBITAL MESH PLATE 0.2MM THICK | CMF | EA
329443 | 10887587039428 | BENDING TEMPLATE FOR 1.5MM RESORBABLE Y-PLATE | CMF | EA
400414E | 10887587042824 | 1.0MM TI CRTX SCREW SLF-TPNG W/PLUSDRIVE(TM) RECESS 14MM | CMF | EA
401538E | 10887587047423 | 2.4MM TI CORTEX SCREW SELF-TAPPING 38MM | CMF | EA
690672 | 10887587060514 | DISTRACTION INSTRUMENT INSERT TRAY FOR CMF DISTRACTOR | CMF | EA
446024 | 10887587051192 | 1.5MM TI CRANIAL STRAIGHT PLATE 4 HOLES/12MM-LOW PROFILE | CMF | EA
0450364820 | 20887587022335 | 2.4MM TI MATRIXMANDIBLE LOCKING SCREW SLF-TPNG 18MM | CMF | EA
03305008 | 10887587009957 | CANNULATED T-HANDLE FOR MANDIBLE EXTERNAL FIXATOR | CMF | EA
SD420443 | 10887587075242 | PSI SD420.443 TITANIUM IMPLANT | CMF | EA
690611 | 10887587060101 | INSTRUMENT/TROCAR TRAY FOR MODULAR FIXATION SYSTEMS | CMF | EA
SC40001901S | 10887587001364 | "SYNTHECEL® DURA REPAIR 2.5CM X 7.5CM(1\" X 3\")STERILE" | CMF | EA
401168 | 20887587046393 | 2.0MM TI MF CORTEX SCREW SELF-TAPPING W/FLUTES 18MM | CMF | EA
400611 | 20887587044290 | 1.2MM TI EMERGENCY SCREW W/FLUTED TIP 11MM | CMF | EA
0431584505 | 20887587073627 | 2.4MM TI RAISED HEAD EMERG SCR PLUSDRIVE®/ 5MM | CMF | EA
401794E | 10887587047744 | 2.4MM TI EMERGENCY SCREW WITH PLUSDRIVE(TM) RECESS 8MM | CMF | EA
04503325 | 10887587019789 | TI MATRIXMIDFACE OBLIQUE L-PL 3X4 HOLES-LEFT/0.5MM THICK | CMF | EA
390106 | 10887587040851 | HORIZONTAL ROD ASSEMBLY WITH RIGID CLAMPS | CMF | EA
34798 | 10887587040141 | PLATE HOLDING FORCEPS FOR 1.5MM, 2.0MM & 2.4MM PLATES | CMF | EA
SD800434 | 10887587064772 | PSI SD800.434 PEEK IMPLANT | CMF | EA
44722 | 10887587053295 | 2.0MM TI ORBITAL RIM PLATE 12 HOLES | CMF | EA
31756 | 10887587038612 | 1.5MM DRILL BIT/UNIVERSAL-HALL WITH 6MM STOP/44.5MM | CMF | EA
400736E | 10887587044941 | 1.5MM TI MF CORTEX SCREW SELF-TAPPING WITH FLUTES 6MM | CMF | EA
68590114 | 10887587059631 | NANO INSTRUMENT MODULE ID TAG MATRIXCOMBO | CMF | EA
305806 | 10887587033129 | SMALL INSTRUMENT TRAY LID FOR RESORBABLE FIXATION SYSTEM | CMF | EA
401155E | 10887587046204 | 2.0MM TI MF CORTEX SCREW SELF-TAPPING WITH FLUTES 5MM | CMF | EA
03501410 | 10887587011097 | 1.5MM DRILL BIT HEX COUPLING WITH 10MM STOP/82MM | CMF | EA
690697 | 10887587060651 | MODULAR STERNAL CABLE SYSTEM CABLE INSTR LOANER GRAPHIC CSE | CMF | EA
6124105S | 20887587058525 | DELIVERY NEEDLE 10CM X 10 GAUGE-STERILE | CMF | EA
08510541S | 10887587026152 | SYNPOR ORBITAL FLOOR PLATE 30MM/0.8MM THICK-STERILE | CMF | EA
42001 | 10887587048994 | 1.0MM TI STRUT PLATE 16 HOLES | CMF | EA
400654 | 20887587044641 | 1.7MM TI EMERGENCY SCREW W/FLUTED TIP 4MM | CMF | EA
03503069 | 10887587011851 | MATRIXMANDIBLE HOLDING SLEEVE LONG FOR USE WITH 03.503.068 | CMF | EA
03511342 | 10887587014449 | MATRIX 1.4MM TROCAR DRILL BIT QC/18MM CALIBRATION/100MM | CMF | EA
08520230S | 10887587026442 | SYNPOR SMOOTH TI REINFORCED FAN PLATE 1.5MM THICK-STERILE | CMF | EA
0450367205 | 20887587022410 | 2.9MM TI MATRIXMANDIBLE LOCKING SCREW SLF-TPNG 12MM | CMF | EA
400506E | 10887587043968 | 1.0MM TI MF CORTEX SCREW SELF-TAPPING WITH FLUTES 6MM | CMF | EA
03501042 | 10887587010687 | 2.2MM DRILL BIT STRYKER J-LATCH/WITH 12MM STOP/135MM | CMF | EA
447038 | 10887587052489 | 2.0MM TI CURVED SAGITTAL SPLIT PLATE 6 HOLES/8MM BAR | CMF | EA
386911 | 10887587040493 | SUBCONDYLAR ELEVATOR-ANGLED LEFT | CMF | EA
85152101S | 10887587063829 | 1.5MM RAPID RESORBABLE MESH 100X100X0.8MM-STERILE | CMF | EA
0451123501 | 10887587023694 | 2.1MM TI MATRIX SCREW SELF-TAPPING/5MM | CMF | EA
08510542S | 10887587026176 | SYNPOR ORBITAL FLOOR PLATE 35MM/0.8MM THICK-STERILE | CMF | EA
SD800455 | 10887587065267 | PSI SD800.455 PEEK IMPLANT | CMF | EA
SD03503712 | 10887587076775 | 1.5MM TROCAR DRILL BIT J-LATCH W/ 12MM STOP/100MM | CMF | EA
SD420405 | 10887587074597 | PSI SD420.405 TITANIUM IMPLANT | CMF | EA
04503344 | 10887587019925 | TI MATRIXMIDFACE ADAPTION PLATE/6 HOLES/0.5MM THICK | CMF | EA
80600610S | 20887587061860 | 2.0MM RAPID RESORBABLE CORTEX SCREW 6MM-STERILE | CMF | EA
08510642S | 10887587026275 | SYNPOR SMOOTH ORBITAL FLOOR PLATE 35MM/0.8MM THK-STERILE | CMF | EA
304765 | 10887587032719 | DOUBLE ANGLE PLATES INSERT TRAY | CMF | EA
SD800539 | 10887587065984 | PSI SD800.539 PEEK IMPLANT | CMF | EA
04315203 | 10887587015750 | 1.0MM MESH FOOT C-TYPE FOR CMF DISTRACTOR | CMF | EA
04503756 | 10887587022956 | TI MATRIXMANDIBLE 12 HOLE PLATE 1.25MM THICK | CMF | EA
329521 | 10887587039510 | BENDING TEMPLATE FOR 2.0MM MLP 6 X 21 HOLES-RIGHT | CMF | EA
400738E | 10887587044989 | 1.5MM TI MF CORTEX SCREW SELF-TAPPING WITH FLUTES 8MM | CMF | EA
SD420526 | 10887587068527 | PSI SD420.526 TITANIUM IMPLANT | CMF | EA
288006 | 10887587029283 | MAXILLARY DISTRACTOR 25MM MEDIUM | CMF | EA
03503057 | 10887587011783 | MATRIXMANDIBLE SHORT CUT PLATE CUTTER | CMF | EA
04503834 | 10887587023229 | TI MATRIXMANDIBLE SUBCONDYLAR PLATE TRAPEZOIDAL 1.0MM THICK | CMF | EA
288010 | 10887587029306 | ANTERIOR FOOT-MAXILLA RIGHT SPLINT LEFT-6MM | CMF | EA
SD449503A | 10887587004549 | PSPC MATRIXMANDIBLE 7X23H ANGL RECON PL/L/2.0MM THK W/MXLLA | CMF | EA
0450347020 | 20887587021185 | 2.7MM TI MATRIXMANDIBLE EMERGENCY SCREW SLF-TPNG 10MM | CMF | EA
390131 | 10887587040950 | HEX SOCKET SET SCREW FLAT POINT 4MM | CMF | EA
04503157S | 10887587066547 | TI MATRIXNEURO PREFORMED MESH 109MM X 78MM FRONTAL-STERILE | CMF | EA
400603E | 10887587044149 | 1.2MM TI EMERGENCY SCREW WITH FLUTED TIP 3MM | CMF | EA
SD420439 | 10887587066905 | PSI SD420.439 TITANIUM IMPLANT | CMF | EA
0450321205 | 20887587018918 | TI MATRIXMIDFACE SCREW SELF-TAPPING 12MM | CMF | EA
04503376 | 10887587020198 | TI MATRIXMIDFACE ADAPTION PLATE/20 HOLES/0.7MM THICK | CMF | EA
0450310420 | 20887587018345 | TI MATRIXNEURO SCREW SELF-DRILLING 4MM | CMF | EA
39743 | 10887587041575 | 2.0MM CHEEK RETRACTOR RING | CMF | EA
447039 | 10887587052496 | 2.0MM TI CURVED SAGITTAL SPLIT PLATE-6 HOLES/16MM BAR | CMF | EA
03503183 | 10887587012469 | MATRIXMANDIBLE BENDNG TEMPLATE F/2.5MM DBL ANGLE RECON PL/ME | CMF | EA
SD449504B | 10887587004587 | TI PSPC MATRIXMANDIBLE 7X23 H ANGLE RECON PL/RIGHT/2.0MM THK | CMF | EA
460024 | 10887587054995 | TI STERNAL LOCKING STRAIGHT PLATE-30 HOLES | CMF | EA
SD449507A | 10887587004662 | PSPC MATRIXMANDIBLE DBL ANGLE RECON PL/LRG/2.0MM THK W/MXLLA | CMF | EA
68590001 | 10887587058948 | NANO INSTRUMENT MODULE | CMF | EA
04511370 | 10887587024226 | TI MATRIX I-PLATE 4 HOLES/0.7MM THICK | CMF | EA
447412 | 10887587053455 | 2.0MM TI MLP PLATE-EXTRA 12 HOLES | CMF | EA
0450355405 | 20887587021628 | 2.0MM TI MATRIXMANDIBLE SCREW FINE PITCH / 4MM | CMF | EA
690654 | 10887587060422 | CRANIOFACIAL(CMFS) GRAPHIC CASE 4-MODULE | CMF | EA
85163301S | 10887587063966 | 1.5MM RAPID RESORB CONTOURABLE MESH/150X150X0.8MM THK-STERIL | CMF | EA
0431579205 | 20887587072088 | 1.5MM TI RAISED HEAD SCREW SELF-TAPPING/PLUSDRIVE®/12MM | CMF | EA
413578E | 10887587048819 | 3.0MM TI LOCKING SCREW 8MM F/STERNAL LOCKING PLATES | CMF | EA
447549 | 10887587053684 | 2.0MM TI OBLIQUE L-PLATE/LONG MALLEABLE 2 X 2 HOLES-LEFT | CMF | EA
386915 | 10887587040530 | OPTICAL RETRACTOR HANDLE | CMF | EA
46001001S | 10887587054858 | TI CRANIAL FLAP TUBE CLAMP TEXTURED 22MM DIA-STERILE | CMF | EA
42063 | 10887587049304 | 1.0MM TI Y-PLATE 3 X 7 HOLES | CMF | EA
400657E | 10887587044712 | 1.7MM TI EMERGENCY SCREW WITH FLUTED TIP 7MM | CMF | EA
400628E | 10887587044460 | 1.3MM TI MF CORTEX SCREW SELF-TAPPING WITH FLUTES 8MM | CMF | EA
421500 | 10887587050348 | LOW PROFILE NEURO TEMPORAL TI MESH PLATE-MALLEABLE/MEDIUM | CMF | EA
60503003 | 10887587057699 | 1.3MM/2.0MM TWINBOX MODULE WITH LID AND INSERTS | CMF | EA
0450323301 | 10887587019239 | TI MATRIXMIDFACE EMERGENCY SCREW 3MM | CMF | EA
68590024 | 10887587059174 | NANO INSERT TRAY ID TAG / 1.3MM THICK PLATES | CMF | EA
400456 | 20887587043279 | 1.3MM TI CRTX SCREW SLF-DRLG W/PLUSDRIVE(TM) RECESS 6MM | CMF | EA
288015 | 10887587029337 | ANTERIOR FOOT-MAXILLA LEFT SPLINT RIGHT-10MM | CMF | EA
0450395301 | 10887587076072 | 1.3MM TI MATRIXMIDFACE SCREW SELF-TAPPING 3MM | CMF | EA
42054 | 10887587049274 | 1.0MM TI L-PLATE 4 X 5 HOLES-LEFT | CMF | EA
401952E | 10887587048178 | 2.0MM TI CORTEX SCREW COARSE PITCH SELF-TAPPING 22MM | CMF | EA
0450360620 | 20887587021864 | 2.0MM TI MATRIXMANDIBLE LOCKING SCREW SLF-TPNG 6MM | CMF | EA
421502 | 10887587050362 | TI LOW PROFILE NEURO STRAIGHT PLATE 2 HOLES | CMF | EA
397212 | 10887587041209 | 2.4MM CANNULA & OBTURATOR | CMF | EA
0431578601 | 10887587072395 | 1.5MM TI RAISED HEAD SCREW SELF-DRILLING/PLUSDRIVE®/6MM | CMF | EA
497678E | 10887587056470 | 2.4MM TI LOCKING SCREW 18MM F/LOCKING RECONSTRUCTION PLATE | CMF | EA
SD386911 | 10887587078359 | MANDIBLE BODY REDUCTION HANDLE | CMF | EA
390124 | 10887587040912 | TI MOUNTING PIN 50MM FOR EXTERNAL MIDFACE DISTRACTOR | CMF | EA
34345 | 10887587039916 | BENDING TEMPLATE FOR 2.0MM TI ZYGOMATIC PLATE 5 HOLES | CMF | EA
401307 | 20887587046737 | 2.4MM TI EMERGENCY SCREW 7MM | CMF | EA
0450394301 | 10887587076034 | 1.3MM TI MATRIXMIDFACE SCREW SELF-DRILLING 3MM | CMF | EA
446918 | 10887587052298 | 1.5MM TI CHIN PLATE-DOUBLE BEND 6 HOLES/6MM ADVANCEMENT | CMF | EA
400444 | 20887587043101 | 1.3MM TI CRTX SCREW SLF-TPNG W/PLUSDRIVE(TM) RECESS 14MM | CMF | EA
04501114S | 10887587017419 | 3.0MM TI STERNAL LOCKING SCREW SELF-DRILLING/14MM - STERILE | CMF | EA
SD03503414 | 10887587076683 | MATRIXMANDIBLE 1.5MM DRILL BIT J-LATCH W/ 14MM STOP/50MM | CMF | EA
0450340601 | 10887587020488 | 2.0MM TI MATRIXMANDIBLE SCREW SELF-TAPPING 6MM | CMF | EA
SD800459 | 10887587065304 | PSI SD800.459 PEEK IMPLANT | CMF | EA
0450343101 | 10887587075921 | 2.4MM TI MATRIXMANDIBLE SCREW SELF-TAPPING 36MM | CMF | EA
0450320301 | 10887587018720 | TI MATRIXMIDFACE SCREW SELF-TAPPING 3MM | CMF | EA
329530 | 10887587039602 | BENDING TEMPLATE FOR 2.0MM MLP 6 X 21 HOLES-LEFT | CMF | EA
04503752 | 10887587022949 | MATRIXMANDIBLE MINI PL-TENSION BAND BRD/3X3H/MALLEABLE/1.0MM | CMF | EA
400455E | 10887587043265 | 1.3MM TI CRTX SCREW SLF-DRLG W/PLUSDRIVE(TM) RECESS 5MM | CMF | EA
60511113 | 10887587058337 | 0.4MM PLATE INSERT/HALF HEIGHT FOR MATRIXMIDFACE SYSTEM | CMF | EA
04511444 | 10887587024417 | TI MATRIX SAGITTAL SPLIT PLATE WITH ADJUSTABLE SLIDER/33MM | CMF | EA
68590019 | 10887587059129 | NANO INSERT TRAY ID TAG / 0.7MM THICK PLATES | CMF | EA
310562 | 10887587035314 | 1.8MM DRILL BIT STRYKER J-LATCH/75MM | CMF | EA
0450341605 | 20887587020744 | 2.0MM TI MATRIXMANDIBLE SCREW SELF-TAPPING 16MM | CMF | EA
690699 | 10887587060675 | STERNAL FIXATION INSTR TRAY F/ SHORTCUTS/BENDING PLIERS | CMF | EA
60511005 | 10887587058047 | SAGITTAL SPLIT PLATE INSERT FOR MANDIBLE MODULE | CMF | EA
03503118 | 10887587012063 | MATRIXMIDFACE 1.25MM DRILL BIT J-LATCH/18MM STOP/44.5MM | CMF | EA
447158 | 10887587053141 | 2.0MM TI 90 DEG L-PLATE 23MM 2 X 2 HOLES-LOW PROFILE-RIGHT | CMF | EA
SD800566 | 10887587066257 | PSI SD800.566 PEEK IMPLANT | CMF | EA
311005 | 10887587035574 | SCREWDRIVER HANDLE WITH HEX COUPLING-SMALL | CMF | EA
68590109 | 10887587059587 | NANO IMPLANT MODULE ID TAG MATRIXORBITAL | CMF | EA
03503371 | 10887587012766 | BENDING TEMPLATE F/Y-PLATES 1X3/MATRIXMIDFACE | CMF | EA
39725 | 10887587041315 | 1.8MM NEUTRAL DRILL GUIDE | CMF | EA
0431576605 | 20887587072446 | 1.7MM TI RAISED HEAD EMERG SCR SELF-TAPPING/PLUSDRIVE®/6MM | CMF | EA
0431582801 | 10887587071831 | 2.0MM TI RAISED HEAD SCREW SELF-DRILLING/PLUSDRIVE®/8MM | CMF | EA
0450361605 | 20887587022083 | 2.0MM TI MATRIXMANDIBLE LOCKING SCREW SLF-TPNG 16MM | CMF | EA
446505 | 10887587051772 | 1.5MM TI MAXILLARY L-PLATE 3 X 3 HOLES/22MM-LEFT | CMF | EA
05725010 | 10887587025919 | COMPACT WATER BATH | CMF | EA
421067 | 10887587049984 | 1.3MM TI DOUBLE Y-PLATE 6 HOLES 22MM | CMF | EA
0450320605 | 20887587018826 | TI MATRIXMIDFACE SCREW SELF-TAPPING 6MM | CMF | EA
447109 | 10887587052878 | 2.0MM TI LARGE LOCKING PLATE 6 X 21 HOLES-LEFT | CMF | EA
SD420513 | 10887587074948 | PSI SD420.513 TITANIUM IMPLANT | CMF | EA
446799 | 10887587052168 | 1.5MM TI Z-PLATE/LONG LEFT | CMF | EA
31722 | 10887587038360 | 1.1MM DRILL BIT/STRYKER J-LTCH WITH 12MM STOP/44.5MM | CMF | EA
SD449517A | 10887587004921 | PSPC MATRIXMANDIBLE 7X23 ANGLE RECON PL LT 2.8MM THK W/MXLLA | CMF | EA
04511341 | 10887587024127 | TI MATRIX ANATOMIC L-PL/3X3 H SHORT/REVERSIBLE/0.5MM THICK | CMF | EA
44905 | 10887587054117 | 2.0MM TI TENSION BAND PLATE STRAIGHT 4 HOLES/25MM | CMF | EA
SD800520 | 10887587065793 | PSI SD800.520 PEEK IMPLANT | CMF | EA
SD03501702 | 10887587076560 | RIB PLATE REDUCTION ROD, SHORT 10MM THREAD | CMF | EA
400405 | 20887587042654 | 1.0MM TI CRTX SCREW SLF-TPNG W/PLUSDRIVE(TM) RECESS 5MM | CMF | EA
397224 | 10887587041261 | 2.4MM THREADED DRILL GUIDE F/LOCKING RECONSTRUCTION PLATE | CMF | EA
401154 | 20887587046171 | 2.0MM TI MF CORTEX SCREW SELF-TAPPING W/FLUTES 4MM | CMF | EA
446046 | 10887587051345 | 1.5MM TI PRE-BENT MAXILLARY PLATE/7MM ADVANCEMENT-RIGHT | CMF | EA
401318 | 20887587046898 | 2.4MM TI EMERGENCY SCREW 18MM | CMF | EA
460039S | 10887587055206 | TI STERNAL LOCKING ANGLED PLATE/12 HOLE-STERILE | CMF | EA
0450311501 | 10887587018447 | TI MATRIXNEURO EMERGENCY SCREW 5MM | CMF | EA
401942E | 10887587048079 | 2.0MM TI CORTEX SCREW COARSE PITCH SELF-TAPPING 12MM | CMF | EA
85102001S | 10887587063621 | 1.5MM RAPID RESORB ADAPTION PLATE/20 HOLES-STERILE | CMF | EA
446515 | 10887587051833 | 1.5MM TI L-PLATE-MALLEABLE 2 X 3 HOLES-RIGHT | CMF | EA
304073 | 10887587029900 | 1.5MM MODULE F/CMF DISTRACTOR | CMF | EA
03506004 | 10887587014135 | 1.5/1.8/2.4MM DRILL GUIDE FOR BASIC TROCAR SYSTEM | CMF | EA
SD800542 | 10887587066011 | PSI SD800.542 PEEK IMPLANT | CMF | EA
0431574805 | 20887587072286 | 1.3MM TI RAISED HEAD SCREW SELF-TAPPING/PLUSDRIVE®/8MM | CMF | EA
SD800444 | 10887587065151 | PSI SD800.444 PEEK IMPLANT | CMF | EA
03511376 | 10887587014623 | BENDING TEMPLATE FOR TI MATRIX STRAIGHT SAGITTAL SPLT PL/12M | CMF | EA
04502022 | 10887587017525 | TI MATRIXNEURO ULP BURR HOLE COVER 15MM | CMF | EA
0450382401 | 10887587069470 | MATRIXWAVE MMF TI 1.85MM SCREW SELF-DRILLING/6MM LENGTH | CMF | EA
487994 | 10887587056043 | FLEX CABLE EXTENSION 40MM F/TI MIDFACE DISTRACTOR | CMF | EA
446784 | 10887587052038 | 1.5MM TI OBLIQUE L-PLATE/LONG MALLEABLE 2 X 2 HOLES-RIGHT | CMF | EA
68505060 | 10887587058924 | MATRIXORTHOGNATHIC MINI MODULE TRAY FOR 90° SCREWDRIVER | CMF | EA
312154 | 10887587036472 | 1.5MM THREADED DRILL GUIDE- LONG FOR 2.0MM MLP | CMF | EA
446036S | 10887587051277 | 1.5MM TI CONTOURABLE MESH PL RIGID/LARGE ARC-STERILE | CMF | EA
0431584601 | 10887587071923 | 2.4MM TI RAISED HEAD EMERG SCR SELF-TAPPING/PLUSDRIVE®/6MM | CMF | EA
85163901S | 10887587064079 | 1.5MM RAPID RESORB CONTOURABLE MESH 15X25X.5MM THICK-STERILE | CMF | EA
04503027 | 10887587017839 | TI MATRIXNEURO BURR HOLE COVER 15MM FOR SHUNT | CMF | EA
0450343605 | 20887587020836 | 2.4MM TI MATRIXMANDIBLE SCREW SELF-TAPPING 6MM | CMF | EA
31628 | 10887587037936 | 0.76MM DRILL BIT/MINI QC WITH 8MM STOP/44.5MM | CMF | EA
306510 | 10887587033488 | MATRIXNEURO COMPACT MODULE BASE | CMF | EA
04503057 | 10887587017921 | TI MATRIXNEURO TEMPORAL MESH MEDIUM/MALLEABLE | CMF | EA
60511102 | 10887587058221 | INSTR TRAY F/GRAPHIC CASE MATRIXCOMBO/GENERAL INSTRUMENT | CMF | EA
421528 | 10887587050607 | TI LOW PROFILE NEURO BURR HOLE COVER 24MM DIA | CMF | EA
04315003 | 10887587015361 | AB DISTRACTOR BODY END ACT 15MM FOR CMF DISTRACTOR | CMF | EA
0450104205 | 20887587017324 | 2.9MM TI MATRIXRIB NON-LOCKING SCREW/SELF-TAPPING/12MM | CMF | EA
85153401S | 10887587063850 | 1.5MM RAPID RESORBABLE SHEET 50MMX50MMX0.8MM THICK-STERILE | CMF | EA
304706 | 10887587032092 | TI MULTI VECTOR DISTRACTOR MODULE | CMF | EA
68590084 | 10887587059419 | NANO MATRIXMANDIBLE 2.4/2.7MM SCR Ø INSERT TRAY ID TAG | CMF | EA
447036 | 10887587052465 | 2.0MM TI CURVED SAGITTAL SPLIT PLATE 6 HOLES/12MM BAR | CMF | EA
04503348 | 10887587019963 | TI MATRIXMIDFACE DOUBLE Y-PL 6 HOLES/0.5MM THICK | CMF | EA
68590017 | 10887587059105 | NANO INSERT TRAY ID TAG / 0.5MM THICK PLATES | CMF | EA
SD420408 | 10887587074627 | PSI SD420.408 TITANIUM IMPLANT | CMF | EA
400442 | 20887587043071 | 1.3MM TI CRTX SCREW SLF-TPNG W/PLUSDRIVE(TM) RECESS 12MM | CMF | EA
400038E | 10887587042008 | 1.5MM TI CORTEX SCR SLF-TPNG WITH PLUSDRIVE(TM) RECESS 8MM | CMF | EA
0450121401 | 10887587070582 | 2.7MM TI MATRIXRIB LCKNG SCREW SELF-DRILLING/14MM | CMF | EA
400626 | 20887587044412 | 1.3MM TI MF CORTEX SCREW SELF-TAPPING W/FLUTES 6MM | CMF | EA
SD420508 | 10887587074900 | PSI SD420.508 TITANIUM IMPLANT | CMF | EA
313842 | 10887587036878 | 2.0MM SCREWDRIVER BLADE/SELF- RETAINING/STARDRIVE(TM)/SHORT | CMF | EA
0431580801 | 10887587072531 | 2.0MM TI RAISED HEAD EMERG SCR SELF-TAPPING/PLUSDRIVE®/8MM | CMF | EA
690008 | 10887587059808 | STANDARD INSTRUMENT TRAY FOR CRANIOFACIAL MODULAR SYSTEM | CMF | EA
03503376 | 10887587012810 | BENDING TEMPLATE F/BOX PLATES 10MMX10MM/MATRIXMIDFACE | CMF | EA
395101 | 10887587041094 | ALIGNMENT ROD FOR MAXILLARY DISTRACTOR | CMF | EA
04503726 | 10887587022741 | TI MATRIXMANDIBLE 2X2 HOLE CRESCENT PL 2.0MM THK/BRD | CMF | EA
401530E | 10887587047348 | 2.4MM TI CORTEX SCREW SELF-TAPPING 30MM | CMF | EA
421509 | 10887587050447 | TI LOW PROFILE NEURO OBLIQUE L-PLATE/3 X 4 HOLES-LEFT | CMF | EA
0451122801 | 10887587023656 | 1.85MM TI MATRIX SCREW SELF-DRILLING/8MM | CMF | EA
03500015 | 10887587010359 | CRIMPING INSTRUMENT FOR CURVILINEAR DISTRACTOR | CMF | EA
690624 | 10887587060163 | BASIC MANDIBLE INSERT TRAY | CMF | EA
497684E | 10887587056531 | 2.4MM TI LOCKING SCREW 24MM F/LOCKING RECONSTRUCTION PLATE | CMF | EA
04503783 | 10887587023038 | TI MATRIXMANDIBLE ADAPTION PL 4 HOLES/1.0MM THICK | CMF | EA
497695E | 10887587056678 | 3.0MM TI LOCKING SCREW 18MM F/LOCKING RECONSTRUCTION PLATE | CMF | EA
SD387002 | 10887587075662 | PROTECTION SLEEVE THREADED/ M7 | CMF | EA
304126 | 20887587030507 | SCREW LENGTH MARKER 26MM | CMF | EA
0451120505 | 20887587023448 | 1.85MM TI MATRIX SCREW SELF-TAPPING/5MM | CMF | EA
421001 | 10887587049380 | 1.3MM TI MESH PLATE 38MM X 53MM | CMF | EA
0450398201 | 10887587076201 | 1.7MM TI MATRIXMIDFACE EMERGENCY SCREW 12MM | CMF | EA
401955E | 10887587048215 | 2.0MM TI LCKNG SCREW SLF-DRLG W/PLUSDRIVE(TM) RECESS 5MM | CMF | EA
311006 | 10887587035598 | SCREWDRIVER HANDLE WITH HEX COUPLING-MEDIUM | CMF | EA
530514 | 10887587057224 | WATER BATH STERILITY COVER | CMF | EA
400632 | 20887587044535 | 1.3MM TI MF CORTEX SCREW SELF-TAPPING W/FLUTES 12MM | CMF | EA
310404S | 10887587072722 | 1.7MM DRILL BIT WITH 4MM STOP J-LATCH F/RAPIDSORB IPS-STER | CMF | EA
0450394401 | 10887587076041 | 1.3MM TI MATRIXMIDFACE SCREW SELF-DRILLING 4MM | CMF | EA
0450367820 | 20887587022519 | 2.9MM TI MATRIXMANDIBLE LOCKING SCREW SLF-TPNG 18MM | CMF | EA
04511305 | 10887587023892 | TI MATRIX 90 DEG L-PL/2X2 H MEDIUM/REVERSIBLE/0.7MM THK | CMF | EA
0450320820 | 20887587018864 | TI MATRIXMIDFACE SCREW SELF-TAPPING 8MM | CMF | EA
08520221S | 10887587026428 | SYNPOR SMOOTH TI REINFORCED FAN PL FIXTN H/0.8MM THK-STER | CMF | EA
04315503 | 10887587016245 | 1.3MM MESH FOOT C-TYPE FOR CMF DISTRACTOR | CMF | EA
32044 | 10887587039077 | BENDING TEMPLATE FOR 1.0MM TI MEDIAL WALL PLATES | CMF | EA
SD420511 | 10887587074924 | PSI SD420.511 TITANIUM IMPLANT | CMF | EA
68590052 | 10887587069364 | MATRIXWAVE MMF SYSTEM MODULE LID | CMF | EA
04511421 | 10887587024370 | TI MATRIX SAGITTAL SPLIT PLATE STRAIGHT/4 HOLES/6MM BAR | CMF | EA
310403S | 10887587072715 | 1.7MM DRILL BIT WITH 3MM STOP J-LATCH F/RAPIDSORB IPS-STER | CMF | EA
03503042 | 10887587011684 | MATRIXMANDIBLE PLATE HOLDING CANNULA AND OBTURATOR | CMF | EA
0450396201 | 10887587076133 | 1.3MM TI MATRIXMIDFACE SCREW SELF-TAPPING 12MM | CMF | EA
SD347969 | 10887587002699 | RIGHT ANGLE PLATE BENDER LONG HANDLE | CMF | EA
04315312 | 10887587015866 | 1.5MM CLOVERLEAF FOOT B-TYPE FOR CMF DISTRACTOR | CMF | EA
690637 | 10887587060293 | COMBINATION BENDING PLIERS INSERT TRAY | CMF | EA
447108 | 10887587052861 | 2.0MM TI LARGE LOCKING PLATE 6 X 21 HOLES-RIGHT | CMF | EA
421052 | 10887587049953 | 1.3MM TI OBLIQUE L-PLATE 3 X 4 HOLES-LEFT | CMF | EA
SD800557 | 10887587066165 | PSI SD800.557 PEEK IMPLANT | CMF | EA
04503786 | 10887587023069 | TI MATRIXMANDIBLE ANGLE RECON PLATE/7X23H/1.5MM THICK/RIGHT | CMF | EA
0850100120S | 20887587025992 | STERNAL ZIPFIX WITH NEEDLE STERILE/20 PACK | CMF | EA
0431584801 | 10887587071930 | 2.4MM TI RAISED HEAD EMERG SCR SELF-TAPPING/PLUSDRIVE®/8MM | CMF | EA
447423 | 10887587053486 | 2.0MM TI MLP PLATE/LEFT EXTRA 6 HOLES X 21 HOLES | CMF | EA
SD800567 | 10887587066264 | PSI SD800.567 PEEK IMPLANT | CMF | EA
SD800407 | 10887587064840 | PSI SD800.407 PEEK IMPLANT | CMF | EA
SD347981 | 10887587076867 | IPS PLATE HOLDING FORCEPS | CMF | EA
305807 | 10887587033136 | SMALL INSTRUMENT TRAY BASE FOR RESORBABLE FIXATION SYSTEM | CMF | EA
04503346 | 10887587019949 | TI MATRIXMIDFACE ADAPTION PLATE/20 HOLES/0.5MM THICK | CMF | EA
311016 | 10887587035642 | HANDLE/SMALL/FOR RATCHETING SCREWDRIVER BODY | CMF | EA
460037S | 10887587055169 | TI STERNAL LOCKING X PLATE STERILE | CMF | EA
400436E | 10887587042961 | 1.3MM TI CRTX SCREW SLF-TPNG W/PLUSDRIVE(TM) RECESS 6MM | CMF | EA
03501702 | 10887587011356 | CANNULA FOR MATRIXRIB SYSTEM | CMF | EA
04503732 | 10887587022802 | TI MATRIXMANDIBLE 7X23H ANGLE RECON PL LEFT 2.0MM THICK | CMF | EA
400631E | 10887587044521 | 1.3MM TI MF CORTEX SCREW SELF-TAPPING WITH FLUTES 11MM | CMF | EA
60503006 | 10887587057729 | LID FOR TWINBOX MODULE BONE FIXATION SYSTEM | CMF | EA
0431572801 | 10887587072258 | 1.2MM TI RAISED HEAD EMERG SCR SELF-TAPPING/PLUSDRIVE®/8MM | CMF | EA
03503169 | 10887587012322 | MATRIXMANDIBLE BENDNG TEMPLATE F/1.5MM THK 3X3 STRAIGHT PLAT | CMF | EA
400631 | 20887587044511 | 1.3MM TI MF CORTEX SCREW SELF-TAPPING W/FLUTES 11MM | CMF | EA
08510544S | 10887587026190 | SYNPOR ORBITAL FLOOR PLATE 30MM/1.5MM THICK-STERILE | CMF | EA
401522E | 10887587047263 | 2.4MM TI CORTEX SCREW SELF-TAPPING 22MM | CMF | EA
447315 | 10887587053370 | 2.0MM TI MLP CURVED STRUT PLATE-MINI 8 HOLES/MALLEABLE | CMF | EA
421518 | 10887587050515 | TI LOW PROFILE NEURO ADAPTION PLATE 5 HOLES | CMF | EA
03501216 | 10887587010977 | 1.8MM DRILL BIT STRYKER J-LATCH/16MM STOP/82MM | CMF | EA
0450395401 | 10887587076089 | 1.3MM TI MATRIXMIDFACE SCREW SELF-TAPPING 4MM | CMF | EA
288025 | 10887587029351 | MAXILLARY DISTRACTOR BODY 10MM | CMF | EA
401534E | 10887587047386 | 2.4MM TI CORTEX SCREW SELF-TAPPING 34MM | CMF | EA
0450104005 | 20887587017300 | 2.9MM TI MATRIXRIB NON-LOCKING SCREW/SELF-TAPPING/10MM | CMF | EA
0450321005 | 20887587018888 | TI MATRIXMIDFACE SCREW SELF-TAPPING 10MM | CMF | EA
60449005 | 10887587057446 | MODULE & LID FOR CONDYLAR HEAD ADD-ON SYSTEM/MATRIXMANDIBLE | CMF | EA
04503324 | 10887587019772 | TI MATRIXMIDFACE OBLIQUE L-PL 2X3 HOLES-RIGHT/0.5MM THICK | CMF | EA
304106W | 10887587030227 | SCREW LENGTH MARKER FOR 6MM SELF-DRILLING SCREWS | CMF | EA
SD03511342 | 10887587077840 | 1.4MM TROCAR DRILL BIT W/ J-LATCH - CALIBRATED | CMF | EA
391964 | 10887587041025 | SCISSORS FOR RESORBABLE MESH PLATES | CMF | EA
460009 | 10887587054827 | TI CRANIAL FLAP TUBE CLAMP TEXTURED 18MM DIA | CMF | EA
390132 | 10887587040967 | HEX SOCKET SET SCREW CONE POINT 5MM | CMF | EA
SD449511A | 10887587004761 | PSPC MATRIXMANDIBLE 7X23H ANGL RECON PL/R/2.5MM THK W/MXLLA | CMF | EA
398906 | 10887587041728 | WIRE TWISTER | CMF | EA
400042 | 20887587042043 | 1.5MM TI CORTEX SCR SLF-TPNG WITH PLUSDRIVE(TM) RECESS 12MM | CMF | EA
04501007 | 10887587017044 | TI MATRIXRIB PRE-CONTOURED PL 18 HOLES FOR LEFT RIBS 8 & 9 | CMF | EA
0450321820 | 20887587019076 | TI MATRIXMIDFACE SCREW SELF-TAPPING 18MM | CMF | EA
400614E | 10887587044347 | 1.2MM TI EMERGENCY SCREW WITH FLUTED TIP 14MM | CMF | EA
03503037 | 10887587011639 | MESH CUTTING SCISSORS LONG NOSE | CMF | EA
68590002 | 10887587058955 | NANO IMPLANT MODULE | CMF | EA
80600410S | 20887587061839 | 2.0MM RAPID RESORBABLE CORTEX SCREW 4MM-STERILE | CMF | EA
487986 | 10887587055978 | TI MIDFACE DISTRACTOR-ANTERIOR FOOT LOW PROFILE-SYMMETRICAL | CMF | EA
60501012 | 10887587057552 | MATRIXRIB COMPACT INSERT TRAY PLATE AND SPLINT | CMF | EA
04503151S | 10887587066509 | TI MATRIXNEURO PREFORMED MESH 99MM X 66MM TEMPORAL/LEFT-STER | CMF | EA
04503072 | 10887587018041 | TI MATRIXNEURO ADAPTION PLATE 20 HOLES | CMF | EA
03501036 | 10887587010656 | 2.2MM DRILL BIT STRYKER J-LATCH/WITH 6MM STOP/135MM | CMF | EA
03511246 | 10887587014289 | MATRIX 1.4MM DRILL BIT J-LATCH/6MM STOP/44.5MM | CMF | EA
03501758 | 10887587011462 | Ø2.2MM DRILL BIT W/8MM STOP F/90° SCRWDRVR MATRIXRIB | CMF | EA
304710 | 10887587032139 | ORTHOGNATHIC SCREW MODULE | CMF | EA
487966 | 10887587055848 | TI MULTI VECTOR DISTRACTOR ASSEMBLY/RIGHT WITH 35MM ARMS | CMF | EA
38687 | 10887587040363 | EXTENSION BOW 70MM-COMPLETE MANDIBLE FIXBRIDGE | CMF | EA
SD800458 | 10887587065298 | PSI SD800.458 PEEK IMPLANT | CMF | EA
387426 | 10887587040806 | OBTURATOR FOR WIRE GUIDE/ TISSUE PROTECTOR | CMF | EA
530512 | 10887587057200 | WATER BATH TRAY | CMF | EA
446090 | 10887587051529 | 1.5MM TI T-PLATE 4 X 7 HOLES | CMF | EA
304071 | 10887587029887 | BC DISTRACTOR BODY/EXTENSION ARM MODULE FOR CMF DISTRACTOR | CMF | EA
386917 | 10887587040547 | RETRACTOR BLADE 12MM WIDTH F/ USE W/OPTICAL RETRACTOR HANDLE | CMF | EA
60511107 | 10887587058276 | SCR/DRILL/BLD INSERT NO RECESS HOLES F/MATRIXMIDFACE SYSTEM | CMF | EA
04501325 | 10887587077130 | MATRIXSTERNUM SQUARE PLATE LARGE/4 HOLES | CMF | EA
314651 | 10887587037547 | 1.5MM CRUCIFORM SCRWDRVR BLADE W/SPRING HOLDING SLV-SHORT-HX | CMF | EA
0450111401 | 10887587017396 | 3.0MM TI STERNAL LCKNG SCREW SELF-DRILLING/14MM | CMF | EA
401062 | 20887587046010 | 2.0MM TI CRTX SCREW SLF-DRLG W/PLUSDRIVE(TM) RECESS 5MM | CMF | EA
447319 | 10887587053400 | 2.0MM TI MLP L-PLATE/LEFT MINI/MALLEABLE | CMF | EA
31613 | 10887587037837 | 0.70MM DRILL BIT/STRYKER J-LATCH/WITH 3MM STOP/44.5MM | CMF | EA
400502E | 10887587043883 | 1.0MM TI MF CORTEX SCREW SELF-TAPPING WITH FLUTES 2MM | CMF | EA
288026 | 10887587029368 | MAXILLARY DISTRACTOR BODY 15MM | CMF | EA
31103 | 10887587035680 | HANDLE W/MINI QUICK COUPLING, SMALL | CMF | EA
85200201S | 10887587064246 | 2.0MM RAPID RESORBABLE STRAIGHT PLATE 2 HOLES-STERILE | CMF | EA
0431570605 | 20887587072491 | 1.0MM TI RAISED HEAD SCREW SELF-TAPPING/PLUSDRIVE®/6MM | CMF | EA
288059 | 10887587029504 | POSTERIOR FOOT-TALL 12MM OFFSET F/MAXILLARY DSTR | CMF | EA
80560304S | 20887587061624 | 1.5MM RAPID RESORBABLE CORTEX SCREW 3MM-STERILE | CMF | EA
306660 | 10887587033976 | SCREW LENGTH MARKER KIT FOR MANDIBULAR MOD FIXATION SYSTEM | CMF | EA
329633 | 10887587039688 | BENDING TEMPLATE FOR 1.5MM RESORB ORBITAL FLOOR PL 30MM | CMF | EA
68590131 | 10887587059716 | NANO INSERT TRAY ID TAG / SCREWDRIVER BLADES | CMF | EA
420402 | 10887587049199 | 1.0MM TI ORBITAL FLOOR PLATE ANATOMIC-LARGE | CMF | EA
04503327 | 10887587019802 | TI MATRIXMIDFACE T-PLATE 3X4 HOLES/0.5MM THICK | CMF | EA
306546 | 10887587033594 | MATRIXNEURO ULP PLATE INSERT FOR MATRIXNEURO MODULE | CMF | EA
305815 | 10887587033204 | BENDING TEMPLATE MODULE FOR RESORBABLE FIXATION SYSTEM | CMF | EA
0450396005 | 20887587076451 | 1.3MM TI MATRIXMIDFACE SCREW SELF-TAPPING 10MM | CMF | EA
68590018 | 10887587059112 | NANO INSERT TRAY ID TAG / 0.6MM THICK PLATES | CMF | EA
400276E | 10887587042374 | 2.0MM TI EMERGENCY SCREW WITH PLUSDRIVE(TM) RECESS 6MM | CMF | EA
SD449506A | 10887587004631 | PSPC MATRIXMANDIBLE DBL ANGLE RECON PL/MED/2.0MM THK W/MXLLA | CMF | EA
68590012 | 10887587059051 | NANO INSERT TRAY ID TAG / BLANK | CMF | EA
39890 | 10887587041681 | MANDIBULAR REDUCTION FORCEPS | CMF | EA
SD306511 | 10887587001739 | MESH BENDER/HANDLES | CMF | EA
446014 | 10887587051079 | 1.5MM TI CONTOURABLE MESH PLATE/MALLEABLE/38MM X 45MM | CMF | EA
03503367 | 10887587012728 | BENDING TEMPLATE F/ORBITAL RIM PLATES/MATRIXMIDFACE | CMF | EA
04501094 | 10887587072364 | TI MATRIXRIB I-PLATE 2.8MM THICK/9 HOLES | CMF | EA
304116 | 20887587030378 | SCREW LENGTH MARKER-16MM | CMF | EA
SD420403 | 10887587074573 | PSI SD420.403 TITANIUM IMPLANT | CMF | EA
400471 | 20887587043484 | 1.2MM TI EMERGENCY SCREW WITH PLUSDRIVE(TM) RECESS 11MM | CMF | EA
449644 | 10887587054537 | TI LOCKING RECON PLATE WITH CONDYLAR HEAD/3X16 HOLES/RIGHT | CMF | EA
SD420429 | 10887587073231 | PSI SD420.429 TITANIUM IMPLANT | CMF | EA
329634 | 10887587039695 | BENDING TEMPLATE FOR 1.5MM RESORB ORBITAL FLOOR PL 35MM | CMF | EA
SD480112 | 10887587005348 | TI PATIENT SPECIFIC PLATE MANDIBLE/ W/O ANGLE/2.0MM THK | CMF | EA
0450340801 | 10887587020532 | 2.0MM TI MATRIXMANDIBLE SCREW SELF-TAPPING 8MM | CMF | EA
03503170 | 10887587012339 | MATRIXMANDIBLE BENDNG TEMPLATE F/1.5MM THICK 3X3 ANGLE PLATE | CMF | EA
487977 | 10887587055916 | TI MULTI-VECTOR DISTRACTOR ARM 75MM | CMF | EA
04305128 | 10887587015194 | 2.5MM/4.0MM TI SCHANZ SCREW F/ RAMUS WITH 8MM THREAD LENGTH | CMF | EA
44661 | 10887587051925 | 1.5MM TI Y-PLATE 1 X 3 HOLES | CMF | EA
400792E | 10887587045306 | 2.0MM TI EMERGENCY SCREW W/FLUTED TIP 12MM | CMF | EA
03503168 | 10887587012315 | MATRIXMANDIBLE BENDNG TEMPLATE F/1.5MM THICK STRAIGHT PLATES | CMF | EA
SD800524 | 10887587065830 | PSI SD800.524 PEEK IMPLANT | CMF | EA
SD800536 | 10887587065953 | PSI SD800.536 PEEK IMPLANT | CMF | EA
34652 | 10887587039961 | BENDING TEMPLATE FOR 1.5MM TI OBLIQUE L-PLATES | CMF | EA
447548 | 10887587053677 | 2.0MM TI OBLIQUE L-PLATE/LONG MALLEABLE 2 X 2 HOLES-RIGHT | CMF | EA
04503332 | 10887587019857 | TI MATRIXMIDFACE X-PLATE 4 HOLES/0.4MM THICK | CMF | EA
0450394501 | 10887587076058 | 1.3MM TI MATRIXMIDFACE SCREW SELF-DRILLING 5MM | CMF | EA
03511375 | 10887587014616 | BENDING TEMPLATE FOR TI MATRIX STRAIGHT SAGITTAL SPLT PL/10M | CMF | EA
SD306512 | 10887587001746 | MESH BENDING INSERTS/LARGE | CMF | EA
03503162 | 10887587012254 | MATRIXMANDIBLE BENDNG TEMPLATE F/1.0MM THICK ADAPTION PLATES | CMF | EA
SD420416 | 10887587074689 | PSI SD420.416 TITANIUM IMPLANT | CMF | EA
44752 | 10887587053561 | 2.0MM TI OBLIQUE L-PLATE 3 X 4 HOLES-LEFT | CMF | EA
306711 | 10887587034140 | LID FOR MANDIBLE EXTERNAL FIXATOR SET GRAPHIC CASE | CMF | EA
03501715 | 10887587073569 | CALIPER FORCEPS | CMF | EA
SD449506 | 10887587004624 | PSPC MATRIXMANDIBLE DBL ANGLE RECON PLATE MEDIUM/2.0MM THICK | CMF | EA
85171101S | 10887587064185 | 1.5MM RAPID RESORB STRAIGHT ROW MESH 50MMX50MMX0.5MM-STER | CMF | EA
401528E | 10887587047324 | 2.4MM TI CORTEX SCREW SELF-TAPPING 28MM | CMF | EA
447044 | 10887587052540 | 2.0MM TI MAXILLARY L-PLATE 3 X 3 HOLES/29MM-RIGHT | CMF | EA
03503173 | 10887587012360 | MATRIXMANDIBLE BENDNG TEMPLATE F/2.0MM BROAD CRESCENT PLATES | CMF | EA
401296 | 20887587046614 | 2.0MM TI LCKNG SCREW SLF-TPNG W/PLUSDRIVE(TM) RECESS 12MM | CMF | EA
201932 | 20887587028658 | 2.0MM IMF SCREW SELF-DRILLING 12MM | CMF | EA
421533S | 10887587050669 | LOW PROF NEURO CONTOURABLE TI MESH/MALLEABLE/100X100MM-STER | CMF | EA
04503220 | 10887587076010 | TI MATRIXMIDFACE ORBIT RIM PL 9 HOLES 0.5MM FOR 1.3MM SCREW | CMF | EA
447053 | 10887587052625 | 2.0MM TI MINI LOCKING PLATE 4 HOLES/TENSION BAND | CMF | EA
SD420516 | 10887587074979 | PSI SD420.516 TITANIUM IMPLANT | CMF | EA
04501001 | 10887587016924 | TI MATRIXRIB PRE-CONTOURED PL 15 HOLES FOR LEFT RIB 3 | CMF | EA
49310001S | 10887587056166 | 26 GAUGE (0.4MM DIAMETER) TI WIRE 500MM WITH NEEDLE-STERILE | CMF | EA
SD03501716 | 10887587078380 | 45 DEGREE TIP FLAT RIB FORCEPS, LEFT | CMF | EA
04503712 | 10887587022635 | TI MATRIXMANDIBLE 3X3H DCP PL 1.25MM THICK | CMF | EA
487988 | 10887587055992 | TI MIDFACE DISTRACTOR-ANTERIOR FOOT FOR MESH | CMF | EA
85150801S | 10887587063782 | 1.5MM RAPID RESORBABLE BURR HOLE COVER/10 HOLES-STERILE | CMF | EA
0450355501 | 10887587021638 | 2.0MM TI MATRIXMANDIBLE SCREW FINE PITCH / 5MM | CMF | EA
04511332 | 10887587024042 | TI MATRIX OBLIQUE L-PL/4X3H MEDIUM/REVERSIBLE/0.5MM THICK | CMF | EA
04503026 | 10887587017822 | TI MATRIXNEURO BURR HOLE COVER 12MM FOR SHUNT | CMF | EA
60501097 | 10887587064406 | LID FOR MATRIXRIB STACKABLE GRAPHIC CASE | CMF | EA
03505219 | 10887587014036 | T6 TORX SCREWDRIVER BLADE HEX COUPLING | CMF | EA
0450320805 | 20887587018857 | TI MATRIXMIDFACE SCREW SELF-TAPPING 8MM | CMF | EA
03503045 | 10887587011714 | MATRIXMANDIBLE TROCAR DRILL GUIDE FOR 397.213 | CMF | EA
03500018 | 10887587010380 | BENDING TEMPLATE F/CURVILINEAR DISTRACTOR/STRAIGHT | CMF | EA
400664 | 20887587044825 | 1.7MM TI EMERGENCY SCREW W/FLUTED TIP 14MM | CMF | EA
0431578605 | 20887587072033 | 1.5MM TI RAISED HEAD SCREW SELF-DRILLING/PLUSDRIVE®/6MM | CMF | EA
03501048 | 10887587010717 | 2.2MM DRILL BIT STRYKER J-LATCH/WITH 18MM STOP/135MM | CMF | EA
04503724 | 10887587022734 | TI MATRIXMANDIBLE 3X3 HOLE DCP PLATE 1.5MM THICK | CMF | EA
400438 | 20887587042999 | 1.3MM TI CRTX SCREW SLF-TPNG W/PLUSDRIVE(TM) RECESS 8MM | CMF | EA
201928E | 10887587028644 | 2.0MM IMF SCREW SELF-DRILLING 8MM | CMF | EA
0450347201 | 10887587021195 | 2.7MM TI MATRIXMANDIBLE EMERGENCY SCREW SLF-TPNG 12MM | CMF | EA
04503365 | 10887587020136 | TI MATRIXMIDFACE OBLIQUE L-PL 4X6 HOLES-RIGHT/0.7MM THICK | CMF | EA
487989 | 10887587056005 | TI MIDFACE DISTRACTOR-ANTERIOR FOOT FOR MESH WITH BUTTRESS | CMF | EA
400608E | 10887587044248 | 1.2MM TI EMERGENCY SCREW WITH FLUTED TIP 8MM | CMF | EA
401065E | 10887587046129 | 2.0MM TI CORTEX SCREW SLF-DRLG W/PLUSDRIVE(TM) RECESS 8MM | CMF | EA
397211 | 10887587041193 | UNIVERSAL TROCAR HANDLE | CMF | EA
04500151 | 10887587016788 | 2.0MM CURVILINEAR DISTRACTOR R50/LEFT | CMF | EA
44751 | 10887587053530 | 2.0MM TI OBLIQUE L-PLATE 2 X 3 HOLES-RIGHT | CMF | EA
0450343820 | 20887587020874 | 2.4MM TI MATRIXMANDIBLE SCREW SELF-TAPPING 8MM | CMF | EA
0450102405 | 20887587017225 | 2.9MM TI MATRIXRIB LCKNG SCREW SELF-TAPPING/14MM | CMF | EA
85163501S | 10887587063997 | 1.5MM RAPID RESORB CONTOURABLE MESH 20X30X.25MM THICK-STERIL | CMF | EA
304780 | 10887587032849 | MANDIBULAR MODULAR FIXTN SYS GRAPHIC CASE-4 MODULE | CMF | EA
497693 | 20887587056620 | 3.0MM TI LOCKING SCREW 14MM F/LOCKING RECONSTRUCTION PLATE | CMF | EA
306721 | 10887587034218 | LID FOR MANDIBLE EXTERNAL FIXATOR II SET GRAPHIC CASE | CMF | EA
314682 | 10887587037684 | 1.5MM CRUCIFORM SCRWDRVR BLADE W/SPRING HOLDING SLV-LONG-HXC | CMF | EA
421068 | 10887587049991 | 1.3MM TI DOUBLE Y-PLATE 6 HOLES 15MM | CMF | EA
0450367405 | 20887587022441 | 2.9MM TI MATRIXMANDIBLE LOCKING SCREW SLF-TPNG 14MM | CMF | EA
400634E | 10887587044576 | 1.3MM TI MF CORTEX SCREW SELF-TAPPING WITH FLUTES 14MM | CMF | EA
3101698 | 10887587034911 | 1.5MM DRILL BIT/QC/110MM | CMF | EA
447009 | 10887587052380 | 2.0MM TI CURVED SAGITTAL SPLIT PL-LOW PROFILE 6HOLES/10MM BA | CMF | EA
6150501S | 10887587058641 | CRANIOS REINFORCED FAST SET PUTTY 5CC-STERILE | CMF | EA
310172 | 10887587034942 | 1.5MM DRILL BIT/STRYKER J-LTCH WITH 8MM STOP/125MM | CMF | EA
04305138 | 10887587015224 | 2.5MM/4.0MM TI SCHANZ SCREW F/ BODY WITH 18MM THREAD LENGTH | CMF | EA
447148 | 10887587053042 | 2.0MM TI CHIN PLATE 4 HOLES 8MM ADVANCEMENT-RIGHT | CMF | EA
SD420543 | 10887587075112 | PSI SD420.543 TITANIUM IMPLANT | CMF | EA
497691 | 20887587056583 | 3.0MM TI LOCKING SCREW 10MM F/LOCKING RECONSTRUCTION PLATE | CMF | EA
0450322801 | 10887587019208 | TI MATRIXMIDFACE SCREW SELF-DRILLING 8MM | CMF | EA
421537 | 10887587050737 | TI LOW PROF NEURO CONTOUR MESH LARGE ARC/0.4MM MALLEABLE | CMF | EA
487976 | 10887587055909 | TI MULTI-VECTOR DISTRACTOR ARM 65MM | CMF | EA
04503704 | 10887587022550 | MATRIXMANDIBLE MINI PL-TENSION BAND NARROW/3X3H/1.0MM THICK | CMF | EA
400668E | 10887587044873 | 1.7MM TI EMERGENCY SCREW WITH FLUTED TIP 18MM | CMF | EA
0450397801 | 10887587076188 | 1.7MM TI MATRIXMIDFACE EMERGENCY SCREW 8MM | CMF | EA
04503770 | 10887587022970 | TI MATRIXMANDIBLE 12 HOLE RECON PLATE 2.8MM THICK | CMF | EA
44988 | 10887587054681 | 2.4MM TI RECONSTRUCTION PLATE W/ANGLE 5HX13H 47MMX97MM-RIGHT | CMF | EA
449034 | 10887587054056 | 2.0MM TI DCP® PLATE 4 HOLES/30MM | CMF | EA
85161101S | 10887587063911 | 1.5MM RAPID RESORB CONTOURABLE MESH/50X50X0.25MM THK-STERILE | CMF | EA
0450141901 | 10887587077505 | MATRIXSTERNUM LOCK SCREW Ø 2.7 SELF-DRILLING L 19 | CMF | EA
04503384 | 10887587020273 | TI MATRIXMIDFACE OBLIQUE L-PL 2X3 HOLES-RIGHT/0.8MM THICK | CMF | EA
400836 | 20887587045464 | TI LOW PROFILE NEURO SCREW SELF-DRILLING 6MM | CMF | EA
447105 | 10887587052847 | 2.0MM TI LARGE LOCKING PLATE 12 HOLES | CMF | EA
03503512 | 10887587013077 | MATRIXMANDIBLE 1.5MM DRILL BIT MQC W/12MM STOP/50MM | CMF | EA
400034E | 10887587041902 | 1.5MM TI CORTEX SCR SLF-TPNG WITH PLUSDRIVE(TM) RECESS 4MM | CMF | EA
31111201S | 10887587036199 | TAP F/2.5MM RESORB EMERG SCREW SLF-DRLG/ADJ LNGTH/HXC-STERIL | CMF | EA
03501072 | 10887587010809 | BENDING TEMPLATE FOR MATRIXRIB LOCKING PLATES | CMF | EA
304701T | 10887587031989 | BENDING INSERT DROP-IN TRAY FOR MFS LOCKING RECON MODULE | CMF | EA
03503201 | 10887587012506 | MATRIXMIDFACE SCREWDRIVER BLD HEX COUPLING/SELF-RETAIN/52MM | CMF | EA
6859003101 | 10887587059242 | NANO INSERT TRAY DIVIDER SINGLE WIDE/1 HIGH | CMF | EA
0450341601 | 10887587020730 | 2.0MM TI MATRIXMANDIBLE SCREW SELF-TAPPING 16MM | CMF | EA
0450311520 | 20887587018468 | TI MATRIXNEURO EMERGENCY SCREW 5MM | CMF | EA
0450311320 | 20887587018406 | TI MATRIXNEURO EMERGENCY SCREW 3MM | CMF | EA
400278E | 10887587042435 | 2.0MM TI EMERGENCY SCREW WITH PLUSDRIVE(TM) RECESS 8MM | CMF | EA
03505203 | 10887587013886 | 2.0MM HEX SCREWDRIVER BLADE HEX COUPLING | CMF | EA
SD420501 | 10887587074849 | PSI SD420.501 TITANIUM IMPLANT | CMF | EA
04503335 | 10887587019888 | TI MATRIXMIDFACE OBLIQUE L-PL 4X6 HOLES-RIGHT/0.5MM THICK | CMF | EA
60503900 | 10887587057897 | MODULE FOR MATRIXMANDIBLE PREFORMED RECON PLATES/INSTR | CMF | EA
08510545S | 10887587026206 | SYNPOR ORBITAL FLOOR PLATE 35MM/1.5MM THICK-STERILE | CMF | EA
03501224 | 10887587011011 | 1.8MM DRILL BIT STRYKER J-LATCH/24MM STOP/88MM | CMF | EA
03315008 | 10887587010212 | OBTURATOR FOR PEDIATRIC DRILL GUIDE 1.0MM/1.3MM | CMF | EA
03505078 | 10887587013633 | Ø1.5MM DRILL BIT W/12MM STOP 19MM F/90° SCRWDRVR MTRXMANDBL | CMF | EA
04503780 | 10887587023014 | MATRIXMANDIBLE PRE-BNT TENSION BAND PL/RIGHT/2X2H/1.0MM THK | CMF | EA
497698E | 10887587056739 | 3.0MM TI LOCKING SCREW 24MM F/LOCKING RECONSTRUCTION PLATE | CMF | EA
31468 | 10887587037660 | 1.5MM/2.0MM SCREWDRIVER BLADE WITH HOLDING SLEEVE, LONG | CMF | EA
401528 | 20887587047314 | 2.4MM TI CORTEX SCREW SELF-TAPPING 28MM | CMF | EA
0450322620 | 20887587019199 | TI MATRIXMIDFACE SCREW SELF-DRILLING 6MM | CMF | EA
04501120S | 10887587017501 | 3.0MM TI STERNAL LOCKING SCREW SELF-DRILLING/20MM - STERILE | CMF | EA
400853E | 10887587045580 | TI LOW PROFILE NEURO EMERGENCY SCREW SELF-TAPPING 3MM | CMF | EA
08510110S | 10887587026015 | SYNPOR SQUARE SHEET-STERILE 50MMX50MM/0.45MM THICK | CMF | EA
31766 | 10887587038650 | 1.5MM DRILL BIT/STRYKER J-LTCH WITH 6MM STOP/44.5MM | CMF | EA
SD420448 | 10887587074788 | PSI SD420.448 TITANIUM IMPLANT | CMF | EA
306627 | 10887587033822 | DRILL BITS AND BLADES MODULE FOR MATRIXMIDFACE SYSTEM | CMF | EA
60501010 | 10887587057538 | MATRIXRIB COMPACT GRAPHIC CASE WITHOUT TRAY | CMF | EA
306732 | 10887587034270 | INSTRUMENT TRAY MATRIXMANDIBLE | CMF | EA
421501 | 10887587050355 | TI LOW PROFILE NEURO CONTOURABLE STRUT PL 8 HOLES | CMF | EA
0451120605 | 20887587023462 | 1.85MM TI MATRIX SCREW SELF-TAPPING/6MM | CMF | EA
421547 | 10887587050935 | TI LOW PROF NEURO CONTOUR MESH MASTOID MEDIUM/0.4MM MALLEABL | CMF | EA
400508 | 20887587043996 | 1.0MM TI MF CORTEX SCREW SELF-TAPPING W/FLUTES 8MM | CMF | EA
447035 | 10887587052458 | 2.0MM TI CURVED SAGITTAL SPLIT PLATE 6 HOLES/4MM BAR | CMF | EA
401948 | 20887587048120 | 2.0MM TI CORTEX SCREW COARSE PITCH SELF-TAPPING 18MM | CMF | EA
04501004 | 10887587016986 | TI MATRIXRIB PRE-CONTOURED PL 16 HOLES FOR RIGHT RIBS 4 & 5 | CMF | EA
SD420440 | 10887587067032 | PSI SD420.440 TITANIUM IMPLANT | CMF | EA
304122 | 20887587030460 | SCREW LENGTH MARKER-22MM | CMF | EA
31764 | 10887587038643 | 1.5MM DRILL BIT/STRYKER J-LTCH WITH 4MM STOP/44.5MM | CMF | EA
288058 | 10887587029498 | POSTERIOR FOOT-TALL 7MM OFFSET F/MAXILLARY DSTR | CMF | EA
SD800406 | 10887587064833 | PSI SD800.406 PEEK IMPLANT | CMF | EA
0431577201 | 10887587072357 | 1.7MM TI RAISED HEAD EMERG SCR SELF-TAPPING/PLUSDRIVE®/12MM | CMF | EA
03503185 | 10887587012483 | MATRIXMANDIBLE BENDNG TEMPLATE F/1.25MM 2X2H TENSION BAND PL | CMF | EA
03501012 | 10887587010540 | 1.5MM DRILL BIT STRYKER J-LATCH/12MM STOP/82MM | CMF | EA
04305010 | 10887587015125 | 2.5MM/4.0MM TI SELF-DRILLING SCHANZ SCREW 50MM | CMF | EA
60503040 | 10887587057828 | 1.3MM INSERT F/BOX OR TWINBOX FOR USE WITH 2.0MM INSERT | CMF | EA
460046 | 10887587055251 | TI STERNAL LOCKING STRAIGHT PLATE/13 HOLES/WITHOUT PIN | CMF | EA
71000298S | 10887587060767 | CHRONOS(TM) BETA-TCP GRANULES 0.7-1.4MM/1.0CC-STERILE | CMF | EA
85163601S | 10887587064017 | 1.5MM RAPID RESORB CONTOURABLE MESH 15X25X.25MM THICK-STERIL | CMF | EA
34681 | 10887587039985 | BENDING TEMPLATE FOR 1.5MM TI X-PLATE | CMF | EA
SD420537 | 10887587075082 | PSI SD420.537 TITANIUM IMPLANT | CMF | EA
400834 | 20887587045402 | TI LOW PROFILE NEURO SCREW SELF-DRILLING 4MM | CMF | EA
SD800449 | 10887587065205 | PSI SD800.449 PEEK IMPLANT | CMF | EA
401042E | 10887587045719 | 2.0MM TI CRTX SCREW SLF-TPNG W/PLUSDRIVE(TM) RECESS 5MM | CMF | EA
0450323805 | 20887587019366 | TI MATRIXMIDFACE EMERGENCY SCREW 8MM | CMF | EA
04307008 | 10887587015309 | TI MAXILLARY ROD 80MM | CMF | EA
SD449515B | 10887587004884 | TI PSPC MATRIXMANDIBLE 12 HOLE RECON PLATE 2.8MM THICK | CMF | EA
6859003305 | 20887587059294 | NANO INSERT TRAY DIVIDER SINGLE WIDE/3 HIGH | CMF | EA
04449020 | 10887587016405 | TI FIXATION PLATE F/CONDYLAR HEAD/2MM | CMF | EA
68590098 | 10887587059488 | NANO FINGER MAT/FULL SIZE | CMF | EA
397282 | 10887587041407 | 1.8MM INSERT DRILL GUIDE | CMF | EA
304734L | 10887587032443 | MODULAR FIXATION SYSTEM GRAPHIC CASE LID-LARGE | CMF | EA
0450364005 | 20887587022199 | 2.4MM TI MATRIXMANDIBLE LOCKING SCREW SLF-TPNG 10MM | CMF | EA
03511361 | 10887587014470 | BENDING TEMPLATE FOR TI MATRIX REVERSIBLE ANATOMIC L-PL/MED | CMF | EA
85100901S | 10887587063614 | 1.5MM RAPID RESORB ADAPTION PLATE/SCALLOPED/8 HOLES-STER | CMF | EA
04503363 | 10887587020112 | TI MATRIXMIDFACE STRUT PLATE 18 HOLES/0.5MM THICK | CMF | EA
304114W | 10887587030357 | SCREW LENGTH MARKER FOR 14MM SELF-DRILLING SCREWS | CMF | EA
397371 | 10887587041537 | BENDING IRON FOR 2.4MM PLATES (2 REQUIRED) | CMF | EA
304730T | 10887587032399 | LARGE UNIVERSAL INSTRUMENT TRAY | CMF | EA
SD311246 | 10887587001982 | 2.0MM PLUSDRIVE COARSE PITCH CALIBRATED TAP - FOR SD397.210 | CMF | EA
0450398001 | 10887587076195 | 1.7MM TI MATRIXMIDFACE EMERGENCY SCREW 10MM | CMF | EA
85153201S | 10887587063843 | 1.5MM RAPID RESORBABLE SHEET 50MMX50MMX0.5MM THICK-STERILE | CMF | EA
SD800501 | 10887587065618 | PSI SD800.501 PEEK IMPLANT | CMF | EA
400446E | 10887587043159 | 1.3MM TI CRTX SCREW SLF-TPNG W/PLUSDRIVE(TM) RECESS 16MM | CMF | EA
288003 | 10887587029269 | MAXILLARY DISTRACTOR 15MM TALL | CMF | EA
401045E | 10887587045801 | 2.0MM TI CRTX SCR COARSE PITCH SLF-TPNG W/PLUSDRIVE(TM) 10MM | CMF | EA
68590025 | 10887587059181 | NANO INSERT TRAY ID TAG / 1.5MM THICK PLATES | CMF | EA
0450320520 | 20887587018802 | TI MATRIXMIDFACE SCREW SELF-TAPPING 5MM | CMF | EA
49310201S | 10887587056180 | 30 GAUGE (0.25MM DIAMETER) TI WIRE 500MM WITH NEEDLE-STERILE | CMF | EA
400794E | 10887587045320 | 2.0MM TI EMERGENCY SCREW W/FLUTED TIP 14MM | CMF | EA
329523 | 10887587039534 | BENDING TEMPLATE FOR 2.0MM MLP 3 X 3 HOLES-CRESCENT | CMF | EA
42062 | 10887587049298 | 1.0MM TI Y-PLATE 2 X 5 HOLES | CMF | EA
690631 | 10887587060231 | IMF SCREW COMPACT INSERT TRAY | CMF | EA
32970 | 10887587039800 | BENDING TEMPLATE FOR 2.0MM TI TENSION BAND PLATES | CMF | EA
0450361005 | 20887587021956 | 2.0MM TI MATRIXMANDIBLE LOCKING SCREW SLF-TPNG 10MM | CMF | EA
03503452 | 10887587012926 | MATRIXMANDIBLE 1.5MM DRILL BIT J-LATCH/145MM F/03.503.042 | CMF | EA
288042 | 10887587029429 | ANTERIOR FOOT F/MAXILLARY DSTR MAXILLA LEFT/SPLINT RIGHT 6MM | CMF | EA
447057 | 10887587052649 | 2.0MM TI MINI LOCKING PLATE 4 HOLES/BROAD/CURVED | CMF | EA
20181298 | 10887587028613 | 2.0MM CORTEX SCREW SELF-TAPPING 12MM | CMF | EA
317875 | 10887587038964 | 1.5MM TROCAR DRILL BIT/QC WITH 6MM STOP/100MM | CMF | EA
03503481 | 10887587013022 | MATRIXMANDIBLE 2.4MM DRILL BIT MQC/125MM F/03.503.045/047 | CMF | EA
04305003 | 10887587015095 | 2.5MM/4.0MM TI SCHANZ SCREW BLUNT TIP 50MM | CMF | EA
304740 | 10887587032498 | TROCAR TRAY INSERT A | CMF | EA
04500100 | 10887587016702 | 2.0MM CURVILINEAR DISTRACTOR R100/RIGHT | CMF | EA
03503166 | 10887587012292 | MATRIXMANDIBLE BENDNG TEMPLATE F/1.25MM THICK ANGLE PLATES | CMF | EA
304102W | 10887587030142 | SCREW LENGTH MARKER FOR 2MM SELF-DRILLING SCREWS | CMF | EA
304074 | 10887587029917 | 2.0MM MODULE F/CMF DISTRACTOR | CMF | EA
400486E | 10887587043647 | 1.7MM TI EMERGENCY SCREW WITH PLUSDRIVE(TM) RECESS 6MM | CMF | EA
04501069S | 10887587073286 | TI MATRIXRIB STRAIGHT PLATE 2.8MM THICK/9 HOLES - STERILE | CMF | EA
0450360501 | 10887587021775 | 2.0MM TI MATRIXMANDIBLE LOCKING SCREW SLF-TPNG 5MM | CMF | EA
04511385 | 10887587024271 | TI MATRIX PRE-BENT MAXILLARY PLATE/6MM ADVMNT/0.8MM THK/L | CMF | EA
0450364401 | 10887587022253 | 2.4MM TI MATRIXMANDIBLE LOCKING SCREW SLF-TPNG 14MM | CMF | EA
690657 | 10887587060446 | ORTHOGNATHIC TROCAR INSERT TRAY | CMF | EA
85150601S | 10887587063775 | 1.5MM RAPID RESORBABLE BURR HOLE COVER/8 HOLES-STERILE | CMF | EA
317858 | 10887587038957 | 2.0MM DRILL BIT/MINI QC/110MM | CMF | EA
03505085 | 10887587013671 | 1.8MM DIA DRILL BIT 14MM STOP LGTH 21MM FOR 90° SCREWDRIVER | CMF | EA
304767 | 10887587032733 | COMPRESSION PLATES INSERT TRAY | CMF | EA
0450320420 | 20887587018772 | TI MATRIXMIDFACE SCREW SELF-TAPPING 4MM | CMF | EA
03503104 | 10887587012018 | MATRIXMIDFACE 1.25MM DRILL BIT J-LATCH/4MM STOP/44.5MM | CMF | EA
0450346501 | 10887587021034 | 2.7MM TI MATRIXMANDIBLE EMERGENCY SCREW SLF-TPNG 5MM | CMF | EA
SD449512A | 10887587004792 | PSPC MATRIXMANDIBLE DBL ANGLE RECON/PL/SM 2.5MM THK W/MXLLA | CMF | EA
421010 | 10887587049533 | 1.3MM TI ADAPTION PLATE 24 HOLES/95MM | CMF | EA
SD420411 | 10887587069128 | PSI SD420.411 TITANIUM IMPLANT | CMF | EA
398908 | 10887587041742 | WIRE MANIPULATOR | CMF | EA
690910 | 10887587060736 | SCREW AND WASHER KIT FOR GRAPHIC CASE | CMF | EA
530551 | 10887587057255 | RAPIDSORB IPS POWER DRIVE UNIT | CMF | EA
0450364801 | 10887587022314 | 2.4MM TI MATRIXMANDIBLE LOCKING SCREW SLF-TPNG 18MM | CMF | EA
04503787 | 10887587023076 | TI MATRIXMANDIBLE DOUBLE ANGLE RECON PLATE/1.5MM THICK/SMALL | CMF | EA
304110W | 10887587030296 | SCREW LENGTH MARKER FOR 10MM SELF-DRILLING SCREWS | CMF | EA
497691E | 10887587056593 | 3.0MM TI LOCKING SCREW 10MM F/LOCKING RECONSTRUCTION PLATE | CMF | EA
690634 | 10887587060262 | COMBINATION BENDER/CUTTERS INSERT TRAY | CMF | EA
316448 | 10887587038063 | 1.0MM DRILL BIT/STRYKER J-LTCH WITH 8MM STOP/44.5MM | CMF | EA
306731 | 10887587034263 | INSTRUMENT TRAY MATRIXMANDIBLE | CMF | EA
SD329141 | 10887587074177 | IN-SITU RIB PLATE BENDER | CMF | EA
SD800512 | 10887587065724 | PSI SD800.512 PEEK IMPLANT | CMF | EA
313931 | 10887587037042 | LOW PROFILE NEURO SCRWDRVR BLD SLF-RETAIN/CRUCIFORM/SHORT/HX | CMF | EA
44346 | 10887587051017 | 2.0MM TI ZYGOMATIC PLATE 6 HOLES/32MM | CMF | EA
316452 | 10887587038094 | 1.0MM DRILL BIT/MINI QC WITH 6MM STOP/44.5MM | CMF | EA
04503902 | 10887587023274 | TI MATRIXMANDIBLE PREFORMED RECON PL/MED/RIGHT/2.5MM THK | CMF | EA
421099 | 10887587050232 | 1.3MM TI MESH SCREEN 100MM X 100MM | CMF | EA
03503108 | 10887587012032 | MATRIXMIDFACE 1.25MM DRILL BIT J-LATCH/8MM STOP/44.5MM | CMF | EA
SD449511B | 10887587004778 | TI PSPC MATRIXMANDIBLE 7X23H ANGLE RECON PL/RIGHT/2.5MM | CMF | EA
31103801S | 10887587035765 | TAP F/2.0MM RESORBABLE CORTEX SCREW/(SLF-DRLG) 8MM-STERILE | CMF | EA
0850100101S | 10887587025971 | STERNAL ZIPFIX WITH NEEDLE STERILE | CMF | EA
690604 | 10887587060057 | TI CONDYLAR RECONSTRUCTION PLATE GRAPHIC CASE | CMF | EA
03501066 | 10887587010779 | MALLET-200G | CMF | EA
04501003 | 10887587016962 | TI MATRIXRIB PRE-CONTOURED PL 16 HOLES FOR LEFT RIBS 4 & 5 | CMF | EA
497678 | 20887587056460 | 2.4MM TI LOCKING SCREW 18MM F/LOCKING RECONSTRUCTION PLATE | CMF | EA
31106901S | 10887587035925 | TAP F/2.0MM RESORB CRTX SCR F/ 1.5MM PL(SLF-DRLG)8MM HXC-STE | CMF | EA
04315056 | 10887587015538 | AB DISTRACTOR BODY END ACT. W/U-JOINT 30MM FOR CMF DSTR | CMF | EA
0450341001 | 10887587020587 | 2.0MM TI MATRIXMANDIBLE SCREW SELF-TAPPING 10MM | CMF | EA
487978 | 10887587055923 | TI MULTI-VECTOR DISTRACTOR ARM 85MM | CMF | EA
SD420428 | 10887587071312 | PSI SD420.428 TITANIUM IMPLANT | CMF | EA
68590020 | 10887587059136 | NANO INSERT TRAY ID TAG / 0.8MM THICK PLATES | CMF | EA
397226 | 10887587041285 | LAG SCREW POINTER | CMF | EA
401512E | 10887587047164 | 2.4MM TI CORTEX SCREW SELF-TAPPING 12MM | CMF | EA
SD800558 | 10887587066172 | PSI SD800.558 PEEK IMPLANT | CMF | EA
446615 | 10887587051956 | 1.5MM TI DOUBLE Y-PLATE 6 HOLES/21MM | CMF | EA
31782 | 10887587038773 | 1.5MM DRILL BIT/MINI QC WITH 12MM STOP/44.5MM | CMF | EA
690640 | 10887587060323 | LID FOR QUARTER-SIZE INSERT TRAY | CMF | EA
400402E | 10887587042602 | 1.0MM TI CRTX SCREW SLF-TPNG W/PLUSDRIVE(TM) RECESS 2MM | CMF | EA
SD420545 | 10887587075129 | PSI SD420.545 TITANIUM IMPLANT | CMF | EA
04511328 | 10887587024011 | TI MATRIX OBLIQUE L-PL/3X3 H MEDIUM/REVERSIBLE/0.8MM THICK | CMF | EA
SD420444 | 10887587075259 | PSI SD420.444 TITANIUM IMPLANT | CMF | EA
44940 | 10887587054247 | 2.4MM TI UNIVERSAL FRACTURE PLATE 10 HOLES/80MM | CMF | EA
SD800550 | 10887587066097 | PSI SD800.550 PEEK IMPLANT | CMF | EA
449651 | 10887587054599 | TI LOCKING RECONSTRUCTION PLATE 3X3 HOLES CRESCENT SHAPE | CMF | EA
04503303 | 10887587019581 | TI MATRIXMIDFACE ORBITAL FLOOR PLATE-ANATOMIC LARGE/0.3MM TH | CMF | EA
80560410S | 20887587061679 | 1.5MM RAPID RESORBABLE CORTEX SCREW 4MM-STERILE | CMF | EA
401942 | 20887587048069 | 2.0MM TI CORTEX SCREW COARSE PITCH SELF-TAPPING 12MM | CMF | EA
401041E | 10887587045696 | 2.0MM TI CRTX SCREW SLF-TPNG W/PLUSDRIVE(TM) RECESS 4MM | CMF | EA
421091 | 10887587050188 | 1.3MM TI BURR HOLE COVER 17MM DIA/6 HOLES | CMF | EA
04511461 | 10887587024431 | TI MATRIX CHIN PL/DOUBLE BEND 5 HOLES/4MM OFFSET/0.7MM THK | CMF | EA
SD03501711 | 10886982280862 | LARGE RIB FORCEPS 90 DEGREE BEND LEFT | CMF | EA
04503833 | 10887587023212 | TI MATRIXMANDIBLE SUBCONDYLAR PLATE STRUT/LEFT/1.0MM THICK | CMF | EA
04511324 | 10887587023977 | TI MATRIX OBLIQUE L-PL/3X3 H SHORT/REVERSIBLE/0.7MM THK | CMF | EA
460036S | 10887587055145 | TI STERNAL LOCKING STAR PLATE 12 HOLES-STERILE | CMF | EA
314407 | 10887587037288 | HEADFRAME ADJUSTMENT INSTR 72MM F/EXTERNAL MIDFACE DSTR | CMF | EA
04503801 | 10887587023106 | TI MATRIXMIDFACE PREFORMED ORBITAL PLATE SMALL/LEFT | CMF | EA
03503038 | 10887587011646 | PLATE BENDER FOR MIDFACE PLATES | CMF | EA
447043 | 10887587052533 | 2.0MM TI MAXILLARY L-PLATE 3 X 3 HOLES/27MM-LEFT | CMF | EA
690692 | 10887587060606 | STERNAL FIXATION INSTR TRAY F/ SCREWDRIVERS/FORCEPS | CMF | EA
03305003 | 10887587009902 | DRILL GUIDE/CANNULA-LONG FOR MANDIBLE EXTERNAL FIXATOR | CMF | EA
03501441 | 10887587077550 | MATRIXSTERNUM SCREW GUIDE SMALL/4 HOLES | CMF | EA
31726 | 10887587038438 | 1.1MM DRILL BIT/MINI QC WITH 6MM STOP/44.5MM | CMF | EA
31103101S | 10887587035697 | TAP F/1.5MM RESORBABLE CORTEX SCREW/(SLF-DRLG) 4MM-STERILE | CMF | EA
04503090 | 10887587018201 | TI MATRIXNEURO CONTOUR MESH 30MM DIA/0.4MM MALLEABLE | CMF | EA
400274 | 20887587042302 | 2.0MM TI EMERGENCY SCREW WITH PLUSDRIVE(TM) RECESS 4MM | CMF | EA
0450320320 | 20887587018741 | TI MATRIXMIDFACE SCREW SELF-TAPPING 3MM | CMF | EA
400790 | 20887587045259 | 2.0MM TI EMERGENCY SCREW W/FLUTED TIP 10MM | CMF | EA
03505202 | 10887587013879 | 1.5MM HEX SCREWDRIVER BLADE HEX COUPLING | CMF | EA
0450347005 | 20887587021178 | 2.7MM TI MATRIXMANDIBLE EMERGENCY SCREW SLF-TPNG 10MM | CMF | EA
31218 | 10887587036540 | 2.4MM/1.8MM DOUBLE DRILL SLEEVE | CMF | EA
SD398990 | 10887587003146 | BONE REDUCTION FORCEPS SMALL WITH 5MM GAP | CMF | EA
401299E | 10887587046686 | 2.0MM TI LCKNG SCREW SLF-TPNG W/PLUSDRIVE(TM) RECESS 18MM | CMF | EA
04501328 | 10887587077147 | MATRIXSTERNUM H-PLATE SMALL/8 HOLES | CMF | EA
03503471 | 10887587012957 | MATRIXMANDIBLE 2.4MM DRILL BIT J-LATCH/90MM FOR 03.503.046 | CMF | EA
SD800457 | 10887587065281 | PSI SD800.457 PEEK IMPLANT | CMF | EA
03501032 | 10887587010632 | MATRIXRIB IM SPLINT DRIVER | CMF | EA
SD288042 | 10887587001456 | ANTERIOR FOOT F/MAXILLARY DSTR MAXILLA LT/SPLINT RT/7 H/6MM | CMF | EA
04315004 | 10887587015378 | AB DISTRACTOR BODY END ACT. 20MM FOR CMF DISTRACTOR | CMF | EA
SD313253 | 10887587074146 | 1.5/2.0MM PLUSDRIVE FIXED BLADE SCREWDRIVER | CMF | EA
SD03503202 | 10887587076997 | CRUCIFORM BLADE SELF-RETAIN, HEX COUPLING | CMF | EA
6124201S | 10887587058535 | DELIVERY NEEDLE 10CM X 12 GAUGE-STERILE | CMF | EA
SD800409 | 10887587064864 | PSI SD800.409 PEEK IMPLANT | CMF | EA
60511104 | 10887587058245 | FINGER MAT F/USE W/60.511.102 FOR MATRIXCOMBO SET | CMF | EA
03501751 | 10887587011431 | 2.2MM MATRIXRIB DRILL GUIDE F/90° SCREWDRIVER W/0° & 90° | CMF | EA
421546S | 10887587050928 | LOW PROF NEURO CONTOUR TI MESH MALLEABLE MASTOID/LRG-STERILE | CMF | EA
400656E | 10887587044699 | 1.7MM TI EMERGENCY SCREW WITH FLUTED TIP 6MM | CMF | EA
447118 | 10887587052946 | 2.0MM TI LARGE LOCKING PLATE 3 X 3 HOLES/ANGLED | CMF | EA
60501608 | 10887587057668 | INSTRUMENT TRAY FOR BATTERY POWERED DRIVER | CMF | EA
03503085 | 10887587011967 | DEPTH GAUGE FOR 2.0MM-3.0MM SCREWS / POLYMER HANDLE | CMF | EA
03505216 | 10887587014005 | 2.0MM/2.7MM PHILLIPS SCRWDRVR BLADE-HEX COUPLING | CMF | EA
400845 | 20887587045532 | TI LOW PROFILE NEURO SCREW SELF-TAPPING 5MM | CMF | EA
0450367220 | 20887587022427 | 2.9MM TI MATRIXMANDIBLE LOCKING SCREW SLF-TPNG 12MM | CMF | EA
487939 | 10887587055619 | TI MULTI VECTOR DISTRACTOR PIN HOLDING CLAMP/BODY | CMF | EA
401792E | 10887587047713 | 2.4MM TI EMERGENCY SCREW WITH PLUSDRIVE(TM) RECESS 6MM | CMF | EA
68590014 | 10887587059075 | NANO INSERT TRAY ID TAG / 0.2MM THICK PLATES | CMF | EA
0450346505 | 20887587021055 | 2.7MM TI MATRIXMANDIBLE EMERGENCY SCREW SLF-TPNG 5MM | CMF | EA
400404E | 10887587042640 | 1.0MM TI CRTX SCREW SLF-TPNG W/PLUSDRIVE(TM) RECESS 4MM | CMF | EA
306626 | 10887587033815 | INSTRUMENT TRAY FOR MATRIXMIDFACE SYSTEM | CMF | EA
SD449513A | 10887587004822 | PSPC MATRIXMANDIBLE DBL ANGLE RECON/PL/MED 2.5MM THK W/MXLLA | CMF | EA
449646 | 10887587054551 | TI LOCKING RECON PLATE WITH CONDYLAR HEAD/4X18 HOLES/RIGHT | CMF | EA
SD800426 | 10887587064505 | PSI SD800.426 PEEK IMPLANT | CMF | EA
449032 | 10887587054049 | 2.0MM TI ANGLED DCP® PLATE 4 X 4 HOLES/21MM X 21MM | CMF | EA
0450344820 | 20887587021024 | 2.4MM TI MATRIXMANDIBLE SCREW SELF-TAPPING 18MM | CMF | EA
03503092 | 10887587011974 | BONE REDUCTION FORCEPS ANGLED LARGE | CMF | EA
421516 | 10887587050492 | TI LOW PROFILE NEURO DOUBLE Y-PLATE 6 HOLES 18MM | CMF | EA
03505215 | 10887587013992 | CENTER DRIVE SCREWDRIVER BLADE HEX COUPLING/EXTRA LARGE | CMF | EA
306727 | 10887587034249 | LID F/INSTR TRAY/MEDIUM MATRIXMANDIBLE GRAPHIC CASE | CMF | EA
400658E | 10887587044736 | 1.7MM TI EMERGENCY SCREW WITH FLUTED TIP 8MM | CMF | EA
304732 | 10887587032412 | RATCHETING SCREWDRIVER TRAY INSERT FOR MMFS | CMF | EA
03503478 | 10887587012995 | MATRIXMANDIBLE 2.4MM DRILL BIT J-LATCH FOR 03.503.045/.047 | CMF | EA
460037 | 10887587055152 | TI STERNAL LOCKING X PLATE 10 HOLES | CMF | EA
0431582605 | 20887587071876 | 2.0MM TI RAISED HEAD SCREW SELF-DRILLING/PLUSDRIVE®/6MM | CMF | EA
447077 | 10887587052724 | 2.0MM TI CHIN PLATE, SINGLE BEND 5 HOLES, 3-5MM OFFSET | CMF | EA
85163701S | 10887587064031 | 1.5MM RAPID RESORB CONTOURABLE MESH 30X40X.5MM THICK-STERILE | CMF | EA
49310401S | 10887587056203 | 28 GAUGE (0.31MM DIAMETER) TI WIRE 500MM W/BARB &NEEDLE-STER | CMF | EA
401514E | 10887587047188 | 2.4MM TI CORTEX SCREW SELF-TAPPING 14MM | CMF | EA
304741 | 10887587032528 | TROCAR TRAY INSERT B | CMF | EA
04503711 | 10887587022628 | TI MATRIXMANDIBLE 2X2H CRESCENT PLATE 1.25MM THICK | CMF | EA
03505092 | 10887587013718 | Ø2.4MM DRILL BIT W/8MM STOP 15MM F/90° SCRWDRVR MTRXMANDBL | CMF | EA
401305 | 20887587046690 | 2.4MM TI EMERGENCY SCREW 5MM | CMF | EA
400438E | 10887587043012 | 1.3MM TI CRTX SCREW SLF-TPNG W/PLUSDRIVE(TM) RECESS 8MM | CMF | EA
397225 | 10887587041278 | LAG SCREW CANNULA | CMF | EA
04503061 | 10887587017938 | TI MATRIXNEURO STRAIGHT PLATE 2 HOLES/9MM | CMF | EA
34754 | 10887587040042 | BENDING TEMPLATE FOR 2.0MM TI OBLIQUE L-PLATES 6 HOLES | CMF | EA
SD449507B | 10887587004679 | TI PSPC MATRIXMANDIBLE DOUBLE RECON PLATE LARGE/2.0MM THICK | CMF | EA
42021 | 10887587049083 | 1.0MM TI ORBITAL RIM PLATE 11 HOLES | CMF | EA
03505204 | 10887587013893 | 2.5MM HEX SCREWDRIVER BLADE HEX COUPLING | CMF | EA
400610 | 20887587044276 | 1.2MM TI EMERGENCY SCREW W/FLUTED TIP 10MM | CMF | EA
304700T27 | 10887587031620 | SCREW PART NUMBER INSERT FOR 401.354-401.374 | CMF | EA
03503451 | 10887587012919 | MATRIXMANDIBLE 1.5MM DRILL BIT J-LATCH/90MM FOR 03.503.043 | CMF | EA
44926 | 10887587054223 | 2.4MM TI LC-DCP® PLATE CRESCENT 6 HOLES/50MM | CMF | EA
329401 | 10887587039336 | BENDING TEMPLATE DOUBLE ANGLE / 4X20X4 HOLES | CMF | EA
313933 | 10887587037066 | LOW PROFILE NEURO SCRWDRVR BLD SLF-RETAIN/CRUCIFORM/SHORT/MQ | CMF | EA
401546E | 10887587047478 | 2.4MM TI CORTEX SCREW SELF-TAPPING 46MM | CMF | EA
400490E | 10887587043746 | 1.7MM TI EMERGENCY SCREW WITH PLUSDRIVE(TM) RECESS 10MM | CMF | EA
0450344801 | 10887587021003 | 2.4MM TI MATRIXMANDIBLE SCREW SELF-TAPPING 18MM | CMF | EA
03503073 | 10887587011899 | MATRIXMANDIBLE/THORAX SCRWDRVR FIXED HANDLE/SELF-RETAINING | CMF | EA
0450340501 | 10887587020433 | 2.0MM TI MATRIXMANDIBLE SCREW SELF-TAPPING 5MM | CMF | EA
401156 | 20887587046218 | 2.0MM TI MF CORTEX SCREW SELF-TAPPING W/FLUTES 6MM | CMF | EA
03501044 | 10887587010694 | 2.2MM DRILL BIT STRYKER J-LATCH/WITH 14MM STOP/135MM | CMF | EA
68590050 | 10887587069340 | MATRIXWAVE MMF SYSTEM INSTRUMENT MODULE BASE | CMF | EA
31109301S | 10887587036120 | TAP F/1.5MM RESORBABLE CORTEX SCR/(SLF-DRLG) 5MM HXC-STERILE | CMF | EA
SD800401 | 10887587064789 | PSI SD800.401 PEEK IMPLANT | CMF | EA
401936E | 10887587047959 | 2.0MM TI CORTEX SCREW COARSE PITCH SELF-TAPPING 6MM | CMF | EA
329652 | 10887587039725 | BENDING TEMPLATE FOR 1.5MM RESORBABLE BOX PLATE | CMF | EA
329422 | 10887587039404 | BENDING TEMPLATE FOR 1.5MM RESORB STRUT PL 2 X 18 HOLES | CMF | EA
80560404S | 20887587061662 | 1.5MM RAPID RESORBABLE CORTEX SCREW 4MM-STERILE | CMF | EA
447033 | 10887587052434 | 2.0MM TI CURVED SAGITTAL SPLIT PL-LOW PROFILE 6 HOLES/4MM BA | CMF | EA
421008 | 10887587049489 | 1.3MM TI CONTOURABLE MESH PLATE/RIGID/100 X 100 | CMF | EA
0450101805 | 20887587017164 | 2.9MM TI MATRIXRIB LCKNG SCREW SELF-TAPPING/8MM | CMF | EA
0450344020 | 20887587020904 | 2.4MM TI MATRIXMANDIBLE SCREW SELF-TAPPING 10MM | CMF | EA
SD449505B | 10887587004617 | TI PSPC MATRIXMANDIBLE DBL ANGLE RECON PL SM 2.0MM THICK | CMF | EA
460100 | 10887587055299 | TI CRANIAL FLAP TUBE CLAMP 11MM DIA | CMF | EA
0450311401 | 10887587018416 | TI MATRIXNEURO EMERGENCY SCREW 4MM | CMF | EA
401938E | 10887587047997 | 2.0MM TI CORTEX SCREW COARSE PITCH SELF-TAPPING 8MM | CMF | EA
60501016 | 10887587074214 | SELF-DRILLING SCREW MODULE FOR MATRIXRIB SYSTEM | CMF | EA
0431574401 | 10887587072180 | 1.3MM TI RAISED HEAD SCREW SELF-DRILLING/PLUSDRIVE®/4MM | CMF | EA
0450112001 | 10887587017488 | 3.0MM TI STERNAL LCKNG SCREW SELF-DRILLING/20MM | CMF | EA
401562E | 10887587047546 | 2.7MM TI EMERGENCY SCREW 12MM | CMF | EA
0450321605 | 20887587019014 | TI MATRIXMIDFACE SCREW SELF-TAPPING 16MM | CMF | EA
03500000 | 10887587010267 | 1.65MM DRILL BIT/STRYKER J-LATCH/WITH 6MM STOP/44.5MM | CMF | EA
03503561 | 10887587013107 | MATRIXMANDIBLE 1.8MM DRILL BIT MQC/90MM FOR 03.503.044 | CMF | EA
305809 | 10887587033143 | LARGE INSTRUMENT TRAY LID FOR RESORBABLE FIXATION SYSTEM | CMF | EA
400796 | 20887587045334 | 2.0MM TI EMERGENCY SCREW W/FLUTED TIP 16MM | CMF | EA
04503343 | 10887587019918 | TI MATRIXMIDFACE ORBITAL RIM PLATE/12 HOLES/0.5MM THICK | CMF | EA
04511382 | 10887587024240 | TI MATRIX PRE-BENT MAXILLARY PLATE/2MM ADVMNT/0.8MM THK/R | CMF | EA
304120W | 10887587030449 | SCREW LENGTH MARKER FOR 20MM SELF-DRILLING SCREWS | CMF | EA
400472E | 10887587043517 | 1.2MM TI EMERGENCY SCREW WITH PLUSDRIVE(TM) RECESS 12MM | CMF | EA
03503171 | 10887587012346 | MATRIXMANDIBLE BENDNG TEMPLATE F/1.5MM 6H CRESCENT PLATES | CMF | EA
0431570405 | 20887587072484 | 1.0MM TI RAISED HEAD SCREW SELF-TAPPING/PLUSDRIVE®/4MM | CMF | EA
400630E | 10887587044507 | 1.3MM TI MF CORTEX SCREW SELF-TAPPING WITH FLUTES 10MM | CMF | EA
SD420407 | 10887587074610 | PSI SD420.407 TITANIUM IMPLANT | CMF | EA
85100401S | 10887587063591 | 1.5MM RAPID RESORBABLE STRAIGHT PLATE 4 HOLES-STERILE | CMF | EA
0450323505 | 20887587019304 | TI MATRIXMIDFACE EMERGENCY SCREW 5MM | CMF | EA
04501304 | 10887587077055 | MATRIXSTERNUM STRAIGHT PLATE 4 HOLES | CMF | EA
34710 | 10887587040004 | BENDING TEMPLATE FOR 2.0MM TI ADAPTION PLATE | CMF | EA
317338 | 10887587038513 | 1.1MM DRILL BIT/MINI QC/110MM | CMF | EA
0450310401 | 10887587018324 | TI MATRIXNEURO SCREW SELF-DRILLING 4MM | CMF | EA
400834E | 10887587045429 | TI LOW PROFILE NEURO SCREW SELF-DRILLING 4MM | CMF | EA
SD420453 | 10887587074832 | PSI SD420.453 TITANIUM IMPLANT | CMF | EA
20180698 | 10887587028583 | 2.0MM CORTEX SCREW SELF-TAPPING 6MM | CMF | EA
SD800565 | 10887587066240 | PSI SD800.565 PEEK IMPLANT | CMF | EA
SD449505A | 10887587004600 | PSPC MATRIXMANDIBLE DBL ANGLE RECON PL/SM/2.0MM THK MXLLA | CMF | EA
04501093S | 10887587073347 | TI MATRIXRIB T-PLATE 2.8MM THICK/7 HOLES - STERILE | CMF | EA
31440 | 10887587037233 | HEXAGONAL SCREWDRIVER | CMF | EA
329575 | 10887587039657 | BENDING TEMPLATE FOR 2.0MM MLP 5X22X5 HOLES DOUBLE ANGLE | CMF | EA
401516 | 20887587047192 | 2.4MM TI CORTEX SCREW SELF-TAPPING 16MM | CMF | EA
400403 | 20887587042616 | 1.0MM TI CRTX SCREW SLF-TPNG W/PLUSDRIVE(TM) RECESS 3MM | CMF | EA
04503066 | 10887587017983 | TI MATRIXNEURO BOX PLATE 16MM X 16MM | CMF | EA
310139 | 10887587034881 | 1.3MM DRILL BIT/HXC WITH 6MM STOP/52MM | CMF | EA
447424 | 10887587053493 | 2.0MM TI MLP DOUBLE ANGLE PLATE-EXTRA 4H X 20H X 4H | CMF | EA
0450103005 | 20887587067022 | 2.9MM TI MATRIXRIB LCKNG SCREW SELF-TAPPING/20MM | CMF | EA
0450361001 | 10887587021928 | 2.0MM TI MATRIXMANDIBLE LOCKING SCREW SLF-TPNG 10MM | CMF | EA
313925 | 10887587037028 | 2.4MM SCREWDRIVER SELF-RETAINING | CMF | EA
304663 | 10887587030883 | 1.0MM MODULE FOR TI IMPLANTS | CMF | EA
0450322320 | 20887587019106 | TI MATRIXMIDFACE SCREW SELF-DRILLING 3MM | CMF | EA
03501616 | 10887587011325 | 2.2MM DRILL BIT W/16MM STOP AO QUICK COUPLING/135MM | CMF | EA
0450360601 | 10887587021829 | 2.0MM TI MATRIXMANDIBLE LOCKING SCREW SLF-TPNG 6MM | CMF | EA
04503716 | 10887587022673 | TI MATRIXMANDIBLE 3X3 HOLE PLATE 1.5MM THICK | CMF | EA
68590007 | 10887587059006 | NANO INSERT TRAY/DOUBLE WIDE 2 HIGH | CMF | EA
487942 | 10887587055657 | TI MULTI-VECTOR DSTR PIN HLDG CLAMP/RAMUS-LIMITED BONE STOCK | CMF | EA
03505027 | 10887587013428 | Ø1.25MM DRILL BIT W/12MM STOP 19MM F/90° SCRWDRVR MTRXMDFACE | CMF | EA
03505081 | 10887587013640 | Ø1.8MM DRILL BIT W/6MM STOP 13MM F/90° SCRWDRVR MTRXMANDBL | CMF | EA
04501103 | 10887587073378 | TI MATRIXRIB T-PLATE WIDE 2.8MM THICK/8 HOLES | CMF | EA
SD03503416 | 10887587076690 | MATRIXMANDIBLE 1.5MM DRILL BIT J-LATCH W/ 16MM STOP/50MM | CMF | EA
313855 | 10887587036946 | 2.0MM STARDRIVE(TM) SCRWDRVR BLD SLF-RETAIN MED/76MM HXC | CMF | EA
316652 | 10887587038254 | 1.5MM DRILL BIT 12MM STOP/52MM HXC | CMF | EA
421102 | 10887587050256 | 1.3MM TI MESH SCREEN 15X25X.2MM | CMF | EA
400512E | 10887587044088 | 1.0MM TI MF CORTEX SCREW SELF-TAPPING WITH FLUTES 12MM | CMF | EA
SD800526 | 10887587065854 | PSI SD800.526 PEEK IMPLANT | CMF | EA
449633 | 10887587054490 | LOCKING RECONSTRUCTION PLATE 6X23 HOLES 44MM X 214MM/RIGHT | CMF | EA
04503302 | 10887587019574 | TI MATRIXMIDFACE ORBITAL FLOOR PLATE-ANATOMIC MED/0.3MM THIC | CMF | EA
0450323405 | 20887587019274 | TI MATRIXMIDFACE EMERGENCY SCREW 4MM | CMF | EA
42081 | 10887587049359 | 1.0MM TI X-PLATE 5 HOLES | CMF | EA
SD420544 | 10887587073910 | PSI SD420.544 TITANIUM IMPLANT | CMF | EA
03503165 | 10887587012285 | MATRIXMANDIBLE BENDNG TEMPLATE F/1.25MM 3X3 CRESCENT PLATES | CMF | EA
401540 | 20887587047437 | 2.4MM TI CORTEX SCREW SELF-TAPPING 40MM | CMF | EA
288007 | 10887587029290 | MAXILLARY DISTRACTOR 25MM TALL | CMF | EA
329459 | 10887587039459 | BENDING TEMPLATE FOR 2.0MM RESORB ADAPTION PLATE/20 HOLES | CMF | EA
401950 | 20887587048144 | 2.0MM TI CORTEX SCREW COARSE PITCH SELF-TAPPING 20MM | CMF | EA
400627 | 20887587044436 | 1.3MM TI MF CORTEX SCREW SELF-TAPPING W/FLUTES 7MM | CMF | EA
03501768 | 10887587011516 | Ø2.2MM DRILL BIT W/18MM STOP F/90° SCRWDRVR MATRIXRIB | CMF | EA
SD420532 | 10887587075068 | PSI SD420.532 TITANIUM IMPLANT | CMF | EA
03505086 | 10887587013688 | 1.8MM DIA DRILL BIT 16MM STOP LGTH 23MM FOR 90° SCREWDRIVER | CMF | EA
39729 | 10887587041445 | 1.8MM DCU DRILL GUIDE FOR 397.21 | CMF | EA
304111 | 20887587030309 | SCREW LENGTH MARKER-11MM | CMF | EA
04503723 | 10887587022727 | TI MATRIXMANDIBLE 2X2 HOLE DCP PLATE 1.5MM THICK | CMF | EA
SD03501753 | 10887587078465 | NONRETAINING SCREWDRIVER BLADE FOR 90DEG SCREWDRIVER | CMF | EA
316451 | 10887587038070 | 1.0MM DRILL BIT/MINI QC WITH 4MM STOP/44.5MM | CMF | EA
0431572601 | 10887587072241 | 1.2MM TI RAISED HEAD EMERG SCR SELF-TAPPING/PLUSDRIVE®/6MM | CMF | EA
31110101S | 10887587036151 | TAP F/2.0MM RESORBABLE SCREWS SLF-DRLG/ADJ LNGTH/MQC-STERILE | CMF | EA
400414 | 20887587042814 | 1.0MM TI CRTX SCREW SLF-TPNG W/PLUSDRIVE(TM) RECESS 14MM | CMF | EA
0431583205 | 20887587071906 | 2.0MM TI RAISED HEAD SCREW SELF-TAPPING/PLUSDRIVE®/12MM | CMF | EA
03505036 | 10887587013473 | Ø1.1MM DRILL BIT W/6MM STOP 13MM F/90° SCRWDRVR MTRXMDFACE | CMF | EA
0451122805 | 20887587023660 | 1.85MM TI MATRIX SCREW SELF-DRILLING/8MM | CMF | EA
304700T35 | 10887587031712 | SCREW PART NUMBER INSERT FOR 401.386-401.398 | CMF | EA
03503041 | 10887587011677 | MATRIXMANDIBLE PLATE BENDING PLIERS-LEFT | CMF | EA
304109 | 20887587030279 | SCREW LENGTH MARKER-9MM | CMF | EA
447084 | 10887587052779 | 2.0MM TI SAGITTAL SPLIT PLATE STRAIGHT 4 HOLES/30MM | CMF | EA
400034 | 20887587041886 | 1.5MM TI CORTEX SCR SLF-TPNG WITH PLUSDRIVE(TM) RECESS 4MM | CMF | EA
386904 | 10887587040431 | 2.0MM CANNULA & OBTURATOR/ SELF-RETAINING | CMF | EA
6150301S | 10887587058634 | CRANIOS REINFORCED FAST SET PUTTY 3CC-STERILE | CMF | EA
0431574801 | 10887587072203 | 1.3MM TI RAISED HEAD SCREW SELF-TAPPING/PLUSDRIVE®/8MM | CMF | EA
03305005 | 10887587009926 | MEASURING DEVICE FOR MANDIBLE EXTERNAL FIXATOR | CMF | EA
487992 | 10887587056029 | TI RIGID EXTENSION 20MM F/TI MIDFACE DISTRACTOR | CMF | EA
68590056 | 10887587069418 | MATRIXWAVE MMF INSERT TRAY ID TAG F/1.85MM LOCKING SCREWS | CMF | EA
530510 | 10887587057187 | WATER BATH HEATER | CMF | EA
329458 | 10887587039442 | BENDING TEMPLATE FOR 2.0MM RESORBABLE ADAPTION PL/8HOLES | CMF | EA
0451121401 | 10887587023533 | 1.85MM TI MATRIX SCREW/COARSE PITCH/SELF-TAPPING/14MM | CMF | EA
6124101S | 10887587058511 | DELIVERY NEEDLE 10CM X 10 GAUGE-STERILE | CMF | EA
04503076 | 10887587018089 | TI MATRIXNEURO CURVED STRUT PLATE/2 X 3 HOLE | CMF | EA
304103 | 20887587030156 | SCREW LENGTH MARKER-3MM | CMF | EA
0450367420 | 20887587022458 | 2.9MM TI MATRIXMANDIBLE LOCKING SCREW SLF-TPNG 14MM | CMF | EA
401291E | 10887587046525 | 2.0MM TI LCKNG SCREW SLF-TPNG W/PLUSDRIVE(TM) RECESS 5MM | CMF | EA
401944 | 20887587048083 | 2.0MM TI CORTEX SCREW COARSE PITCH SELF-TAPPING 14MM | CMF | EA
SD310172 | 10887587001869 | 1.5MM DRILL BIT STRYKER J-LTCH WITH 6MM STOP/125MM | CMF | EA
SD420437 | 10887587075211 | PSI SD420.437 TITANIUM IMPLANT | CMF | EA
306640 | 10887587033938 | PLATE INSERT FOR MATRIXMIDFACE GENERIC MODULE | CMF | EA
447007 | 10887587052366 | TI ZYGOMATIC FOOTPLATE 3 HOLES | CMF | EA
04315422 | 10887587016207 | 2.0MM ELV MESH FOOT B-TYPE 7.5MM OFFSET | CMF | EA
413590E | 10887587048932 | 3.0MM TI LOCKING SCREW 20MM FOR STERNAL LOCKING PLATES | CMF | EA
400465 | 20887587043361 | 1.2MM TI EMERGENCY SCREW WITH PLUSDRIVE(TM) RECESS 5MM | CMF | EA
421541S | 10887587050829 | LOW PROF NEURO CONTOURABLE TI MESH/MALLEABLE/70MM DIA-STER | CMF | EA
03500030 | 10887587010410 | BENDING TEMPLATE F/CURVILINEAR DISTRACTOR R30/RIGHT | CMF | EA
04511422 | 10887587024387 | TI MATRIX SAGITTAL SPLIT PLATE STRAIGHT/4 HOLES/8MM BAR | CMF | EA
SD310040 | 10887587001838 | 1.5MM DRILL BIT WITH 6MM STOP F/2.0MM THREADED DRILL GUIDE | CMF | EA
449250 | 10887587054216 | 2.4MM TI LC-DCP® PLATE CRESCENT 5 HOLES/38MM | CMF | EA
421024 | 10887587049762 | 1.3MM TI CRANIAL STRAIGHT PL 4 HOLES/10MM MIDDLE SPACING | CMF | EA
31397 | 10887587037196 | HOLDING SLEEVE | CMF | EA
310523 | 10887587035222 | 1.8MM DRILL BIT/MINI QC/125MM | CMF | EA
304674 | 10887587031248 | LOW PROFILE NEURO STANDARD MODULE | CMF | EA
85162201S | 10887587063942 | 1.5MM RAPID RESORB CONTOURABLE MESH/100X100X0.5MM THK-STERIL | CMF | EA
04503301 | 10887587019567 | TI MATRIXMIDFACE ORBITAL FLOOR PLATE-ANATOMIC SMALL/0.3MM TH | CMF | EA
04500170 | 10887587016795 | 2.0MM CURVILINEAR DISTRACTOR R70/RIGHT | CMF | EA
0450324401 | 10887587019444 | TI MATRIXMIDFACE EMERGENCY SCREW 14MM | CMF | EA
0450111605 | 20887587017430 | 3.0MM TI STERNAL LCKNG SCREW SELF-DRILLING/16MM | CMF | EA
03511371 | 10887587014579 | BENDING TEMPLATE FOR TI MATRIX CURVED SAGITTAL SPLIT PL/10MM | CMF | EA
03501046 | 10887587010700 | 2.2MM DRILL BIT STRYKER J-LATCH/WITH 16MM STOP/135MM | CMF | EA
413594E | 10887587048970 | 3.0MM TI LOCKING SCREW 24MM FOR STERNAL LOCKING PLATES | CMF | EA
68590051 | 10887587069357 | MATRIXWAVE MMF SYSTEM IMPLANT MODULE BASE | CMF | EA
03505222 | 10887587014067 | BROKEN SCREW EXTRACTOR HEX COUPLING | CMF | EA
03503408 | 10887587012889 | MATRIXMANDIBLE 1.5MM DRILL BIT J-LATCH W/8MM STOP/50MM | CMF | EA
0450395801 | 10887587076119 | 1.3MM TI MATRIXMIDFACE SCREW SELF-TAPPING 8MM | CMF | EA
401051E | 10887587045955 | 2.0MM TI CRTX SCR COARSE PITCH SLF-TPNG W/PLUSDRIVE(TM) 22MM | CMF | EA
304118 | 20887587030408 | SCREW LENGTH MARKER-18MM | CMF | EA
311241 | 10887587036274 | TAP FOR 2.4MM CORTEX SCREWS HEX COUPLING | CMF | EA
SD03511003 | 10887587077826 | CMF PLATE HOLDER HANDLE MANDIBLE | CMF | EA
SD398660 | 10887587078311 | PLATE HOLDING FORCEPS WITH BALL AND FOOT | CMF | EA
03315004 | 10887587010175 | EXTENSION ARM REMOVAL INSTRUMENT | CMF | EA
446793 | 10887587052106 | 1.5MM TI OBLIQUE L-PLATE/SHORT 2 X 2 HOLES-LEFT | CMF | EA
04511381 | 10887587024233 | TI MATRIX PRE-BENT MAXILLARY PLATE/2MM ADVMNT/0.8MM THK/L | CMF | EA
447420 | 10887587053462 | 2.0MM TI MLP PLATE-EXTRA 20 HOLES | CMF | EA
401508E | 10887587047126 | 2.4MM TI CORTEX SCREW SELF-TAPPING 8MM | CMF | EA
04500218 | 10887587016832 | 1.3MM CURVILINEAR DISTRACTOR STRAIGHT | CMF | EA
SD800532 | 10887587065915 | PSI SD800.532 PEEK IMPLANT | CMF | EA
329408 | 10887587039367 | BENDING TEMPLATE FOR 1.5MM RESORBABLE ADAPTION PL/8 HOLES | CMF | EA
SD314696 | 10887587073989 | 2.5MM HEX EXTENSION | CMF | EA
04315501 | 10887587016221 | 1.3MM MESH FOOT A-TYPE FOR CMF DISTRACTOR | CMF | EA
304105W | 10887587030203 | SCREW LENGTH MARKER FOR 5MM SELF-DRILLING SCREWS | CMF | EA
0450355505 | 20887587021642 | 2.0MM TI MATRIXMANDIBLE SCREW FINE PITCH / 5MM | CMF | EA
6124001S | 10887587058504 | DELIVERY NEEDLE 10CM X 8 GAUGE-STERILE | CMF | EA
421544 | 10887587050874 | TI LOW PROF NEURO CONTOUR MESH 70MM DIAMETER/0.6MM RIGID | CMF | EA
314406 | 10887587037271 | ACTIVATION INSTRUMENT 5.5MM HEX FOR EXTERNAL MIDFACE DSTR | CMF | EA
03315001 | 10887587010144 | SURGEON ACTIVATION INSTR 1.7MM FOR CMF DISTRACTOR | CMF | EA
SD420530 | 10887587075044 | PSI SD420.530 TITANIUM IMPLANT | CMF | EA
03503150 | 10887587012193 | MATRIXMIDFACE 1.25MM DRILL BIT MQC/80MM | CMF | EA
0431572401 | 10887587072234 | 1.2MM TI RAISED HEAD EMERG SCR SELF-TAPPING/PLUSDRIVE®/4MM | CMF | EA
0431582601 | 10887587071824 | 2.0MM TI RAISED HEAD SCREW SELF-DRILLING/PLUSDRIVE®/6MM | CMF | EA
400286E | 10887587042558 | 2.0MM TI EMERGENCY SCREW WITH PLUSDRIVE(TM) RECESS 16MM | CMF | EA
400412 | 20887587042791 | 1.0MM TI CRTX SCREW SLF-TPNG W/PLUSDRIVE(TM) RECESS 12MM | CMF | EA
314408 | 10887587037295 | HEADFRAME ADJUSTMENT INSTR 209MM F/EXTERNAL MIDFACE DSTR | CMF | EA
03501061 | 10887587010748 | MATRIXRIB IM SPLINT TEMPLATE SMALL | CMF | EA
68590022 | 10887587059150 | NANO INSERT TRAY ID TAG / 1.0MM THICK PLATES | CMF | EA
447140 | 10887587052960 | 2.0MM TI T-PLATE 3 X 3 HOLES/24MM | CMF | EA
03501709 | 10887587011400 | MATRIXRIB PLATE HLDG FORCEPS LARGE | CMF | EA
03501522 | 10887587011257 | 1.8MM DRILL BIT HEX COUPLING WITH 22MM STOP/88MM | CMF | EA
0450322301 | 10887587019086 | TI MATRIXMIDFACE SCREW SELF-DRILLING 3MM | CMF | EA
306619 | 10887587033785 | ORBITAL PLATE AND MESH MODULE FOR MATRIXMIDFACE SYSTEM | CMF | EA
04503377 | 10887587020204 | TI MATRIXMIDFACE Y-PLATE 1X3 HOLES/0.7MM THICK | CMF | EA
SD800540 | 10887587065991 | PSI SD800.540 PEEK IMPLANT | CMF | EA
0450324601 | 10887587019482 | TI MATRIXMIDFACE EMERGENCY SCREW 16MM | CMF | EA
0450320405 | 20887587018765 | TI MATRIXMIDFACE SCREW SELF-TAPPING 4MM | CMF | EA
288014 | 10887587029320 | ANTERIOR FOOT-MAXILLA LEFT SPLINT RIGHT-6MM | CMF | EA
690623 | 10887587060156 | LID FOR CRANIOFACIAL(CMFS) GRAPHIC CASES | CMF | EA
03505213 | 10887587013978 | CENTER DRIVE SCREWDRIVER BLADE HEX COUPLING/MEDIUM | CMF | EA
04503364 | 10887587020129 | TI MATRIXMIDFACE OBLIQUE L-PL 4X6 HOLES-LEFT/0.7MM THICK | CMF | EA
304118W | 10887587030418 | SCREW LENGTH MARKER FOR 18MM SELF-DRILLING SCREWS | CMF | EA
400512 | 20887587044078 | 1.0MM TI MF CORTEX SCREW SELF-TAPPING W/FLUTES 12MM | CMF | EA
68590099 | 10887587059495 | NANO FINGER MAT/HALF SIZE | CMF | EA
446047 | 10887587051352 | 1.5MM TI PRE-BENT MAXILLARY PLATE/7MM ADVANCEMENT-LEFT | CMF | EA
400843E | 10887587045504 | TI LOW PROFILE NEURO SCREW SELF-TAPPING 3MM | CMF | EA
690642 | 10887587060347 | MODULE DIVIDER | CMF | EA
42045S | 10887587049267 | 1.0MM TI MEDIAL WALL PLATE RIGHT-STERILE | CMF | EA
305811 | 10887587033167 | INSTRUMENT INSERT F/RESORBABLE INSTRUMENT TRAYS | CMF | EA
421085 | 10887587050157 | 1.3MM TI H-PLATE 11 HOLES | CMF | EA
0450324020 | 20887587019403 | TI MATRIXMIDFACE EMERGENCY SCREW 10MM | CMF | EA
0450121601 | 10887587070599 | 2.7MM TI MATRIXRIB LCKNG SCREW SELF-DRILLING/16MM | CMF | EA
03503103 | 10887587012001 | MATRIXMIDFACE 1.25MM DRILL BIT J-LATCH/3MM STOP/44.5MM | CMF | EA
42000 | 10887587048987 | 1.0MM TI MESH PLATE 29MM X 40MM/4.5MM X 5MM HOLES | CMF | EA
SD800466 | 10887587065373 | PSI SD800.466 PEEK IMPLANT | CMF | EA
400657 | 20887587044702 | 1.7MM TI EMERGENCY SCREW W/FLUTED TIP 7MM | CMF | EA
421537S | 10887587050744 | LOW PROF NEURO CONTOURABLE TI MESH/MALLEABLE/LARGE ARC-STER | CMF | EA
447405 | 10887587053431 | 2.0MM TI MLP DOUBLE ANGLE PLATE-LARGE 5 X 22 X 5 HOLES | CMF | EA
460040 | 10887587055213 | TI STERNAL LOCKING X PLATE WIDE/10 HOLES | CMF | EA
306786 | 10887587034683 | MATRIX AUX INSERT TRAY/MED MANDIBLE/MIDFACE/ORTHOGNATHIC | CMF | EA
400624E | 10887587044385 | 1.3MM TI MF CORTEX SCREW SELF-TAPPING WITH FLUTES 4MM | CMF | EA
SD420509 | 10887587074917 | PSI SD420.509 TITANIUM IMPLANT | CMF | EA
SD800529 | 10887587065885 | PSI SD800.529 PEEK IMPLANT | CMF | EA
449024 | 10887587053998 | 2.0MM TI BROAD PLATE 4 HOLES/29MM | CMF | EA
487971 | 10887587055862 | TI MULTI VECTOR DISTRACTOR ARM 45MM | CMF | EA
421071 | 10887587050010 | 1.3MM TI T-PLATE 3 X 4 HOLES | CMF | EA
85111001S | 10887587063645 | 1.5MM RAPID RESORBABLE ORBITAL RIM PLATE/10 HOLES-STERILE | CMF | EA
03503360 | 10887587012650 | BENDING TEMPLATE F/ORBITAL FLR PL/ANATOMIC/SM/MATRIXMIDFACE | CMF | EA
03501022 | 10887587010595 | 1.5MM DRILL BIT STRYKER J-LATCH/22MM STOP/88MM | CMF | EA
68590087 | 10887587059440 | NANO PLUSDRIVE 1.5/2.0MM SCR Ø INSERT TRAY ID TAG | CMF | EA
316440 | 10887587038001 | 1.0MM DRILL BIT/STRYKER J-LTCH WITH 12MM STOP/44.5MM | CMF | EA
487933 | 10887587055510 | TI MULTI VECTOR DISTRACTOR ARM 15MM | CMF | EA
400423 | 20887587042852 | 1.0MM TI CRTX SCREW SLF-DRLG W/PLUSDRIVE(TM) RECESS 3MM | CMF | EA
446504 | 10887587051765 | 1.5MM TI MAXILLARY L-PLATE 3 X 3 HOLES/22MM-RIGHT | CMF | EA
SD420550 | 10887587075174 | PSI SD420.550 TITANIUM IMPLANT | CMF | EA
71005098S | 10887587060941 | CHRONOS(TM) BETA-TCP WEDGE 10 DEG/RECTANGULAR-STERILE | CMF | EA
04503095 | 10887587018256 | TI MATRIXNEURO CONTOUR MESH 100MM DIA/0.4MM RIGID | CMF | EA
04503126 | 10887587018546 | TI MATRIXNEURO CONTOUR MESH 70MM DIA/0.6MM RIGID | CMF | EA
497695 | 20887587056668 | 3.0MM TI LOCKING SCREW 18MM F/LOCKING RECONSTRUCTION PLATE | CMF | EA
04503123 | 10887587018515 | TI MATRIXNEURO CONTOUR MESH SMALL ARC/0.6MM RIGID | CMF | EA
397310 | 10887587041452 | TROCAR HANDLE | CMF | EA
60511116 | 10887587058368 | FINGER MAT F/USE W/60.511.103 FOR MATRIXCOMBO SET | CMF | EA
04503063 | 10887587017952 | TI MATRIXNEURO STRAIGHT PLATE 4 HOLES | CMF | EA
311204 | 10887587036212 | TAP FOR 2.0MM MANDIBLE LOCKING SCREWS 100MM | CMF | EA
04503360 | 10887587020082 | TI MATRIXMIDFACE BOX PLATE 4 HOLES/5MMX10MM/0.5MM THICK | CMF | EA
400487E | 10887587043678 | 1.7MM TI EMERGENCY SCREW WITH PLUSDRIVE(TM) RECESS 7MM | CMF | EA
690626 | 10887587060187 | CRANIOFACIAL INSERT TRAY | CMF | EA
SD800521 | 10887587065809 | PSI SD800.521 PEEK IMPLANT | CMF | EA
31625 | 10887587037929 | 0.76MM DRILL BIT/MINI QC WITH 5MM STOP/44.5MM | CMF | EA
400440E | 10887587043067 | 1.3MM TI CRTX SCREW SLF-TPNG W/PLUSDRIVE(TM) RECESS 10MM | CMF | EA
03505205 | 10887587013909 | CRUCIFORM SCREWDRIVER BLADE HEX COUPLING/SMALL | CMF | EA
401798 | 20887587047857 | 2.4MM TI EMERGENCY SCREW WITH PLUSDRIVE(TM) RECESS 16MM | CMF | EA
401936 | 20887587047949 | 2.0MM TI CORTEX SCREW COARSE PITCH SELF-TAPPING 6MM | CMF | EA
85154101S | 10887587063874 | 1.5MM RAPID RESORBABLE ORBITAL FLOOR PLATE 30MMX30MM-STERILE | CMF | EA
306615 | 10887587033747 | 0.5MM PLATE MODULE INSERT FOR MATRIXMIDFACE SYSTEM | CMF | EA
421006 | 10887587049458 | 1.3MM TI MESH PLATE 100MM X 100MM/5MM HOLE SPACING | CMF | EA
317818 | 10887587038766 | 1.8MM DRILL BIT/MINI QC/32MM | CMF | EA
401164E | 10887587046365 | 2.0MM TI MF CORTEX SCREW SELF-TAPPING WITH FLUTES 14MM | CMF | EA
SD800414 | 10887587064901 | PSI SD800.414 PEEK IMPLANT | CMF | EA
SD449504 | 10887587004563 | PSPC MATRIXMANDIBLE 7X23 HOLES ANGLE RECON PL/RIGHT/2.0MM TH | CMF | EA
SD420542 | 10887587075105 | PSI SD420.542 TITANIUM IMPLANT | CMF | EA
400654E | 10887587044651 | 1.7MM TI EMERGENCY SCREW WITH FLUTED TIP 4MM | CMF | EA
317836 | 10887587038902 | 1.5MM DRILL BIT STRYKER J-LATCH/125MM | CMF | EA
421545S | 10887587050904 | LOW PROF NEURO CONTOURABLE TI MESH/RIGID/100MM-STERILE | CMF | EA
400794 | 20887587045310 | 2.0MM TI EMERGENCY SCREW W/FLUTED TIP 14MM | CMF | EA
446794 | 10887587052113 | 1.5MM TI OBLIQUE L-PLATE/LONG 2 X 2 HOLES-RIGHT | CMF | EA
68590053 | 10887587069388 | MATRIXWAVE MMF SYSTEM INSTRUMENT MODULE ID TAG | CMF | EA
400284E | 10887587042527 | 2.0MM TI EMERGENCY SCREW WITH PLUSDRIVE(TM) RECESS 14MM | CMF | EA
288044 | 10887587029443 | ANTERIOR FOOT F/MAXILLARY DSTR MAXILLA LEFT/SPLINT RIGHT/14M | CMF | EA
SD800518 | 10887587064529 | PSI SD800.518 PEEK IMPLANT | CMF | EA
04503028 | 10887587017846 | TI MATRIXNEURO BURR HOLE COVER 17MM FOR SHUNT | CMF | EA
0431576405 | 20887587072439 | 1.7MM TI RAISED HEAD EMERG SCR PLUSDRIVE®/4MM | CMF | EA
311211 | 10887587036243 | 2.0MM TAP WITH HEX COUPLING | CMF | EA
397216 | 10887587041223 | 1.5MM DRILL GUIDE | CMF | EA
0450361420 | 20887587022069 | 2.0MM TI MATRIXMANDIBLE LOCKING SCREW SLF-TPNG 14MM | CMF | EA
0450342701 | 10887587075884 | 2.4MM TI MATRIXMANDIBLE SCREW SELF-TAPPING 28MM | CMF | EA
04503392 | 10887587020358 | TI MATRIXMIDFACE X-PLATE 4 HOLES/0.7MM THICK | CMF | EA
44755 | 10887587053691 | 2.0MM TI OBLIQUE L-PLATE 4 X 6 HOLES-RIGHT | CMF | EA
03511372 | 10887587014586 | BENDING TEMPLATE FOR TI MATRIX CURVED SAGITTAL SPLIT PL/12MM | CMF | EA
400785 | 20887587045150 | 2.0MM TI EMERGENCY SCREW W/FLUTED TIP 5MM | CMF | EA
0450141601 | 10887587077475 | MATRIXSTERNUM LOCK SCREW Ø 2.7 SELF-DRILLING L 16 | CMF | EA
SD03503506 | 10887587077871 | 1.8MM DRILL BIT W/ 6MM STOP 50MM LONG/ J-LATCH COUPLING | CMF | EA
0450360805 | 20887587021901 | 2.0MM TI MATRIXMANDIBLE LOCKING SCREW SLF-TPNG 8MM | CMF | EA
400791E | 10887587045283 | 2.0MM TI EMERGENCY SCREW W/FLUTED TIP 11MM | CMF | EA
04500002 | 10887587016474 | TI WIRE FIXATION SCREW SELF-DRILLING 27MM | CMF | EA
SD420527 | 10887587068138 | PSI SD420.527 TITANIUM IMPLANT | CMF | EA
487931 | 10887587055497 | TI MULTI VECTOR DISTRACTOR BODY | CMF | EA
316624 | 10887587038186 | 1.1MM DRILL BIT 4MM STOP/52MM HXC | CMF | EA
449035 | 10887587054063 | 2.0MM TI DCP® PLATE 5 HOLES/32MM | CMF | EA
398202 | 20887587041657 | CAPS 2.4MM | CMF | EA
03503047 | 10887587011738 | MATRIXMANDIBLE THREADED TROCAR DRILL GUIDE FOR 397.213 | CMF | EA
460001 | 10887587054742 | TI CRANIAL FLAP TUBE CLAMP 13MM DIA | CMF | EA
304744 | 10887587032535 | MODULE CASE FOR 2.0MM TI MANDIBLE LOCKING PLATE SET | CMF | EA
39723 | 10887587041292 | 2.4MM CHEEK RETRACTOR RING | CMF | EA
449110 | 10887587054148 | 2.4MM TI COMPRESSION TENSION BAND PLATE 6 HOLES/36MM | CMF | EA
0451124405 | 20887587023806 | 2.1MM TI MATRIX SCREW/COARSE PITCH/SELF-TAPPING/14MM | CMF | EA
329142 | 10887587039183 | COMBINATION BENDING PLIERS FOR 2.0MM/2.4MM PLATES | CMF | EA
446917 | 10887587052281 | 1.5MM TI CHIN PLATE-DOUBLE BEND 6 HOLES/4MM ADVANCEMENT | CMF | EA
60449002 | 10887587057439 | INSERT FOR CONDYLAR HEAD ADD-ON SYSTEM MODULE | CMF | EA
306613 | 10887587033723 | 1.3MM CMFS MODULE FOR MATRIXMIDFACE SYSTEM | CMF | EA
386910 | 10887587040486 | SUBCONDYLAR ELEVATOR-ANGLED RIGHT | CMF | EA
390108 | 10887587040868 | HORIZONTAL ROD ASSEMBLY WITH SWIVEL CLAMPS | CMF | EA
0450321401 | 10887587018935 | TI MATRIXMIDFACE SCREW SELF-TAPPING 14MM | CMF | EA
34640 | 10887587039947 | BENDING TEMPLATE FOR 1.5MM TI UNIVERSAL ORBITAL FLOOR PLATE | CMF | EA
SD03501443 | 10887587078502 | 45 DEGREE SCREW GUIDE HANDLE MATRIXSTERNUM | CMF | EA
03315013 | 10887587072562 | PATIENT ACTIVATION INSTRUMENT FOR CMF DISTRACTOR | CMF | EA
400463E | 10887587043333 | 1.2MM TI EMERGENCY SCREW WITH PLUSDRIVE(TM) RECESS 3MM | CMF | EA
42002 | 10887587049007 | 1.0MM TI MESH PLATE 38MM X 42MM/4MM X 4MM HOLES | CMF | EA
447013 | 10887587052410 | 2.0MM TI ZYDAPTION PLATE 13 STATIC HOLES-65MM | CMF | EA
201932E | 10887587028668 | 2.0MM IMF SCREW SELF-DRILLING 12MM | CMF | EA
306782 | 10887587034645 | INSERT TRAY F/1.0MM PLATES FOR MATRIXMANDIBLE SYSTEM | CMF | EA
68590112 | 10887587059617 | NANO INSTRUMENT MODULE ID TAG MATRIXMANDIBLE/MATRIXMIDFACE | CMF | EA
446516 | 10887587051840 | 1.5MM TI L-PLATE-MALLEABLE 2 X 3 HOLES-LEFT | CMF | EA
44924 | 10887587054209 | 2.4MM TI LC-DCP® PLATE CRESCENT 4 HOLES/35MM | CMF | EA
316114 | 10887587037820 | 0.76MM DRILL BIT/STRYKER J-LATCH/WITH 14MM STOP/44.5MM | CMF | EA
400055E | 10887587042206 | 1.5MM TI CORTEX SCR SLF-DRLG WITH PLUSDRIVE(TM) RECESS 5MM | CMF | EA
44345 | 10887587051000 | 2.0MM TI ZYGOMATIC PLATE 5 HOLES/27MM | CMF | EA
310405S | 10887587072739 | 1.7MM DRILL BIT WITH 5MM STOP J-LATCH F/RAPIDSORB IPS-STER | CMF | EA
68590030 | 10887587059235 | NANO INSERT TRAY ID TAG / 3.0MM THICK PLATES | CMF | EA
0431580605 | 20887587072125 | 2.0MM TI RAISED HEAD EMERG SCR PLUSDRIVE®/6MM | CMF | EA
449036 | 10887587054070 | 2.0MM TI DCP® PLATE 6 HOLES/42MM | CMF | EA
0431575001 | 10887587072210 | 1.3MM TI RAISED HEAD SCREW SELF-TAPPING/PLUSDRIVE®/10MM | CMF | EA
08510220S | 10887587026114 | SYNPOR SMOOTH SQUARE SHEET 50MMX50MM/0.8MM THICK-STERILE | CMF | EA
SD800421 | 10887587064956 | PSI SD800.421 PEEK IMPLANT | CMF | EA
SD03501721 | 10887587078397 | 90 DEGREE TIP FLAT RIB FORCEPS, LEFT | CMF | EA
6859003105 | 20887587059256 | NANO INSERT TRAY DIVIDER SINGLE WIDE/1 HIGH | CMF | EA
0431585005 | 20887587072163 | 2.4MM TI RAISED HEAD EMERG SCR PLUSDRIVE®/10MM | CMF | EA
329658 | 10887587039787 | BENDING TEMPLATE F/1.5/2.0MM RESORB MESH PLATE 100MM DIA. | CMF | EA
0450104001 | 10887587017297 | 2.9MM TI MATRIXRIB NON-LOCKING SCREW/SELF-TAPPING/10MM | CMF | EA
449014 | 10887587053936 | 2.0MM TI CURVED NARROW PLATE 4 HOLES/29MM | CMF | EA
03501212 | 10887587010953 | 1.8MM DRILL BIT STRYKER J-LATCH/12MM STOP/82MM | CMF | EA
329528 | 10887587039589 | BENDING TEMPLATE FOR 2.0MM MLP 20 HOLES-ADAPTION | CMF | EA
401939E | 10887587048017 | 2.0MM TI CORTEX SCREW COARSE PITCH SELF-TAPPING 9MM | CMF | EA
03500040 | 10887587010434 | BENDING TEMPLATE F/CURVILINEAR DISTRACTOR R40/RIGHT | CMF | EA
400740 | 20887587045013 | 1.5MM TI MF CORTEX SCREW SELF-TAPPING W/FLUTES 10MM | CMF | EA
449021 | 10887587053981 | 2.0MM TI DOUBLE ADAPTION PLATE 2 X 20 HOLES 100MM | CMF | EA
31724 | 10887587038414 | 1.1MM DRILL BIT/MINI QC WITH 4MM STOP/44.5MM | CMF | EA
304730M | 10887587032382 | RUBBER MAT FOR LARGE UNIVERSAL INSTRUMENT TRAY | CMF | EA
0450324801 | 10887587019529 | TI MATRIXMIDFACE EMERGENCY SCREW 18MM | CMF | EA
03501420 | 10887587011141 | 1.5MM DRILL BIT HEX COUPLING WITH 20MM STOP/88MM | CMF | EA
03500041 | 10887587010441 | BENDING TEMPLATE F/CURVILINEAR DISTRACTOR R40/LEFT | CMF | EA
488074 | 10887587056104 | TI ALVEOLAR DISTRACTOR WITH STRAIGHT PLATE 8MM | CMF | EA
04503362 | 10887587020105 | TI MATRIXMIDFACE X-PLATE 4 HOLES/0.5MM THICK | CMF | EA
421547S | 10887587050942 | LOW PROF NEURO CONTOUR TI MESH MALLEABLE MASTOID/MED-STERILE | CMF | EA
446506 | 10887587051789 | 1.5MM TI MAXILLARY L-PLATE 3 X 3 HOLES/24MM-RIGHT | CMF | EA
68590085 | 10887587059426 | NANO IMF SCREW AND INSTRUMENT INSERT TRAY ID TAG | CMF | EA
690632 | 10887587060248 | SCREW CADDY INSERT TRAY | CMF | EA
421546 | 10887587050911 | TI LOW PROF NEURO CONTOUR MESH MASTOID LARGE/0.4MM MALLEABLE | CMF | EA
400494 | 20887587043798 | 1.7MM TI EMERGENCY SCREW WITH PLUSDRIVE(TM) RECESS 14MM | CMF | EA
447159 | 10887587053158 | 2.0MM TI 90 DEG L-PLATE 23MM 2 X 2 HOLES-LOW PROFILE-LEFT | CMF | EA
03501451 | 10887587078243 | MATRIXSTERNUM SCREW GUIDE 6 HOLES | CMF | EA
SD03503410 | 10887587076676 | MATRIXMANDIBLE 1.5MM DRILL BIT J-LATCH W/ 10MM STOP/50MM | CMF | EA
497692 | 20887587056606 | 3.0MM TI LOCKING SCREW 12MM F/LOCKING RECONSTRUCTION PLATE | CMF | EA
401050 | 20887587045921 | 2.0MM TI CRTX SCR COARSE PITCH SLF-TPNG W/PLUSDRIVE(TM) 20MM | CMF | EA
04503743 | 10887587022918 | TI MATRIXMANDIBLE DOUBLE ANGLE RECON PL LARGE 2.5MM THICK | CMF | EA
SD420553 | 10887587075204 | PSI SD420.553 TITANIUM IMPLANT | CMF | EA
0450364405 | 20887587022267 | 2.4MM TI MATRIXMANDIBLE LOCKING SCREW SLF-TPNG 14MM | CMF | EA
03315700 | 10887587073590 | 1.0MM/1.3MM SCRWDRIVER BLADE FOR RAISED HD SCRW/HEX CO/86MM | CMF | EA
447034 | 10887587052441 | 2.0MM TI CURVED SAGITTAL SPLIT PL-LOW PROFILE 6 HOLES/8MM BA | CMF | EA
04503715 | 10887587022666 | TI MATRIXMANDIBLE 6 HOLE PLATE 1.5MM THICK | CMF | EA
60503240 | 10887587068152 | INSTRUMENT CASE FOR MATRIXNEURO MESH | CMF | EA
SD800446 | 10887587065175 | PSI SD800.446 PEEK IMPLANT | CMF | EA
401299 | 20887587046676 | 2.0MM TI LCKNG SCREW SLF-TPNG W/PLUSDRIVE(TM) RECESS 18MM | CMF | EA
397261 | 10887587041339 | 1.8MM THREADED DRILL GUIDE | CMF | EA
04503152S | 10887587066516 | TI MATRIXNEURO PREFORMED MESH 99MMX66MM TEMPORAL/RIGHT-STER | CMF | EA
03503377 | 10887587012827 | BENDING TEMPLATE F/STRUT PLATES/MATRIXMIDFACE | CMF | EA
460045 | 10887587055237 | TI STERNAL LOCKING STRAIGHT PLATE/8 HOLES | CMF | EA
400514E | 10887587044101 | 1.0MM TI MF CORTEX SCREW SELF-TAPPING WITH FLUTES 14MM | CMF | EA
0451120805 | 20887587023486 | 1.85MM TI MATRIX SCREW SELF-TAPPING/8MM | CMF | EA
0451121001 | 10887587023496 | 1.85MM TI MATRIX SCREW/COARSE PITCH/SELF-TAPPING/10MM | CMF | EA
04500101 | 10887587016719 | 2.0MM CURVILINEAR DISTRACTOR R100/LEFT | CMF | EA
04503375 | 10887587020181 | TI MATRIXMIDFACE ADAPTION PLATE/8 HOLES/0.7MM THICK | CMF | EA
0450101605 | 20887587017140 | 2.9MM TI MATRIXRIB LCKNG SCREW SELF-TAPPING/6MM | CMF | EA
03503174 | 10887587012377 | MATRIXMANDIBLE BENDNG TEMPLATE F/2.0MM THICK STRAIGHT PLATES | CMF | EA
0450323501 | 10887587019291 | TI MATRIXMIDFACE EMERGENCY SCREW 5MM | CMF | EA
460046S | 10887587055268 | TI STERNAL LOCKING STRAIGHT PLATE/13H/WITHOUT PIN-STERILE | CMF | EA
400496E | 10887587043838 | 1.7MM TI EMERGENCY SCREW WITH PLUSDRIVE(TM) RECESS 16MM | CMF | EA
313832 | 10887587036816 | 1.5MM SCREWDRIVER BLADE/SELF- RETAINING/STARDRIVE(TM)/SHORT | CMF | EA
SD420427 | 10887587069746 | PSI SD420.427 TITANIUM IMPLANT | CMF | EA
0451121005 | 20887587023509 | 1.85MM TI MATRIX SCREW/COARSE PITCH/SELF-TAPPING/10MM | CMF | EA
400038 | 20887587041985 | 1.5MM TI CORTEX SCR SLF-TPNG WITH PLUSDRIVE(TM) RECESS 8MM | CMF | EA
400435E | 10887587042930 | 1.3MM TI CRTX SCREW SLF-TPNG W/PLUSDRIVE(TM) RECESS 5MM | CMF | EA
447106 | 10887587052854 | 2.0MM TI LARGE LOCKING PLATE 20 HOLES | CMF | EA
401047E | 10887587045863 | 2.0MM TI CRTX SCR COARSE PITCH SLF-TPNG W/PLUSDRIVE(TM) 14MM | CMF | EA
447076 | 10887587052717 | 2.0MM TI CHIN PLATE, DOUBLE BEND 5 HOLES, 10MM OFFSET | CMF | EA
447563 | 10887587053752 | 2.0MM TI Z-PLATE/SHORT LEFT | CMF | EA
03503202 | 10887587012513 | MATRIXMIDFACE SCREWDRIVER BLD HEX COUPLING/SELF-RETAIN/76MM | CMF | EA
60511002 | 10887587058016 | GRAPHIC CASE LID FOR MATRIXORTHOGNATHIC SYSTEM | CMF | EA
60503002 | 10887587057682 | 1.3MM/1.5MM TWINBOX MODULE WITH LID AND INSERTS | CMF | EA
31080 | 10887587035505 | COUNTERSINK W/CENTERING PINS F/2.4MM CORTEX SCREWS | CMF | EA
460035S | 10887587055114 | TI STERNAL LOCKING STAR PLATE 6 HOLES-STERILE | CMF | EA
68590029 | 10887587059228 | NANO INSERT TRAY ID TAG / 2.8MM THICK PLATES | CMF | EA
68590123 | 10887587059662 | NANO IMPLANT MODULE ID TAG BLANK | CMF | EA
03503362 | 10887587012674 | BENDING TEMPLATE F/ORBITAL FLR PL/ANATOMIC/LRG/MATRIXMIDFACE | CMF | EA
03511369 | 10887587014555 | BENDING TEMPLATE FOR TI MATRIX CURVED SAGITTAL SPLIT PL/6MM | CMF | EA
304756 | 10887587032634 | IMPLANT MODULE FOR EXTERNAL MIDFACE DISTRACTOR SYSTEM | CMF | EA
03505218 | 10887587014029 | T5 TORX SCREWDRIVER BLADE HEX COUPLING | CMF | EA
447042 | 10887587052526 | 2.0MM TI MAXILLARY L-PLATE 3 X 3 HOLES/27MM-RIGHT | CMF | EA
60501111 | 10887587068626 | MATRIXRIB SPLINT INSERT TRAY FOR STACKABLE GRAPHIC CASE | CMF | EA
401562 | 20887587047536 | 2.7MM TI EMERGENCY SCREW 12MM | CMF | EA
401944E | 10887587048093 | 2.0MM TI CORTEX SCREW COARSE PITCH SELF-TAPPING 14MM | CMF | EA
421540 | 10887587050799 | TI LOW PROF NEURO CONTOUR MESH 30MM DIAMETER/0.4MM MALLEABLE | CMF | EA
04511329 | 10887587024028 | TI MATRIX OBLIQUE L-PL/3X3 H LONG/REVERSIBLE/0.8MM THICK | CMF | EA
04503832 | 10887587023205 | TI MATRIXMANDIBLE SUBCONDYLAR PLATE STRUT/RIGHT/1.0MM THICK | CMF | EA
314425 | 10887587037387 | 1.5MM CRUCFRM SCRWDRVR BLD W/ SPRING HLDG SLV F/RESORB HXC | CMF | EA
292801 | 20887587029693 | 2.0MM KIRSCHNER WIRE W/CALIB W/15MM THRD-TROCAR POINT-150MM | CMF | EA
85163801S | 10887587064055 | 1.5MM RAPID RESORB CONTOURABLE MESH 20X30X.5MM THICK-STERILE | CMF | EA
04503903 | 10887587023298 | TI MATRIXMANDIBLE PREFORMED RECON PL/MEDIUM/LEFT/2.5MM THK | CMF | EA
447082 | 10887587052755 | 2.0MM TI SAGITTAL SPLIT PLATE STRUT 8 HOLES | CMF | EA
03511343 | 10887587014456 | MATRIX 1.4MM DRILL BIT/J-LATCH CALIBRATED F/BASIC TROCAR SYS | CMF | EA
04503145S | 10887587018591 | TI MATRIXNEURO RECON MESH 100MM X 100MM/GOLD-STERILE | CMF | EA
04503383 | 10887587020266 | TI MATRIXMIDFACE OBLIQUE L-PL 2X3 HOLES-LEFT/0.8MM THICK | CMF | EA
401043 | 20887587045723 | 2.0MM TI CRTX SCREW SLF-TPNG W/PLUSDRIVE(TM) RECESS 6MM | CMF | EA
400464 | 20887587043347 | 1.2MM TI EMERGENCY SCREW WITH PLUSDRIVE(TM) RECESS 4MM | CMF | EA
329323 | 10887587039299 | APPLICATION INSTR W/ALIGNMENT GUIDE FOR CRANIAL TUBE CLAMP | CMF | EA
0450320501 | 10887587018782 | TI MATRIXMIDFACE SCREW SELF-TAPPING 5MM | CMF | EA
04315411 | 10887587016160 | 2.0MM CLOVERLEAF FOOT A-TYPE FOR CMF DISTRACTOR | CMF | EA
306749 | 10887587034416 | LARGE PLATE MODULE FOR MATRIXMANDIBLE SYSTEM | CMF | EA
SD800570 | 10887587066295 | PSI SD800.570 PEEK IMPLANT | CMF | EA
0450395305 | 20887587076406 | 1.3MM TI MATRIXMIDFACE SCREW SELF-TAPPING 3MM | CMF | EA
447425 | 10887587053509 | 2.0MM TI MLP DOUBLE ANGLE PLATE-EXTRA 5H X 22H X 5H | CMF | EA
397263 | 10887587041353 | 1.8MM DCU NEUTRAL DRILL GUIDE | CMF | EA
04503385 | 10887587020280 | TI MATRIXMIDFACE OBLIQUE L-PL 3X4 HOLES-LEFT/0.8MM THICK | CMF | EA
SD420417 | 10887587074696 | PSI SD420.417 TITANIUM IMPLANT | CMF | EA
03503380 | 10887587012858 | BENDING TEMPLATE F/PINK DOUBLE Y-PLATE/MATRIXMIDFACE | CMF | EA
03507002 | 10887587014159 | 2.4MM THREADED REDUCTION TOOL SELF-DRILLING 78MM HEX | CMF | EA
0450367801 | 10887587022499 | 2.9MM TI MATRIXMANDIBLE LOCKING SCREW SLF-TPNG 18MM | CMF | EA
03503180 | 10887587012438 | MATRIXMANDIBLE BENDNG TEMPLATE F/2.5/2.8MM STRAIGHT RECON PL | CMF | EA
42006 | 10887587049045 | 1.0MM TI MESH PLATE 100MM X 100MM/4MM X 4MM HOLES | CMF | EA
690010 | 10887587059815 | GRAPHIC CASE FOR ORTHOGNATHIC MODULAR FIXATION SYS-2 MODULE | CMF | EA
04503029 | 10887587017853 | TI MATRIXNEURO BURR HOLE COVER 24MM FOR SHUNT | CMF | EA
34786 | 10887587040103 | BENDING TEMPLATE FOR 2.0MM TI H-PLATE 8 HOLES | CMF | EA
421526 | 10887587050584 | TI LOW PROFILE NEURO BURR HOLE COVER 15MM DIA | CMF | EA
400741E | 10887587045047 | 1.5MM TI MF CORTEX SCREW SELF-TAPPING WITH FLUTES 11MM | CMF | EA
SD800416 | 10887587064925 | PSI SD800.416 PEEK IMPLANT | CMF | EA
SD288038 | 10887587001432 | ANTERIOR FOOT F/MAXILLARY DSTR MAXILLA RT/SPLINT LT/7 H/6MM | CMF | EA
447070 | 10887587052656 | 2.0MM TI CHIN PLATE, STRAIGHT 4 HOLES, 3MM OFFSET | CMF | EA
401596E | 10887587047645 | 2.0MM TI TENSION BAND SCREW SELF-TAPPING 6MM | CMF | EA
03501018 | 10887587010571 | 1.5MM DRILL BIT STRYKER J-LATCH/18MM STOP/82MM | CMF | EA
0450344401 | 10887587020945 | 2.4MM TI MATRIXMANDIBLE SCREW SELF-TAPPING 14MM | CMF | EA
SD800552 | 10887587066110 | PSI SD800.552 PEEK IMPLANT | CMF | EA
80552001S | 10887587061597 | RAPIDSORB IPS 1.5MM FASTENER CARTRIDGE/LARGE-STERILE | CMF | EA
310513 | 10887587035185 | 1.8MM DRILL BIT/MINI QC/100MM | CMF | EA
08510130S | 10887587026053 | SYNPOR SQUARE SHEET-STERILE 50MMX50MM/1.5MM THICK | CMF | EA
0451124001 | 10887587023755 | 2.1MM TI MATRIX SCREW/COARSE PITCH/SELF-TAPPING/10MM | CMF | EA
0431581201 | 10887587072555 | 2.0MM TI RAISED HEAD EMERG SCR SELF-TAPPING/PLUSDRIVE®/12MM | CMF | EA
447309 | 10887587053349 | 2.0MM TI MLP DOUBLE WIDE PLATE MINI 9 HOLES/MALLEABLE | CMF | EA
SD288043 | 10887587001463 | ANTERIOR FOOT F/MAXILLARY DSTR MAXILLA LT/SPLINT RT/7 H/10MM | CMF | EA
0450363801 | 10887587022130 | 2.4MM TI MATRIXMANDIBLE LOCKING SCREW SLF-TPNG 8MM | CMF | EA
04511386 | 10887587024288 | TI MATRIX PRE-BENT MAXILLARY PLATE/6MM ADVMNT/0.8MM THK/R | CMF | EA
3291598 | 10887587039237 | BENDING PLIERS FOR 2.4MM THROUGH 4.0MM PLATES | CMF | EA
304116W | 10887587030388 | SCREW LENGTH MARKER FOR 16MM SELF-DRILLING SCREWS | CMF | EA
401512 | 20887587047154 | 2.4MM TI CORTEX SCREW SELF-TAPPING 12MM | CMF | EA
SD398985 | 10887587003108 | BONE REDUCTION FORCEPS - LARGE STRAIGHT TIPS | CMF | EA
401166 | 20887587046379 | 2.0MM TI MF CORTEX SCREW SELF-TAPPING W/FLUTES 16MM | CMF | EA
690668 | 10887587060477 | GRAPHIC CASE FOR CURVILINEAR DISTRACTOR SYSTEM | CMF | EA
446507 | 10887587051796 | 1.5MM TI MAXILLARY L-PLATE 3 X 3 HOLES/24MM-LEFT | CMF | EA
400471E | 10887587043494 | 1.2MM TI EMERGENCY SCREW WITH PLUSDRIVE(TM) RECESS 11MM | CMF | EA
42068 | 10887587049328 | 1.0MM TI DOUBLE Y-PLATE 1 X 2 HOLES | CMF | EA
03501703 | 10887587011363 | TROCAR FOR MATRIXRIB SYSTEM | CMF | EA
04500130 | 10887587016733 | 2.0MM CURVILINEAR DISTRACTOR R30/RIGHT | CMF | EA
04503709 | 10887587022604 | TI MATRIXMANDIBLE 8H STRUT PL CURVED/MALLEABLE/1.0MM THICK | CMF | EA
446054S | 10887587051475 | 1.5MM TI CONTOURABLE MESH PL RIGID/70MM DIA-STERILE | CMF | EA
447146 | 10887587053028 | 2.0MM TI CHIN PLATE 4 HOLES 6MM ADVANCEMENT-RIGHT | CMF | EA
317235 | 10887587038384 | 1.1MM DRILL BIT/STRYKER J-LATCH/40MM STOP/65MM | CMF | EA
03503179 | 10887587012421 | MATRIXMANDIBLE BENDNG TEMPLATE F/2.0MM DBL ANGLE RECON PL/LR | CMF | EA
397265 | 10887587041360 | 1.8MM DCU COMPRESSION DRILL GUIDE | CMF | EA
03500071 | 10887587010489 | BENDING TEMPLATE F/CURVILINEAR DISTRACTOR R70/LEFT | CMF | EA
31123 | 10887587036250 | TAP FOR 2.4MM CORTEX SCREWS 100MM/45MM TAPPING DEPTH | CMF | EA
497674E | 10887587056432 | 2.4MM TI LOCKING SCREW 14MM F/LOCKING RECONSTRUCTION PLATE | CMF | EA
306617 | 10887587033761 | 0.7MM PLATE MODULE INSERT FOR MATRIXMIDFACE SYSTEM | CMF | EA
421521 | 10887587050546 | TI LOW PROFILE NEURO BOX PLATE 10MM X 16MM/4 HOLES | CMF | EA
03503138 | 10887587012155 | MATRIXMIDFACE 1.25MM DRILL BIT MQC/8MM STOP/44.5MM | CMF | EA
04503736 | 10887587022840 | TI MATRIXMANDIBLE DOUBLE ANGLE RECON PL LARGE 2.0MM THICK | CMF | EA
401061E | 10887587046006 | 2.0MM TI CORTEX SCREW SLF-DRLG W/PLUSDRIVE(TM) RECESS 4MM | CMF | EA
03503700 | 10887587013169 | BENDING INSERT HOLDER FOR 03.503.080 | CMF | EA
0450323420 | 20887587019281 | TI MATRIXMIDFACE EMERGENCY SCREW 4MM | CMF | EA
400056 | 20887587042210 | 1.5MM TI CORTEX SCR SLF-DRLG WITH PLUSDRIVE(TM) RECESS 6MM | CMF | EA
04503305 | 10887587019604 | TI MATRIXMIDFACE UNIV MEDIAL WALL PLATE/0.5MM THICK | CMF | EA
446792 | 10887587052090 | 1.5MM TI OBLIQUE L-PLATE/SHORT 2 X 2 HOLES-RIGHT | CMF | EA
68590105 | 10887587059549 | NANO IMPLANT MODULE ID TAG MATRIXMIDFACE | CMF | EA
31768 | 10887587038667 | 1.5MM DRILL BIT/STRYKER J-LTCH WITH 8MM STOP/44.5MM | CMF | EA
449234 | 10887587054186 | 2.4MM TI LC-DCP® ECCENTRIC PLATE 4 HOLES | CMF | EA
313917 | 10887587036991 | 1.3MM CRUCIFORM SCRWDRVR BLADE SELF-RETAINING W/HEX COUPLING | CMF | EA
SD420521 | 10887587074993 | PSI SD420.521 TITANIUM IMPLANT | CMF | EA
400786 | 20887587045174 | 2.0MM TI EMERGENCY SCREW W/FLUTED TIP 6MM | CMF | EA
390100 | 10887587040820 | HEADFRAME ASSEMBLY F/EXTERNAL MIDFACE DISTRACTOR | CMF | EA
0450397301 | 10887587076140 | 1.7MM TI MATRIXMIDFACE EMERGENCY SCREW 3MM | CMF | EA
304130 | 20887587030538 | SCREW LENGTH MARKER 30MM | CMF | EA
306755 | 10887587034430 | LAG SCREW MODULE MATRIXMANDIBLE SYSTEM | CMF | EA
SD03501002 | 10887587074313 | RIB PLATE HANGER | CMF | EA
60511003 | 10887587058023 | MANDIBLE GENERIC MODULE FOR MATRIXORTHOGNATHIC SYSTEM | CMF | EA
0450395505 | 20887587076420 | 1.3MM TI MATRIXMIDFACE SCREW SELF-TAPPING 5MM | CMF | EA
304711 | 10887587032153 | ORTHOGNATHIC PLATE MODULE | CMF | EA
03500050 | 10887587010458 | BENDING TEMPLATE F/CURVILINEAR DISTRACTOR R50/RIGHT | CMF | EA
420031 | 10887587049014 | 1.0MM TI MICRO MESH PLATE 50MM X 50MM/3MM X 3MM HOLES | CMF | EA
04503717 | 10887587022680 | TI MATRIXMANDIBLE 12 HOLE PLATE 1.5MM THICK | CMF | EA
04502028 | 10887587017570 | TI MATRIXNEURO ULP BURR HOLE COVER 17MM W/SHUNT | CMF | EA
SD800537 | 10887587065960 | PSI SD800.537 PEEK IMPLANT | CMF | EA
SD800569 | 10887587066288 | PSI SD800.569 PEEK IMPLANT | CMF | EA
400442E | 10887587043098 | 1.3MM TI CRTX SCREW SLF-TPNG W/PLUSDRIVE(TM) RECESS 12MM | CMF | EA
04501104S | 10887587073330 | TI MATRIXRIB I-PLATE WIDE 2.8MM THICK/11 HOLES - STERILE | CMF | EA
0450343301 | 10887587075945 | 2.4MM TI MATRIXMANDIBLE SCREW SELF-TAPPING 40MM | CMF | EA
42040 | 10887587049151 | 1.0MM TI UNIVERSAL ORBITAL FLOOR PLATE | CMF | EA
03305007 | 10887587009940 | 4.0MM ROD BENDER FOR MANDIBLE EXTERNAL FIXATOR | CMF | EA
400511E | 10887587044064 | 1.0MM TI MF CORTEX SCREW SELF-TAPPING WITH FLUTES 11MM | CMF | EA
04511331 | 10887587024035 | TI MATRIX OBLIQUE L-PL/4X3H SHORT/REVERSIBLE/0.5MM THICK | CMF | EA
391952 | 10887587041001 | MESH CUTTER | CMF | EA
03503571 | 10887587013121 | MATRIXMANDIBLE 2.4MM DRILL BIT MQC/90MM FOR 03.503.046 | CMF | EA
314677 | 10887587037653 | 2.0MM CRUCFRM SCRWDRVR BLD W/ SPRING HLDG SLV F/RESORB HXC | CMF | EA
39894 | 10887587041780 | PLATE HOLDING FORCEPS W/FOOT | CMF | EA
401156E | 10887587046228 | 2.0MM TI MF CORTEX SCREW SELF-TAPPING WITH FLUTES 6MM | CMF | EA
0450396001 | 10887587076126 | 1.3MM TI MATRIXMIDFACE SCREW SELF-TAPPING 10MM | CMF | EA
31106401S | 10887587035888 | TAP F/2.0MM RESORBABLE CORTEX SCR/(SLF-DRLG) 6MM HXC-STERILE | CMF | EA
400507 | 20887587043972 | 1.0MM TI MF CORTEX SCREW SELF-TAPPING W/FLUTES 7MM | CMF | EA
400453E | 10887587043203 | 1.3MM TI CRTX SCREW SLF-DRLG W/PLUSDRIVE RECESS 3MM | CMF | EA
401538 | 20887587047413 | 2.4MM TI CORTEX SCREW SELF-TAPPING 38MM | CMF | EA
316235 | 10887587037899 | 1.0MM DRILL BIT/STRYKER J-LATCH/35MM STOP/60MM | CMF | EA
03501075 | 10887587010823 | 5.5MM DRILL GUIDE FOR SPLINTS WITHOUT HANDLE | CMF | EA
04503737 | 10887587022857 | TI MATRIXMANDIBLE 12 HOLE RECON PLATE 2.5MM THICK | CMF | EA
0450321420 | 20887587018970 | TI MATRIXMIDFACE SCREW SELF-TAPPING 14MM | CMF | EA
04511307 | 10887587023915 | TI MATRIX 90 DEG L-PL/2X2 H SHORT/REVERSIBLE/0.8MM THICK | CMF | EA
401566E | 10887587047584 | 2.7MM TI EMERGENCY SCREW 16MM | CMF | EA
421005 | 10887587049434 | 1.3MM TI CONTOURABLE MESH PLATE/RIGID/38MM X 45MM | CMF | EA
04503127 | 10887587018553 | TI MATRIXNEURO CONTOUR MESH 100MM DIA/0.6MM RIGID | CMF | EA
0431578801 | 10887587072401 | 1.5MM TI RAISED HEAD SCREW SELF-DRILLING/PLUSDRIVE®/8MM | CMF | EA
04503802 | 10887587023120 | TI MATRIXMIDFACE PREFORMED ORBITAL PLATE LARGE/LEFT | CMF | EA
SD800461 | 10887587065328 | PSI SD800.461 PEEK IMPLANT | CMF | EA
03503368 | 10887587012735 | BENDING TEMPLATE F/OBLIQUE L PLATES/2X3/MATRIXMIDFACE | CMF | EA
SD800408 | 10887587064857 | PSI SD800.408 PEEK IMPLANT | CMF | EA
0450122001 | 10887587070612 | 2.7MM TI MATRIXRIB LCKNG SCREW SELF-DRILLING/20MM | CMF | EA
03503033 | 10887587011592 | MESH CUTTING SCISSORS SHORT NOSE | CMF | EA
03506002 | 10887587014111 | CHEEK RETRACTOR RING FOR BASIC TROCAR SYSTEM | CMF | EA
446611 | 10887587051932 | 1.5MM TI Y-PLATE 1 X 3 HOLES-LOW PROFILE | CMF | EA
400280E | 10887587042466 | 2.0MM TI EMERGENCY SCREW WITH PLUSDRIVE(TM) RECESS 10MM | CMF | EA
46000201S | 10887587054773 | TI CRANIAL FLAP TUBE CLAMP 18MM DIA-STERILE | CMF | EA
04500230 | 10887587016849 | 1.3MM CURVILINEAR DISTRACTOR R30/RIGHT | CMF | EA
400625 | 20887587044399 | 1.3MM TI MF CORTEX SCREW SELF-TAPPING W/FLUTES 5MM | CMF | EA
0450350601 | 10887587021409 | 2.0MM TI MATRIXMANDIBLE SCREW SELF-DRILLING/6MM | CMF | EA
0431585001 | 10887587071947 | 2.4MM TI RAISED HEAD EMERG SCR SELF-TAPPING/PLUSDRIVE®/10MM | CMF | EA
310582 | 10887587035338 | 1.5MM DRILL BIT STRYKER J-LATCH/50MM | CMF | EA
690621 | 10887587060132 | GRAPHIC CASE FOR MANDIBLE MODULAR FIXATION SYSTEM-4 HIGH | CMF | EA
31103501S | 10887587035734 | TAP F/1.5MM RESORBABLE CORTEX SCR/(SLF-DRLG) 5MM MQC-STERILE | CMF | EA
449236 | 10887587054193 | 2.4MM TI LC-DCP® ECCENTRIC PLATE 6 HOLES | CMF | EA
311120 | 10887587036205 | TAP F/1.3MM TI CORTEX SCREWS 50MM/20MM TAPPING DEPTH | CMF | EA
60511009 | 10887587058085 | MAXILLARY MODULE LID FOR MATRIXORTHOGNATHIC SYSTEM | CMF | EA
03500101 | 10887587010502 | BENDING TEMPLATE F/CURVILINEAR DISTRACTOR R100/LEFT | CMF | EA
400058E | 10887587042299 | 1.5MM TI CORTEX SCR SLF-DRLG WITH PLUSDRIVE(TM) RECESS 8MM | CMF | EA
447050 | 10887587052601 | 2.0MM TI MLP ADAPTION PLATE- MINI 12 HOLES | CMF | EA
SD449512 | 10887587004785 | PSPC MATRIXMANDIBLE DBL ANGLE RECON PLATE SMALL/2.5MM THICK | CMF | EA
400629E | 10887587044484 | 1.3MM TI MF CORTEX SCREW SELF-TAPPING WITH FLUTES 9MM | CMF | EA
421061 | 10887587049977 | 1.3MM TI Y-PLATE 1 X 3 HOLES | CMF | EA
201510 | 10887587028545 | 2.4MM CORTEX SCREW SELF-TAPPING 10MM | CMF | EA
SD449503B | 10887587004556 | TI PSPC MATRIXMANDIBLE 7X23 H ANGLE RECON PL/LEFT/2.0MM THK | CMF | EA
03501752 | 10887587011448 | 2.2MM MATRIXRIB DRILL GUIDE F/90° SCREWDRIVER W/L & R 45° | CMF | EA
SD800504 | 10887587065649 | PSI SD800.504 PEEK IMPLANT | CMF | EA
SD449509B | 10887587004716 | TI PSPC MATRIXMANDIBLE 20H RECON PLATE 2.5MM THICK | CMF | EA
401042 | 20887587045709 | 2.0MM TI CRTX SCREW SLF-TPNG W/PLUSDRIVE(TM) RECESS 5MM | CMF | EA
03501452 | 10887587078250 | MATRIXSTERNUM SCREW GUIDE SMALL/8 HOLES | CMF | EA
34701 | 10887587039992 | BENDING TEMPLATE FOR 1.5MM TI ADAPTION PLATE | CMF | EA
SD420514 | 10887587074955 | PSI SD420.514 TITANIUM IMPLANT | CMF | EA
400423E | 10887587042862 | 1.0MM TI CRTX SCREW SLF-DRLG W/PLUSDRIVE(TM) RECESS 3MM | CMF | EA
0450322805 | 20887587019212 | TI MATRIXMIDFACE SCREW SELF-DRILLING 8MM | CMF | EA
42071 | 10887587049342 | 1.0MM TI T-PLATE 5 X 7 HOLES | CMF | EA
60133600 | 10887587078212 | MODULE LID 3/3 WIDTH | CMF | EA
306501 | 10887587033433 | MATRIXNEURO COMPACT MODULE | CMF | EA
323204 | 10887587039152 | 2.0/2.4MM UNIV DRILL GUIDE | CMF | EA
0431579001 | 10887587072418 | 1.5MM TI RAISED HEAD SCREW SELF-TAPPING/PLUSDRIVE®/10MM | CMF | EA
04511345 | 10887587024165 | TI MATRIX ANATOMIC L-PL/3X3 H MEDIUM/REVERSIBLE/0.7MM THK | CMF | EA
04315108 | 10887587015644 | REMOVABLE EXTENSION ARM-RIGID 40MM FOR CMF DISTRACTOR | CMF | EA
SD449511 | 10887587004754 | PSPC MATRIXMANDIBLE 7X23 HOLES ANGLE RECON PL/RIGHT/2.5MM TH | CMF | EA
311243 | 10887587036298 | TAP FOR 3.0MM CORTEX SCREWS 100MM/45MM TAPPING DEPTH | CMF | EA
44610 | 10887587051581 | 1.5MM TI ADAPTION PLATE 20 HOLES/90MM | CMF | EA
316626 | 10887587038193 | 1.1MM DRILL BIT 6MM STOP/52MM HXC | CMF | EA
04511309 | 10887587023939 | TI MATRIX 90 DEG L-PL/2X2 H LONG/REVERSIBLE/0.8MM THICK | CMF | EA
04503391 | 10887587020341 | TI MATRIXMIDFACE BOX PLATE 4 HOLES/10MMX10MM/0.7MM THICK | CMF | EA
398907 | 10887587041735 | WIRE-CUTTING SCISSORS UNIVERSAL | CMF | EA
SD449514A | 10887587004853 | PSPC MATRIXMANDIBLE DBL ANGLE RECON/PL/LRG 2.5MM THK W/MXLLA | CMF | EA
04501095S | 10887587073316 | TI MATRIXRIB STRAIGHT PLATE 2.8MM THICK/10 HOLES - STERILE | CMF | EA
68590055 | 10887587069401 | MATRIXWAVE MMF SYSTEM INSERT TRAY F/1.85MM LOCKING SCREWS | CMF | EA
0450323620 | 20887587019342 | TI MATRIXMIDFACE EMERGENCY SCREW 6MM | CMF | EA
04503812 | 10887587023168 | TI MATRIXMIDFACE PREFORMED ORBITAL PLATE LARGE/RIGHT | CMF | EA
SD03501750 | 10887587078274 | SELF-RETAINING SCRWDRVR BLADE FOR 90°SCRWDRVR | CMF | EA
304119 | 20887587030422 | SCREW LENGTH MARKER-19MM | CMF | EA
400286 | 20887587042548 | 2.0MM TI EMERGENCY SCREW WITH PLUSDRIVE(TM) RECESS 16MM | CMF | EA
04315055 | 10887587015521 | AB DISTRACTOR BODY END ACT. W/U-JOINT 25MM FOR CMF DSTR | CMF | EA
SD398907 | 10887587003078 | MATRIXRIB PLATE HLDG FORCEPS MEDIUM W/BALL TIPS | CMF | EA
447041 | 10887587052519 | 2.0MM TI MAXILLARY L-PLATE 3 X 3 HOLES/25MM-LEFT | CMF | EA
SD800503 | 10887587065632 | PSI SD800.503 PEEK IMPLANT | CMF | EA
03505206 | 10887587013916 | CRUCIFORM SCREWDRIVER BLADE HEX COUPLING/MEDIUM | CMF | EA
304081 | 10887587029986 | RAISED HEAD SCREW MODULE FOR CMF DISTRACTION SYSTEM | CMF | EA
400278 | 20887587042425 | 2.0MM TI EMERGENCY SCREW WITH PLUSDRIVE(TM) RECESS 8MM | CMF | EA
421021 | 10887587049748 | 1.3MM TI ORBITAL RIM PLATE 9 HOLES | CMF | EA
400605 | 20887587044177 | 1.2MM TI EMERGENCY SCREW W/FLUTED TIP 5MM | CMF | EA
SD800411 | 10887587064871 | PSI SD800.411 PEEK IMPLANT | CMF | EA
329529 | 10887587039596 | BENDING TEMPLATE FOR 2.0MM MLP 6 HOLES-NARROW | CMF | EA
447422 | 10887587053479 | 2.0MM TI MLP PLATE/RIGHT EXTRA 6 HOLES X 21 HOLES | CMF | EA
SD420547 | 10887587075143 | PSI SD420.547 TITANIUM IMPLANT | CMF | EA
04315064 | 10887587015583 | BC DISTRACTOR BODY END ACT. W/U-JOINT 20MM FOR CMF DSTR | CMF | EA
44916 | 10887587054179 | 2.4MM TI LC-DCP® PLATE 6 HOLES/51MM | CMF | EA
SD449508 | 10887587004686 | PSPC MATRIXMANDIBLE 12 HOLE RECON PLATE 2.5MM THICK | CMF | EA
497670 | 20887587056385 | 2.4MM TI LOCKING SCREW 10MM F/LOCKING RECONSTRUCTION PLATE | CMF | EA
313939 | 10887587037127 | 2.4/3.0MM CRUCIFORM SCRWDRVR BLADE WITH HEX COUPLING | CMF | EA
447147 | 10887587053035 | 2.0MM TI CHIN PLATE 4 HOLES 6MM ADVANCEMENT-LEFT | CMF | EA
31105401S | 10887587035819 | TAP F/2.0MM RESORB CORTEX SCR F/1.5MM PL/(SLF-DRLG) 4MM-STER | CMF | EA
60511008 | 10887587058078 | MAXILLARY GENERIC MODULE FOR MATRIXORTHOGNATHIC SYSTEM | CMF | EA
03505165 | 10887587013848 | MATRIX 1.4MM DRILL BIT W/14MM STOP/21MM F/90° SCREWDRIVER | CMF | EA
03505075 | 10887587013619 | Ø1.5MM DRILL BIT W/6MM STOP 13MM F/90° SCRWDRVR MTRXMANDBL | CMF | EA
03501414 | 10887587011110 | 1.5MM DRILL BIT HEX COUPLING WITH 14MM STOP/82MM | CMF | EA
34762 | 10887587040066 | BENDING TEMPLATE FOR 2.0MM TI Y-PLATE 8 HOLES | CMF | EA
04449010 | 10887587016399 | TI FIXATION PLATE F/CONDYLAR HEAD/0MM | CMF | EA
04305005 | 10887587015118 | 2.5MM/4.0MM TI SCHANZ SCREW BLUNT TIP 70MM | CMF | EA
03501760 | 10887587011479 | Ø2.2MM DRILL BIT W/10MM STOP F/90° SCRWDRVR MATRIXRIB | CMF | EA
0451120401 | 10887587023410 | 1.85MM TI MATRIX SCREW SELF-TAPPING/4MM | CMF | EA
449037 | 10887587054087 | 2.0MM TI DCP® PLATE 7 HOLES/48MM | CMF | EA
85143601S | 10887587063751 | 1.5MM RAPID RESORB STRUT PLATE SCALLOP/2X36 H 1.2MM THK-STER | CMF | EA
0450103001 | 10887587066967 | 2.9MM TI MATRIXRIB LCKNG SCREW SELF-TAPPING/20MM | CMF | EA
03511368 | 10887587014548 | BENDING TEMPLATE FOR TI MATRIX REVERSIBLE 90 DEG L-PL/LONG | CMF | EA
421096 | 10887587050225 | 1.3MM TI BOX PLATE 13MM X 13MM/4 HOLES | CMF | EA
SD03505006 | 10887587074221 | 90 DEGREE SCREWDRIVER BPD ADAPTER | CMF | EA
447088 | 10887587052786 | 2.0MM TI SAGITTAL SPLIT PLATE CURVED/8 HOLES | CMF | EA
329411 | 10887587039374 | BENDING TEMPLATE FOR 1.5MM RESORBABLE ORBITAL RIM PLATE | CMF | EA
313852 | 10887587036922 | 1.5MM STARDRIVE(TM) SCRWDRVR BLD SLF-RETAIN MED/76MM HXC | CMF | EA
04500250 | 10887587016887 | 1.3MM CURVILINEAR DISTRACTOR R50/RIGHT | CMF | EA
306770 | 10887587034560 | 2.0MM SCREW INSERT TRAY FOR MATRIXMANDIBLE SYSTEM | CMF | EA
401560E | 10887587047522 | 2.7MM TI EMERGENCY SCREW 10MM | CMF | EA
488076 | 10887587056128 | TI ALVEOLAR DISTRACTOR WITH STRAIGHT PLATE 16MM | CMF | EA
304112 | 20887587030316 | SCREW LENGTH MARKER-12MM | CMF | EA
SD449515 | 10887587004877 | PSPC MATRIXMANDIBLE 12 HOLE RECON PLATE 2.8MM THICK | CMF | EA
SD800562 | 10887587066219 | PSI SD800.562 PEEK IMPLANT | CMF | EA
0451121805 | 20887587023585 | 1.85MM TI MATRIX SCREW/COARSE PITCH/SELF-TAPPING/18MM | CMF | EA
60511105 | 10887587058252 | MATRIX AUXILIARY MODULE/LARGE FOR MATRIXMANDIBLE SYSTEM | CMF | EA
421512 | 10887587050478 | TI LOW PROFILE NEURO BOX PLATE 16MM X 16MM/4 HOLES | CMF | EA
400661E | 10887587044798 | 1.7MM TI EMERGENCY SCREW WITH FLUTED TIP 11MM | CMF | EA
401157E | 10887587046242 | 2.0MM TI MF CORTEX SCREW SELF-TAPPING WITH FLUTES 7MM | CMF | EA
04449030 | 10887587016412 | TI FIXATION PLATE F/CONDYLAR HEAD/4MM | CMF | EA
313251 | 10887587036694 | 1.5MM/2.0MM PLUSDRIVE(TM) SCREWDRIVER/SELF-RETAINING | CMF | EA
03503504 | 10887587013039 | MATRIXMANDIBLE 1.5MM DRILL BIT MQC W/4MM STOP/50MM | CMF | EA
03511340 | 10887587014425 | MATRIX 1.4MM DRILL BIT/J-LATCH CALIBRATED FOR 03.511.009 | CMF | EA
03501756 | 10887587011455 | Ø2.2MM DRILL BIT W/6MM STOP F/90° SCRWDRVR MATRIXRIB | CMF | EA
400844E | 10887587045528 | TI LOW PROFILE NEURO SCREW SELF-TAPPING 4MM | CMF | EA
SD03503512 | 10887587077901 | 1.8MM DRILL BIT W/ 12MM STOP 50MM LONG/ J-LATCH COUPLING | CMF | EA
03503363 | 10887587012681 | BENDING TEMPLATE F/UNIVERSAL ORBITAL FLR PL/MATRIXMIDFACE | CMF | EA
314676 | 10887587037646 | 2.0MM STARDRIVE SCRWDRVR BLADE W/SPRG HLDG SLV SHRT/66MM MQC | CMF | EA
04315202 | 10887587015743 | 1.0MM MESH FOOT B-TYPE FOR CMF DISTRACTOR | CMF | EA
304692 | 10887587031392 | MODULE FOR LOW PROFILE CRANIOFACIAL | CMF | EA
SD03503048 | 10887587073996 | SPACING INSTRUMENT | CMF | EA
04501336 | 10887587077208 | MATRIXSTERNUM ANGLED PLATE 12 HOLES | CMF | EA
449951 | 10887587054698 | 2.0MM TI T-PLATE 15 HOLES X 9 HOLES | CMF | EA
04511303 | 10887587023878 | TI MATRIX 90 DEG L-PL/2X2 H LONG/REVERSIBLE/0.5MM THICK | CMF | EA
03503035 | 10887587011615 | IN-PLANE BENDER FOR MATRIXMIDFACE PLATES | CMF | EA
304103W | 10887587030166 | SCREW LENGTH MARKER FOR 3MM SELF-DRILLING SCREWS | CMF | EA
03503016 | 10887587011547 | MATRIXNEURO SCREWDRIVER BLADE HEX COUPLING/SELF-RETAIN/SHORT | CMF | EA
460027S | 10887587055039 | TI STERNAL LOCKING H-PLATE SMALL/8 HOLES-STERILE | CMF | EA
0450320801 | 10887587018843 | TI MATRIXMIDFACE SCREW SELF-TAPPING 8MM | CMF | EA
SD480102 | 10887587005317 | TI PATIENT SPECIFIC PLATE MANDIBLE/ W/O ANGLE/2.5MM THK | CMF | EA
0450340820 | 20887587020577 | 2.0MM TI MATRIXMANDIBLE SCREW SELF-TAPPING 8MM | CMF | EA
304095 | 10887587030111 | MODULE FOR 2.0MM CURVILINEAR DISTRACTOR | CMF | EA
03501512 | 10887587011202 | 1.8MM DRILL BIT HEX COUPLING WITH 12MM STOP/82MM | CMF | EA
04315028 | 10887587015484 | BC DISTRACTOR BODY END ACT 40MM FOR CMF DISTRACTOR | CMF | EA
0431581205 | 20887587072347 | 2.0MM TI RAISED HEAD EMERG SCR PLUSDRIVE®/12MM | CMF | EA
304774 | 10887587032795 | NEURO INSERT TRAY FOR BATTERY POWERED SCREWDRIVER | CMF | EA
03503562 | 10887587013114 | MATRIXMANDIBLE 1.8MM DRILL BIT MQC/145MM F/03.503.042 | CMF | EA
460022 | 10887587054940 | TI EMERGENCY RELEASE PIN | CMF | EA
304772 | 10887587032771 | NEURO INSTRUMENT TRAY LID EXTRA LARGE | CMF | EA
04503330 | 10887587019833 | TI MATRIXMIDFACE BOX PLATE 4 HOLES/5MMX10MM/0.4MM THICK | CMF | EA
420303 | 10887587049113 | 1.0MM TI ORBITAL MESH PLATE 0.3MM THICK | CMF | EA
SD420431 | 10887587074757 | PSI SD420.431 TITANIUM IMPLANT | CMF | EA
SD800418 | 10887587064482 | PSI SD800.418 PEEK IMPLANT | CMF | EA
68505040 | 10887587058870 | MATRIXMANDIBLE MINI MODULE TRAY FOR 90° SCREWDRIVER | CMF | EA
SD800525 | 10887587065847 | PSI SD800.525 PEEK IMPLANT | CMF | EA
04511383 | 10887587024257 | TI MATRIX PRE-BENT MAXILLARY PLATE/4MM ADVMNT/0.8MM THK/L | CMF | EA
401558E | 10887587047508 | 2.7MM TI EMERGENCY SCREW 8MM | CMF | EA
0450347220 | 20887587021222 | 2.7MM TI MATRIXMANDIBLE EMERGENCY SCREW SLF-TPNG 12MM | CMF | EA
288011 | 10887587029313 | ANTERIOR FOOT-MAXILLA RIGHT SPLINT LEFT-10MM | CMF | EA
401534 | 20887587047376 | 2.4MM TI CORTEX SCREW SELF-TAPPING 34MM | CMF | EA
0450111801 | 10887587017457 | 3.0MM TI STERNAL LCKNG SCREW SELF-DRILLING/18MM | CMF | EA
0450102801 | 10887587017259 | 2.9MM TI MATRIXRIB LCKNG SCREW SELF-TAPPING/18MM | CMF | EA
68590124 | 10887587059679 | NANO INSTRUMENT MODULE ID TAG BLANK | CMF | EA
401306 | 20887587046713 | 2.4MM TI EMERGENCY SCREW 6MM | CMF | EA
386913 | 10887587040516 | 1.5MM INSERT DRILL GUIDE-LONG | CMF | EA
04503398 | 10887587020419 | TI MATRIXMIDFACE ADAPTION PLATE/6 HOLES/0.8MM THICK | CMF | EA
04501324 | 10887587077123 | MATRIXSTERNUM SQUARE PLATE SMALL/4 HOLES | CMF | EA
446050S | 10887587051390 | 1.5MM TI CONTOURABLE MESH PL MALLEABLE/30MM DIA-STERILE | CMF | EA
SD449510A | 10887587004730 | PSPC MATRIXMANDIBLE 7X23H ANGL RECON PL/L/2.5MM THK W/MXLLA | CMF | EA
SD800506 | 10887587065663 | PSI SD800.506 PEEK IMPLANT | CMF | EA
SD800561 | 10887587066202 | PSI SD800.561 PEEK IMPLANT | CMF | EA
03501766 | 10887587011509 | Ø2.2MM DRILL BIT W/16MM STOP F/90° SCRWDRVR MATRIXRIB | CMF | EA
306798 | 10887587034799 | SCREW PART NUMBER INSERT FOR 497.690-497.695 | CMF | EA
39898 | 10887587041803 | REDUCTION FORCEPS W/POINTS 180MM RATCHET | CMF | EA
401799E | 10887587047898 | 2.4MM TI EMERGENCY SCREW WITH PLUSDRIVE(TM) RECESS 18MM | CMF | EA
0450321405 | 20887587018963 | TI MATRIXMIDFACE SCREW SELF-TAPPING 14MM | CMF | EA
0450311305 | 20887587018390 | TI MATRIXNEURO EMERGENCY SCREW 3MM | CMF | EA
400607 | 20887587044214 | 1.2MM TI EMERGENCY SCREW W/FLUTED TIP 7MM | CMF | EA
04501094S | 10887587073309 | TI MATRIXRIB I-PLATE 2.8MM THICK/9 HOLES - STERILE | CMF | EA
SD317071 | 10887587002439 | 1.5MM DRILL BIT/CALIBRATED STRYKER J-LATCH/100MM | CMF | EA
401307E | 10887587046747 | 2.4MM TI EMERGENCY SCREW 7MM | CMF | EA
400492E | 10887587043777 | 1.7MM TI EMERGENCY SCREW WITH PLUSDRIVE(TM) RECESS 12MM | CMF | EA
6859003201 | 10887587059266 | NANO INSERT TRAY DIVIDER SINGLE WIDE/2 HIGH | CMF | EA
04315066 | 10887587015606 | BC DISTRACTOR BODY END ACT. W/U-JOINT 30MM FOR CMF DSTR | CMF | EA
306624 | 10887587033808 | GENERIC MODULE LID FOR MATRIXMIDFACE SYSTEM | CMF | EA
421506 | 10887587050416 | TI LOW PROFILE NEURO OBLIQUE L-PLATE/2 X 3 HOLES-RIGHT | CMF | EA
401542E | 10887587047454 | 2.4MM TI CORTEX SCREW SELF-TAPPING 42MM | CMF | EA
60501098 | 10887587064413 | BASE FOR MATRIXRIB STACKABLE GRAPHIC CASE/TROCAR & FORCEPS | CMF | EA
85172401S | 10887587064222 | 1.5MM RAPID RESORB STRAIGHT ROW MESH/75X75X0.8MM THK-STER | CMF | EA
0450344005 | 20887587020898 | 2.4MM TI MATRIXMANDIBLE SCREW SELF-TAPPING 10MM | CMF | EA
0431575005 | 20887587072293 | 1.3MM TI RAISED HEAD SCREW SELF-TAPPING/PLUSDRIVE®/10MM | CMF | EA
04503761 | 10887587022963 | TI MATRIXMANDIBLE PLATE 1.25MM THICK / 2X2 HOLES | CMF | EA
38674 | 10887587040318 | VERTICAL POST 30MM MANDIBLE FIXBRIDGE | CMF | EA
SD449503 | 10887587004532 | PSPC MATRIXMANDIBLE 7X23 HOLES ANGLE RECON PL/LEFT/2.0MM THK | CMF | EA
04511325 | 10887587023984 | TI MATRIX OBLIQUE L-PL/3X3 H MEDIUM/REVERSIBLE/0.7MM THK | CMF | EA
447681 | 10887587053868 | 2.0MM TI DOUBLE Y-PLATE 8 HOLES 38MM | CMF | EA
317876 | 10887587038971 | 1.5MM TROCAR DRILL BIT/QC 100MM/18MM CALIBRATION | CMF | EA
SD420414 | 10887587074665 | PSI SD420.414 TITANIUM IMPLANT | CMF | EA
398903 | 10887587041704 | STERNAL REDUCTION FORCEPS ANGLED W/TEETH | CMF | EA
0450343805 | 20887587020867 | 2.4MM TI MATRIXMANDIBLE SCREW SELF-TAPPING 8MM | CMF | EA
316453 | 10887587038117 | 1.0MM DRILL BIT/MINI QC WITH 8MM STOP/44.5MM | CMF | EA
421523 | 10887587050560 | TI LOW PROFILE NEURO STRUT PLATE 8 HOLES | CMF | EA
0450323520 | 20887587019311 | TI MATRIXMIDFACE EMERGENCY SCREW 5MM | CMF | EA
401154E | 10887587046181 | 2.0MM TI MF CORTEX SCREW SELF-TAPPING WITH FLUTES 4MM | CMF | EA
31732 | 10887587038476 | 1.1MM DRILL BIT/MINI QC WITH 12MM STOP/44.5MM | CMF | EA
306748 | 10887587034409 | LARGE PLATE MODULE LID FOR MATRIXMANDIBLE SYSTEM | CMF | EA
SD311247 | 10887587001999 | 1.85MM COARSE PITCH MATRIX CALIBRATED TAP - FOR SD397.210 | CMF | EA
04501012 | 10887587017129 | TI MATRIXRIB IM SPLINT LARGE-5MM WIDTH | CMF | EA
68505042 | 10887587058894 | INSTRUMENT TRAY FOR MINI MODULE FOR 90° SCREWDRIVER | CMF | EA
85102101S | 10887587063638 | 1.5MM RAPID RESORB ADAPTION PLATE/SCALLOPED/20 HOLES-STER | CMF | EA
04315402 | 10887587016146 | 2.0MM MESH FOOT B-TYPE FOR CMF DISTRACTOR | CMF | EA
04503356 | 10887587020044 | TI MATRIXMIDFACE OBLIQUE L-PL 3X4 HOLES-RIGHT/0.7MM THICK | CMF | EA
449638 | 10887587054520 | LOCKING RECONSTRUCTION PLATE W/DOUBLE ANGLE 6X24X6 HOLES | CMF | EA
SD397213 | 10887587075983 | 2.0 POINTED CANNULA AND OBTURATOR | CMF | EA
0450111205 | 20887587017379 | 3.0MM TI STERNAL LCKNG SCREW SELF-DRILLING/12MM | CMF | EA
3101198 | 10887587034829 | 1.1MM DRILL BIT/QC/60MM | CMF | EA
SD311243 | 10887587001951 | 2.0MM MATRIXMANDIBLE TAP CALIBRATED/HEX/122MM | CMF | EA
304754 | 10887587032610 | GRAPHIC CASE FOR EXTERNAL MIDFACE DISTRACTOR SYSTEM | CMF | EA
460045S | 10887587055244 | TI STERNAL LOCKING STRAIGHT PLATE/8 HOLE-STERILE | CMF | EA
690603 | 10887587060040 | GRAPHIC CASE FOR ORTHOGNATHIC MODULAR FIXATION SYS-4 MODULE | CMF | EA
310406S | 10887587072746 | 1.7MM DRILL BIT WITH 6MM STOP J-LATCH F/RAPIDSORB IPS-STER | CMF | EA
311004 | 10887587035567 | FIXED-SWIVEL SCREWDRIVER HANDLE | CMF | EA
400856E | 10887587045641 | TI LOW PROFILE NEURO EMERGENCY SCREW SELF-TAPPING 6MM | CMF | EA
401797E | 10887587047836 | 2.4MM TI EMERGENCY SCREW WITH PLUSDRIVE(TM) RECESS 14MM | CMF | EA
314004 | 10887587037226 | ANGULAR ADJUSTMENT INSTRUMENT FOR ALVEOLAR DISTRACTOR | CMF | EA
32976 | 10887587039831 | BENDING TEMPLATE FOR 2.4MM TI LC-DCP® PLATES, CRESCENT | CMF | EA
329650 | 10887587039701 | BENDING TEMPLATE FOR 1.5MM RESORB STRUT PLATE 2X36 HOLE | CMF | EA
0451123801 | 10887587023731 | 2.1MM TI MATRIX SCREW SELF-TAPPING/8MM | CMF | EA
03305000 | 10887587009889 | 4.0MM OBTURATOR FOR MANDIBLE EXTERNAL FIXATOR | CMF | EA
04503073 | 10887587018058 | TI MATRIXNEURO BOX PLATE 10MM X 16MM | CMF | EA
487935 | 10887587055558 | TI MULTI VECTOR DISTRACTOR ARM 35MM | CMF | EA
03501214 | 10887587010960 | 1.8MM DRILL BIT STRYKER J-LATCH/14MM STOP/82MM | CMF | EA
SD800523 | 10887587065823 | PSI SD800.523 PEEK IMPLANT | CMF | EA
04511326 | 10887587023991 | TI MATRIX OBLIQUE L-PL/3X3 H LONG/REVERSIBLE/0.7MM THK | CMF | EA
0450322405 | 20887587019120 | TI MATRIXMIDFACE SCREW SELF-DRILLING 4MM | CMF | EA
03501610 | 10887587011295 | 2.2MM DRILL BIT W/10MM STOP AO QUICK COUPLING/135MM | CMF | EA
80560310S | 20887587061631 | 1.5MM RAPID RESORBABLE CORTEX SCREW 3MM-STERILE | CMF | EA
04511402 | 10887587024349 | TI MATRIX CURVED SAGITTAL SPLIT PLATE/6 HOLES/8MM BAR | CMF | EA
421045S | 10887587049885 | 1.3MM TI MEDIAL WALL PLATE RIGHT-STERILE | CMF | EA
447048 | 10887587052588 | 2.0MM TI MINI LOCKING PLATE 4 HOLES/NARROW | CMF | EA
0450143001 | 10887587077529 | MATRIXSTERNUM SCREW Ø 2.7 SELF-DRILLING L 10 | CMF | EA
03503058 | 10887587011790 | MATRIXMANDIBLE ARTICULATING PLATE INTRODUCER WITH TIP | CMF | EA
0431584501 | 10887587073637 | 2.4MM TI RAISED HEAD EMERG SCR SELF-TAPPING/PLUSDRIVE®/ 5MM | CMF | EA
0450346801 | 10887587021119 | 2.7MM TI MATRIXMANDIBLE EMERGENCY SCREW SLF-TPNG 8MM | CMF | EA
03505167 | 10887587013862 | MATRIX 1.4MM DRILL BIT W/18MM STOP/25MM F/90° SCREWDRIVER | CMF | EA
0450367601 | 10887587022468 | 2.9MM TI MATRIXMANDIBLE LOCKING SCREW SLF-TPNG 16MM | CMF | EA
401798E | 10887587047867 | 2.4MM TI EMERGENCY SCREW WITH PLUSDRIVE(TM) RECESS 16MM | CMF | EA
0450311505 | 20887587018451 | TI MATRIXNEURO EMERGENCY SCREW 5MM | CMF | EA
SD03511010 | 10887587078427 | 1.85MM ORTHOGNATHIC TAP | CMF | EA
03505207 | 10887587013923 | CRUCIFORM SCREWDRIVER BLADE HEX COUPLING/LARGE | CMF | EA
04511308 | 10887587023922 | TI MATRIX 90 DEG L-PL/2X2 H MEDIUM/REVERSIBLE/0.8MM THICK | CMF | EA
0450341820 | 20887587020782 | 2.0MM TI MATRIXMANDIBLE SCREW SELF-TAPPING 18MM | CMF | EA
306702 | 10887587034058 | INSTR TRAY F/GRAPHIC CASE/MED MATRIXMANDIBLE BENDER/CUTTER | CMF | EA
400606 | 20887587044191 | 1.2MM TI EMERGENCY SCREW W/FLUTED TIP 6MM | CMF | EA
497670E | 10887587056395 | 2.4MM TI LOCKING SCREW 10MM F/LOCKING RECONSTRUCTION PLATE | CMF | EA
401558 | 20887587047499 | 2.7MM TI EMERGENCY SCREW 8MM | CMF | EA
401526 | 20887587047291 | 2.4MM TI CORTEX SCREW SELF-TAPPING 26MM | CMF | EA
288039 | 10887587029405 | ANTERIOR FOOT F/MAXILLARY DSTR MAXILLA RIGHT/SPLINT LEFT/10M | CMF | EA
53055501S | 10887587066929 | RAPIDSORB IPS DELIVERY DEVICE REPLACEMENT CAP-STERILE | CMF | EA
03505082 | 10887587013657 | Ø1.8MM DRILL BIT W/8MM STOP 15MM F/90° SCRWDRVR MTRXMANDBL | CMF | EA
04500241 | 10887587016870 | 1.3MM CURVILINEAR DISTRACTOR R40/LEFT | CMF | EA
03507004 | 10887587014180 | 3.5MM THREADED REDUCTION TOOL SELF-TAPPING 43MM HEX | CMF | EA
38676 | 20887587040339 | VERTICAL POST SCREW MANDIBLE FIXBRIDGE | CMF | EA
0450324205 | 20887587019427 | TI MATRIXMIDFACE EMERGENCY SCREW 12MM | CMF | EA
398415 | 10887587041667 | DOUBLE-ENDED ELEVATOR/STRAIGHT | CMF | EA
03503049 | 10887587069616 | MATRIXWAVE MMF APPLICATION INSTRUMENT | CMF | EA
400282 | 20887587042487 | 2.0MM TI EMERGENCY SCREW WITH PLUSDRIVE(TM) RECESS 12MM | CMF | EA
447575 | 10887587053813 | 2.0MM TI Z-PLATE/LONG MALLEABLE-LEFT | CMF | EA
201514 | 10887587028569 | 2.4MM CORTEX SCREW SELF-TAPPING 14MM | CMF | EA
85211001S | 10887587064284 | 2.0MM RAPID RESORBABLE ORBITAL RIM PLATE 10 HOLES-STERILE | CMF | EA
0450340605 | 20887587020515 | 2.0MM TI MATRIXMANDIBLE SCREW SELF-TAPPING 6MM | CMF | EA
SD800410 | 10887587064475 | PSI SD800.410 PEEK IMPLANT | CMF | EA
03503071 | 10887587011875 | MATRIXMANDIBLE/THORAX SCRWDRVR BLADE SELF RETAINING-MEDIUM | CMF | EA
44622 | 10887587051680 | 1.5MM TI ORBITAL RIM PLATE 12 HOLES | CMF | EA
497697E | 10887587056715 | 3.0MM TI LOCKING SCREW 22MM F/LOCKING RECONSTRUCTION PLATE | CMF | EA
400748 | 20887587045112 | 1.5MM TI MF CORTEX SCREW SELF-TAPPING W/FLUTES 18MM | CMF | EA
306752 | 10887587034423 | IMF SCREW MODULE/MINI MATRIXMANDIBLE SYSTEM | CMF | EA
400035 | 20887587041916 | 1.5MM TI CORTEX SCR SLF-TPNG WITH PLUSDRIVE(TM) RECESS 5MM | CMF | EA
0450366801 | 10887587022345 | 2.9MM TI MATRIXMANDIBLE LOCKING SCREW SLF-TPNG 8MM | CMF | EA
316446 | 10887587038049 | 1.0MM DRILL BIT/STRYKER J-LTCH WITH 4MM STOP/44.5MM | CMF | EA
04315132 | 10887587015682 | REMOVABLE EXTENSION ARM-FLEX 60MM FOR CMF DISTRACTOR | CMF | EA
0450324605 | 20887587019502 | TI MATRIXMIDFACE EMERGENCY SCREW 16MM | CMF | EA
400736 | 20887587044931 | 1.5MM TI MF CORTEX SCREW SELF-TAPPING W/FLUTES 6MM | CMF | EA
401061 | 20887587045983 | 2.0MM TI CRTX SCREW SLF-DRLG W/PLUSDRIVE(TM) RECESS 4MM | CMF | EA
690644 | 10887587060361 | INSERT TRAY FOR BASIC TROCAR SYSTEM | CMF | EA
0450361401 | 10887587022024 | 2.0MM TI MATRIXMANDIBLE LOCKING SCREW SLF-TPNG 14MM | CMF | EA
390120 | 10887587040899 | TI POSITIONING PIN 40MM FOR EXTERNAL MIDFACE DISTRACTOR | CMF | EA
49310101S | 10887587056173 | 28 GAUGE (0.31MM DIAMETER) TI WIRE 500MM WITH NEEDLE-STERILE | CMF | EA
SD480100 | 10887587005294 | TI PATIENT SPECIFIC PLATE MANDIBLE/ANGLE/2.5MM THICK | CMF | EA
401524E | 10887587047287 | 2.4MM TI CORTEX SCREW SELF-TAPPING 24MM | CMF | EA
400484 | 20887587043576 | 1.7MM TI EMERGENCY SCREW WITH PLUSDRIVE(TM) RECESS 4MM | CMF | EA
04315302 | 10887587015804 | 1.5MM MESH FOOT B-TYPE FOR CMF DISTRACTOR | CMF | EA
0431581005 | 20887587072323 | 2.0MM TI RAISED HEAD EMERG SCR PLUSDRIVE®/10MM | CMF | EA
04503399 | 10887587020426 | TI MATRIXMIDFACE ADAPTION PLATE/8 HOLES/0.8MM THICK | CMF | EA
85142401S | 10887587063720 | 1.5MM RAPID RESORBABLE STRUT PLATE SCALLOP 2H X 10H-STERILE | CMF | EA
04511334 | 10887587024066 | TI MATRIX OBLIQUE L-PL/4X3H SHORT/REVERSIBLE/0.7MM THICK | CMF | EA
03501210 | 10887587010946 | 1.8MM DRILL BIT STRYKER J-LATCH/10MM STOP/82MM | CMF | EA
397284 | 10887587041421 | 2.4MM DRILL BIT W/STRYKER J-LATCH F/BASIC TROCAR SYSTEM | CMF | EA
317878 | 10887587038995 | 1.8MM TROCAR DRILL BIT/QC 100MM/18MM CALIBRATION | CMF | EA
SD420506 | 10887587074894 | PSI SD420.506 TITANIUM IMPLANT | CMF | EA
306540 | 10887587033570 | MATRIXNEURO RECON MESH INSTRUMENT INSERT FOR TRAY | CMF | EA
03505224 | 10887587014081 | STRIPPED SCREW EXTRACTOR HEX COUPLING/LARGE | CMF | EA
03511003 | 10887587014234 | PLATE HOLDER FOR REVERSIBLE MATRIX PLATES | CMF | EA
04503120 | 10887587018478 | TI MATRIXNEURO CONTOUR MESH 38MM X 45MM/0.6MM RIGID | CMF | EA
446061 | 10887587051512 | 1.5MM TI PRE-BENT MAXILLARY PLATE/11MM ADVANCEMENT-LEFT | CMF | EA
400742 | 20887587045051 | 1.5MM TI MF CORTEX SCREW SELF-TAPPING W/FLUTES 12MM | CMF | EA
0451121601 | 10887587023557 | 1.85MM TI MATRIX SCREW/COARSE PITCH/SELF-TAPPING/16MM | CMF | EA
0450320401 | 10887587018751 | TI MATRIXMIDFACE SCREW SELF-TAPPING 4MM | CMF | EA
400276 | 20887587042364 | 2.0MM TI EMERGENCY SCREW WITH PLUSDRIVE(TM) RECESS 6MM | CMF | EA
04503708 | 10887587022598 | TI MATRIXMANDIBLE 8 HOLE STRUT PL MALLEABLE 1.0MM THICK | CMF | EA
401518E | 10887587047225 | 2.4MM TI CORTEX SCREW SELF-TAPPING 18MM | CMF | EA
SD420401 | 10887587067780 | PSI SD420.401 TITANIUM IMPLANT | CMF | EA
288052 | 10887587029450 | POSTERIOR FOOT-SHORT 7MM OFFSET F/MAXILLARY DSTR | CMF | EA
04503124 | 10887587018522 | TI MATRIXNEURO CONTOUR MESH LARGE ARC/0.6MM RIGID | CMF | EA
60511011 | 10887587058108 | PREBENT PLATE INSERT FOR MAXILLARY MODULE | CMF | EA
401935E | 10887587047935 | 2.0MM TI CORTEX SCREW COARSE PITCH SELF-TAPPING 5MM | CMF | EA
04503318 | 10887587019710 | TI MATRIXMIDFACE DOUBLE Y-PL 6 HOLES/0.4MM THICK | CMF | EA
400625E | 10887587044408 | 1.3MM TI MF CORTEX SCREW SELF-TAPPING WITH FLUTES 5MM | CMF | EA
SD420426 | 10887587067797 | PSI SD420.426 TITANIUM IMPLANT | CMF | EA
497696 | 20887587056682 | 3.0MM TI LOCKING SCREW 20MM F/LOCKING RECONSTRUCTION PLATE | CMF | EA
401168E | 10887587046402 | 2.0MM TI MF CORTEX SCREW SELF-TAPPING WITH FLUTES 18MM | CMF | EA
314671 | 10887587037608 | 2.0MM CRUCIFORM BLADE WITH HOLDING SLEEVE F/RESORB SCREWS | CMF | EA
304793 | 10887587032931 | CRANIAL CLAMP MODULE (UP TO 18MM ONLY) | CMF | EA
03503910 | 10887587013251 | MATRIXMANDIBLE BNDNG TEMPLATE F/PREFORMED RECON PL/SMALL | CMF | EA
400624 | 20887587044375 | 1.3MM TI MF CORTEX SCREW SELF-TAPPING W/FLUTES 4MM | CMF | EA
08510641S | 10887587026251 | SYNPOR SMOOTH ORBITAL FLOOR PLATE 30MM/0.8MM THK-STERILE | CMF | EA
0450361805 | 20887587022113 | 2.0MM TI MATRIXMANDIBLE LOCKING SCREW SLF-TPNG 18MM | CMF | EA
0450361020 | 20887587021963 | 2.0MM TI MATRIXMANDIBLE LOCKING SCREW SLF-TPNG 10MM | CMF | EA
SD800422 | 10887587064963 | PSI SD800.422 PEEK IMPLANT | CMF | EA
SD03503035 | 10887587074085 | ORTHOGNATHIC IN-SITU BENDER | CMF | EA
60511012 | 10887587058115 | 90 DEG & OBLIQUE L-PLATE INSERT FOR MAXILLARY MODULE | CMF | EA
400433 | 20887587042876 | 1.3MM TI CRTX SCREW SLF-TPNG W/PLUSDRIVE(TM) RECESS 3MM | CMF | EA
04503097 | 10887587018270 | TI MATRIXNEURO CONTOUR MESH MASTOID/MEDIUM/MALLEABLE | CMF | EA
04503121 | 10887587018485 | TI MATRIXNEURO CONTOUR MESH 100MM X 100MM/0.6MM RIGID | CMF | EA
401155 | 20887587046195 | 2.0MM TI MF CORTEX SCREW SELF-TAPPING W/FLUTES 5MM | CMF | EA
447151 | 10887587053073 | 2.0MM TI CHIN PLATE 4 HOLES 10MM ADVANCEMENT-LEFT | CMF | EA
SD420552 | 10887587075198 | PSI SD420.552 TITANIUM IMPLANT | CMF | EA
446041 | 10887587051291 | 1.5MM TI PRE-BENT MAXILLARY PLATE/0MM ADVANCEMENT-LEFT | CMF | EA
31758 | 10887587038629 | 1.5MM DRILL BIT/UNIVERSAL-HALL WITH 8MM STOP/44.5MM | CMF | EA
400435 | 20887587042920 | 1.3MM TI CRTX SCREW SLF-TPNG W/PLUSDRIVE(TM) RECESS 5MM | CMF | EA
311014 | 10887587035635 | SCREWDRIVER BODY/RATCHETING | CMF | EA
60511013 | 10887587058122 | ANATOMIC L & ADAPTION PLATE INSERT FOR MAXILLARY MODULE | CMF | EA
446015 | 10887587051093 | 1.5MM TI CONTOURABLE MESH PLATE/RIGID/38MM X 45MM | CMF | EA
0450395601 | 10887587076102 | 1.3MM TI MATRIXMIDFACE SCREW SELF-TAPPING 6MM | CMF | EA
400474E | 10887587043531 | 1.2MM TI EMERGENCY SCREW WITH PLUSDRIVE(TM) RECESS 14MM | CMF | EA
31106301S | 10887587035871 | TAP F/2.0MM RESORBABLE CORTEX SCR/(SLF-DRLG) 4MM HXC-STERILE | CMF | EA
03505144 | 10887587013824 | MATRIX 1.4MM DRILL BIT W/8MM STOP/15MM F/90° SCREWDRIVER | CMF | EA
306611 | 10887587033716 | 1.0MM CMFS MODULE FOR MATRIXMIDFACE SYSTEM | CMF | EA
306610 | 10887587033709 | MATRIX AUXILIARY MODULE/SMALL MANDIBLE/MIDFACE/ORTHOGNATHIC | CMF | EA
0450323801 | 10887587019352 | TI MATRIXMIDFACE EMERGENCY SCREW 8MM | CMF | EA
85172101S | 10887587064208 | 1.5MM RAPID RESORB STRAIGHT ROW MESH 50MMX50MMX0.8MM-STER | CMF | EA
0451120405 | 20887587023424 | 1.85MM TI MATRIX SCREW SELF-TAPPING/4MM | CMF | EA
SD800468 | 10887587065397 | PSI SD800.468 PEEK IMPLANT | CMF | EA
397285 | 10887587041438 | 2.4MM DRILL GUIDE | CMF | EA
288065 | 10887587029511 | 3.5MM MACHINE SCREW FOR MAXILLARY DISTRACTOR | CMF | EA
460008 | 10887587054803 | TI CRANIAL FLAP TUBE CLAMP TEXTURED 13MM DIA | CMF | EA
0450322505 | 20887587019151 | TI MATRIXMIDFACE SCREW SELF-DRILLING 5MM | CMF | EA
401158E | 10887587046266 | 2.0MM TI MF CORTEX SCREW SELF-TAPPING WITH FLUTES 8MM | CMF | EA
447101 | 10887587052809 | 2.0MM TI INTERMEDIATE LOCKING PLATE 6 HOLES | CMF | EA
60503001 | 10887587057675 | TWINBOX BASE BONE FIXATION SYSTEM | CMF | EA
421053 | 10887587049960 | 1.3MM TI OBLIQUE L-PLATE 3 X 4 HOLES-RIGHT | CMF | EA
31111101S | 10887587036182 | TAP F/2.0MM RESORBABLE SCREWS SLF-DRLG/ADJ LNGTH/HXC-STERILE | CMF | EA
68590026 | 10887587059198 | NANO INSERT TRAY ID TAG / 1.65MM THICK PLATES | CMF | EA
SD449516 | 10887587004891 | PSPC MATRIXMANDIBLE 20 HOLE RECON PLATE 2.8MM THICK | CMF | EA
03505210 | 10887587013947 | 0.25MM SLOTTED SCREWDRIVER BLD HEX COUPLING | CMF | EA
0450341420 | 20887587020720 | 2.0MM TI MATRIXMANDIBLE SCREW SELF-TAPPING 14MM | CMF | EA
3110198 | 10887587035628 | HANDLE WITH MINI QUICK COUPLING | CMF | EA
SD420533 | 10887587075075 | PSI SD420.533 TITANIUM IMPLANT | CMF | EA
401047 | 20887587045846 | 2.0MM TI CRTX SCR COARSE PITCH SLF-TPNG W/PLUSDRIVE(TM) 14MM | CMF | EA
421538 | 10887587050751 | TI LOW PROF NEURO CONTOUR MESH SMALL ARC/0.6MM RIGID | CMF | EA
306781 | 10887587034638 | INSERT F/1.0MM MALLEABLE PLATE FOR MATRIXMANDIBLE SYSTEM | CMF | EA
313252 | 10887587036700 | 1.5MM/2.0MM SCRWDRVR BLD HXC SLF-RETAIN PLUSDRIVE(TM) 96MM | CMF | EA
SD800432 | 10887587065052 | PSI SD800.432 PEEK IMPLANT | CMF | EA
304731 | 10887587032405 | BASIC INSTRUMENT TRAY INSERT FOR MMFS | CMF | EA
449653 | 10887587054612 | TI LOCKING RECONSTRUCTION PLATE WITH ANGLE-4X4 HOLES | CMF | EA
400404 | 20887587042630 | 1.0MM TI CRTX SCREW SLF-TPNG W/PLUSDRIVE(TM) RECESS 4MM | CMF | EA
03507000 | 10887587014142 | T-HANDLE HXC-SMALL | CMF | EA
SD420438 | 10887587075228 | PSI SD420.438 TITANIUM IMPLANT | CMF | EA
0450364620 | 20887587022304 | 2.4MM TI MATRIXMANDIBLE LOCKING SCREW SLF-TPNG 16MM | CMF | EA
413582E | 10887587048857 | 3.0MM TI LOCKING SCREW 12MM F/STERNAL LOCKING PLATES | CMF | EA
487941 | 10887587055640 | TI MULTI-VECTOR DSTR PIN HLDG CLAMP/BODY-LIMITED BONE STOCK | CMF | EA
313805 | 10887587036748 | 1.3MM SCREWDRIVER BLADE HXC SLF-RETAIN PLUSDRIVE(TM) 52MM | CMF | EA
0450355801 | 10887587021676 | 2.0MM TI MATRIXMANDIBLE SCREW FINE PITCH / 8MM | CMF | EA
400634 | 20887587044566 | 1.3MM TI MF CORTEX SCREW SELF-TAPPING W/FLUTES 14MM | CMF | EA
SD317073 | 10887587002446 | 1.4MM TROCAR DRILL BIT CALIBRATED/100MM/QC | CMF | EA
316614 | 10887587038155 | 1.0MM DRILL BIT 4MM STOP/52MM HXC | CMF | EA
04502063 | 10887587017617 | TI MATRIXNEURO ULP 24MM STRAIGHT PLATE | CMF | EA
04503705 | 10887587022567 | TI MATRIXMANDIBLE 12 HOLE ADAPTION PL 1.0MM THICK | CMF | EA
03503121 | 10887587012087 | MATRIXMIDFACE 1.25MM DRILL BIT J-LATCH/125MM | CMF | EA
0450361801 | 10887587022109 | 2.0MM TI MATRIXMANDIBLE LOCKING SCREW SLF-TPNG 18MM | CMF | EA
80600604S | 20887587061853 | 2.0MM RAPID RESORBABLE CORTEX SCREW 6MM-STERILE | CMF | EA
310520 | 10887587035192 | 1.8MM DRILL BIT/QC/125MM | CMF | EA
03503106 | 10887587012025 | MATRIXMIDFACE 1.25MM DRILL BIT J-LATCH/6MM STOP/44.5MM | CMF | EA
400406E | 10887587042688 | 1.0MM TI CRTX SCREW SLF-TPNG W/PLUSDRIVE(TM) RECESS 6MM | CMF | EA
400856 | 20887587045631 | TI LOW PROFILE NEURO EMERGENCY SCREW SELF-TAPPING 6MM | CMF | EA
314433 | 10887587037394 | 1.5MM CRUCIFORM SCRWDRVR BLADE SLF-RETAIN HXC F/RESORB SCREW | CMF | EA
0450350605 | 20887587021413 | 2.0MM TI MATRIXMANDIBLE SCREW SELF-DRILLING/6MM | CMF | EA
04503065 | 10887587017976 | TI MATRIXNEURO BOX PLATE 14MM X 14MM | CMF | EA
310133 | 10887587034836 | 1.3MM DRILL BIT/STRYKER J-LATCH/WITH 3MM STOP/45MM | CMF | EA
04503390 | 10887587020334 | TI MATRIXMIDFACE BOX PLATE 4 HOLES/5MMX10MM/0.7MM THICK | CMF | EA
SD420430 | 10887587074740 | PSI SD420.430 TITANIUM IMPLANT | CMF | EA
306726 | 10887587034232 | FINGER MAT F/USE W/306.702 FOR MATRIXMANDIBLE SYSTEM | CMF | EA
400741 | 20887587045037 | 1.5MM TI MF CORTEX SCREW SELF-TAPPING W/FLUTES 11MM | CMF | EA
SD03503083 | 10887587078182 | 90 DEG SCREWDRIVER BLADE MATRIX MIDFACE | CMF | EA
447008 | 10887587052373 | 2.0MM TI CURVED SAGITTAL SPLIT PL-LOW PROFILE 6 HOLES/6MM BA | CMF | EA
400462E | 10887587043319 | 1.2MM TI EMERGENCY SCREW WITH PLUSDRIVE(TM) RECESS 2MM | CMF | EA
391990 | 10887587041087 | PLATE/ROD CUTTER | CMF | EA
34761 | 10887587040059 | BENDING TEMPLATE FOR 2.0MM TI Y-PLATE 5 HOLES | CMF | EA
400056E | 10887587042237 | 1.5MM TI CORTEX SCR SLF-DRLG WITH PLUSDRIVE(TM) RECESS 6MM | CMF | EA
SD420434 | 10887587070179 | PSI SD420.434 TITANIUM IMPLANT | CMF | EA
38675 | 10887587040325 | VERTICAL POST 50MM MANDIBLE FIXBRIDGE | CMF | EA
390122 | 10887587040905 | TI MOUNTING PIN 40MM FOR EXTERNAL MIDFACE DISTRACTOR | CMF | EA
421045 | 10887587049878 | 1.3MM TI MEDIAL WALL PLATE RIGHT | CMF | EA
487938 | 10887587055596 | TI MULTI VECTOR DISTRACTOR PIN HOLDING CLAMP/RAMUS | CMF | EA
04305011 | 10887587015132 | 2.5MM/4.0MM TI SELF-DRILLING SCHANZ SCREW 60MM | CMF | EA
447083 | 10887587052762 | 2.0MM TI SAGITTAL SPLIT PLATE CURVED 10 HOLES/38MM | CMF | EA
SD420450 | 10887587074801 | PSI SD420.450 TITANIUM IMPLANT | CMF | EA
460040S | 10887587055220 | TI STERNAL LOCKING X PLATE WIDE-STERILE | CMF | EA
304672 | 10887587031170 | 1.3MM MODULE FOR TI IMPLANTS | CMF | EA
03501770 | 10887587011523 | Ø2.2MM DRILL BIT W/20MM STOP F/90° SCRWDRVR MATRIXRIB | CMF | EA
03305004 | 10887587009919 | 1.8MM/4.0MM STEPPED DRILL BIT STRYKER J-LATCH WITH 24MM STOP | CMF | EA
401063E | 10887587046068 | 2.0MM TI CORTEX SCREW SLF-DRLG W/PLUSDRIVE(TM) RECESS 6MM | CMF | EA
04315025 | 10887587015453 | BC DISTRACTOR BODY END ACT. 25MM FOR CMF DISTRACTOR | CMF | EA
60503011 | 10887587057767 | BOX BASE BONE FIXATION SYSTEM | CMF | EA
68590016 | 10887587059099 | NANO INSERT TRAY ID TAG / 0.4MM THICK PLATES | CMF | EA
SD420510 | 10887587073224 | PSI SD420.510 TITANIUM IMPLANT | CMF | EA
04502068 | 10887587017662 | TI MATRIXNEURO ULP 18MM DOUBLE Y 6 HOLE PLATE | CMF | EA
SD420502 | 10887587074856 | PSI SD420.502 TITANIUM IMPLANT | CMF | EA
SD03501703 | 10887587076577 | RIB PLATE REDUCTION ROD, SHORT 12MM THREAD | CMF | EA
6859003205 | 20887587059270 | NANO INSERT TRAY DIVIDER SINGLE WIDE/2 HIGH | CMF | EA
314696 | 10887587037776 | 2.0MM CRUCIFORM BLD SLF-RETAIN CENTER PIN F/RESORB SCREW/HEX | CMF | EA
314485 | 10887587037479 | 1.0MM SCREWDRIVER BLADE HXC SLF-RETAIN PLUSDRIVE(TM) 75MM | CMF | EA
0450141301 | 10887587077444 | MATRIXSTERNUM LOCK SCREW Ø 2.7 SELF-DRILLING L 13 | CMF | EA
03503052 | 10887587011752 | MATRIXMANDIBLE CHEEK RETRACTOR BLADE F/PLATE HOLDING CANNULA | CMF | EA
390104 | 10887587040844 | VERTICAL ROD ASSEMBLY ANGULATING | CMF | EA
04500231 | 10887587016856 | 1.3MM CURVILINEAR DISTRACTOR R30/LEFT | CMF | EA
0450323605 | 20887587019335 | TI MATRIXMIDFACE EMERGENCY SCREW 6MM | CMF | EA
400605E | 10887587044187 | 1.2MM TI EMERGENCY SCREW WITH FLUTED TIP 5MM | CMF | EA
04511344 | 10887587024158 | TI MATRIX ANATOMIC L-PL/3X3 H SHORT/REVERSIBLE/0.7MM THK | CMF | EA
04511401 | 10887587024332 | TI MATRIX CURVED SAGITTAL SPLIT PLATE/6 HOLES/6MM BAR | CMF | EA
386912 | 10887587040509 | FRAGMENT MANIPULATING FORCEPS | CMF | EA
449621 | 10887587054476 | TI LOCKING RECONSTRUCTION PLATE/20 HOLES/160MM | CMF | EA
329574 | 10887587039640 | BENDING TEMPLATE FOR 2.0MM MLP 4X20X4 HOLES DOUBLE ANGLE | CMF | EA
42010 | 10887587049076 | 1.0MM TI ADAPTION PLATE 34 HOLES/100MM | CMF | EA
304128 | 20887587030521 | SCREW LENGTH MARKER 28MM | CMF | EA
03501618 | 10887587011332 | 2.2MM DRILL BIT W/18MM STOP AO QUICK COUPLING/135MM | CMF | EA
447208 | 10887587053240 | 2.0MM TI MLP COMPRESSION PLATE-INTERMEDIATE 8 HOLES | CMF | EA
SD800543 | 10887587066028 | PSI SD800.543 PEEK IMPLANT | CMF | EA
449612 | 10887587054452 | TI LOCKING RECONSTRUCTION PLATE/12 HOLES/96MM | CMF | EA
6161001S | 10887587058696 | CRANIOS REINFORCED ROTARY MIX 10CC-STERILE | CMF | EA
60511108 | 10887587058283 | SCR/DRILL/BLD INSERT W/RECESS HOLES F/MATRIXMIDFACE SYSTEM | CMF | EA
317877 | 10887587038988 | 1.8MM TROCAR DRILL BIT/QC WITH 6MM STOP/100MM | CMF | EA
04503074 | 10887587018065 | TI MATRIXNEURO STRUT PLATE 2 X 3 HOLES | CMF | EA
SD449501B | 10887587004501 | TI PSPC MATRIXMANDIBLE 12H PL 2.0MM THICK | CMF | EA
85172201S | 10887587064215 | 1.5MM RAPID RESORB STRAIGHT ROW MESH 100X100X0.8MM-STERILE | CMF | EA
0450347820 | 20887587021345 | 2.7MM TI MATRIXMANDIBLE EMERGENCY SCREW SLF-TPNG 18MM | CMF | EA
400280 | 20887587042456 | 2.0MM TI EMERGENCY SCREW WITH PLUSDRIVE(TM) RECESS 10MM | CMF | EA
04511346 | 10887587024172 | TI MATRIX ANATOMIC L-PL/3X3 H LONG/REVERSIBLE/0.7MM THK | CMF | EA
310540 | 10887587035277 | 2.4MM DRILL BIT/QC/125MM | CMF | EA
0450394601 | 10887587076065 | 1.3MM TI MATRIXMIDFACE SCREW SELF-DRILLING 6MM | CMF | EA
03307112 | 10887587010137 | CONNECTING BAR 120MM | CMF | EA
03501750 | 10887587011424 | MATRIXRIB SCREWDRIVER BLADE SELF-RETAINING F/90° SCRWDRVR | CMF | EA
313253 | 10887587036717 | 1.5MM/2.0MM SCRWDRVR BLD HXC SLF-RETAIN PLUSDRIVE(TM) 76MM | CMF | EA
3989698 | 10887587041797 | STAGBEETLE FORCEPS 125MM | CMF | EA
387425 | 10887587040790 | THUMB SCREW FOR WIRE GUIDE/ TISSUE PROTECTOR | CMF | EA
447556 | 10887587053707 | 2.0MM TI OBLIQUE L-PLATE/SHORT 2 X 2 HOLES-RIGHT | CMF | EA
401052E | 10887587045979 | 2.0MM TI CRTX SCR COARSE PITCH SLF-TPNG W/PLUSDRIVE(TM) 24MM | CMF | EA
04503083 | 10887587018126 | TI MATRIXNEURO CONTOUR MESH 100MM X 100MM/0.4MM MALLEABLE | CMF | EA
0450310305 | 20887587018307 | TI MATRIXNEURO SCREW SELF-DRILLING 3MM | CMF | EA
SD420435 | 10887587070308 | PSI SD420.435 TITANIUM IMPLANT | CMF | EA
421020 | 10887587049724 | 1.3MM TI CONTOURABLE MESH PLATE/RIGID/100MM DIA | CMF | EA
03505225 | 10887587014098 | CONICAL EXTRACTION SCREW HEX COUPLING | CMF | EA
SD800515 | 10887587065755 | PSI SD800.515 PEEK IMPLANT | CMF | EA
04315311 | 10887587015859 | 1.5MM CLOVERLEAF FOOT A-TYPE FOR CMF DISTRACTOR | CMF | EA
04511321 | 10887587023946 | TI MATRIX OBLIQUE L-PL/3X3 H SHORT/REVERSIBLE/0.5MM THICK | CMF | EA
421510 | 10887587050454 | TI LOW PROFILE NEURO X-PLATE 4 HOLES | CMF | EA
0451123601 | 10887587023717 | 2.1MM TI MATRIX SCREW SELF-TAPPING/6MM | CMF | EA
447071 | 10887587052663 | 2.0MM TI CHIN PLATE, STRAIGHT 4 HOLES, 5MM OFFSET | CMF | EA
04305134 | 10887587015217 | 2.5MM/4.0MM TI SCHANZ SCREW F/ BODY WITH 14MM THREAD LENGTH | CMF | EA
31103401S | 10887587035727 | TAP F/2.0MM RESORBABLE CORTEX SCREW/(SLF-DRLG) 4MM-STERILE | CMF | EA
04503738 | 10887587022864 | TI MATRIXMANDIBLE 20 HOLE RECON PLATE 2.5MM THICK | CMF | EA
20180498 | 10887587028576 | 2.0MM CORTEX SCREW SELF-TAPPING 4MM | CMF | EA
460028 | 10887587055046 | LARGE TI STERNAL LOCKING H-PLATE/8 HOLES | CMF | EA
306784 | 10887587034669 | INSERT TRAY F/1.5MM PLATES FOR MATRIXMANDIBLE SYSTEM | CMF | EA
04501306 | 10887587077062 | MATRIXSTERNUM STRAIGHT PLATE 6 HOLES | CMF | EA
0431580601 | 10887587072524 | 2.0MM TI RAISED HEAD EMERG SCR SELF-TAPPING/PLUSDRIVE®/6MM | CMF | EA
44785 | 10887587053882 | 2.0MM TI H-PLATE 9 HOLES | CMF | EA
04503147S | 10887587018638 | TI MATRIXNEURO RECON MESH 200MM X 200MM/GOLD-STERILE | CMF | EA
03503056 | 10887587011776 | MATRIXMANDIBLE COMBINATION BENDER | CMF | EA
44710 | 10887587052793 | 2.0MM TI ADAPTION PLATE 20 HOLES/100MM | CMF | EA
68590130 | 10887587059709 | NANO INSERT TRAY ID TAG / PLATES | CMF | EA
04503155S | 10887587066523 | TI MATRIXNEURO PREFORMED MESH 151MM X 125MM FTP/LEFT-STERILE | CMF | EA
04503085 | 10887587018140 | TI MATRIXNEURO CONTOUR MESH 200MM X 200MM/0.4MM RIGID | CMF | EA
312173 | 10887587036533 | 1.8/2.4MM THREADED DRILL GUIDE FOR BASIC TROCAR SYSTEM | CMF | EA
44915 | 10887587054162 | 2.4MM TI LC-DCP® PLATE 5 HOLES/39MM | CMF | EA
34344 | 10887587039909 | BENDING TEMPLATE FOR 2.0MM TI ZYGOMATIC PLATE 4 HOLES | CMF | EA
401172E | 10887587046440 | 2.0MM TI MF CORTEX SCREW SELF-TAPPING WITH FLUTES 22MM | CMF | EA
04315125 | 10887587015668 | REMOVABLE EXTENSION ARM-FLEX 30MM FOR CMF DISTRACTOR | CMF | EA
421532 | 10887587050638 | TI LOW PROF NEURO CONTOUR MESH 38MM X 45MM/0.6MM RIGID | CMF | EA
03501718 | 10887587073545 | SELF-DRILLING SCREW GUIDE FOR 1.5MM MATRIXRIB PLATES | CMF | EA
SD800553 | 10887587066127 | PSI SD800.553 PEEK IMPLANT | CMF | EA
44645 | 10887587051734 | 1.5MM TI MEDIAL WALL PLATE RIGHT | CMF | EA
03501412 | 10887587011103 | 1.5MM DRILL BIT HEX COUPLING WITH 12MM STOP/82MM | CMF | EA
401941 | 20887587048045 | 2.0MM TI CORTEX SCREW COARSE PITCH SELF-TAPPING 11MM | CMF | EA
0450382505 | 20887587069507 | MATRIXWAVE MMF TI 1.85MM SCREW SELF-DRILLING/8MM LENGTH | CMF | EA
421540S | 10887587050805 | LOW PROF NEURO CONTOURABLE TI MESH/MALLEABLE/30MM DIA-STER | CMF | EA
304134 | 20887587030552 | SCREW LENGTH MARKER 34MM | CMF | EA
316238 | 10887587037905 | 1.0MM DRILL BIT/MINI QC/50MM | CMF | EA
04502024 | 10887587017549 | TI MATRIXNEURO ULP BURR HOLE COVER 24MM | CMF | EA
421522 | 10887587050553 | TI LOW PROFILE NEURO STRUT PLATE 6 HOLES | CMF | EA
SC40028001S | 10887587076669 | "SYNTHECEL® DURA REPAIR 14CM X 20CM (5.5\"X 8\") STER" | CMF | EA
400288E | 10887587042589 | 2.0MM TI EMERGENCY SCREW WITH PLUSDRIVE(TM) RECESS 18MM | CMF | EA
0451120501 | 10887587023434 | 1.85MM TI MATRIX SCREW SELF-TAPPING/5MM | CMF | EA
31103201S | 10887587035703 | TAP F/1.5MM RESORBABLE CORTEX SCREW/(SLF-DRLG) 6MM-STERILE | CMF | EA
400490 | 20887587043736 | 1.7MM TI EMERGENCY SCREW WITH PLUSDRIVE(TM) RECESS 10MM | CMF | EA
03503078 | 10887587011912 | MATRIXMANDIBLE PLATE BENDING IRON-RIGHT | CMF | EA
SD316447 | 10887587078175 | Ø1.0MM DRILL BIT - 6MM STOP J-LATCH - 90MM | CMF | EA
421503 | 10887587050386 | TI LOW PROFILE NEURO STRAIGHT PLATE 2 HOLES/9MM | CMF | EA
329656 | 10887587039763 | BENDING TEMPLATE F/1.5/2.0MM RESORB MESH PLATE 150 X 150MM | CMF | EA
68501001 | 10887587058818 | STERNAL ZIPFIX GRAPHIC CASE | CMF | EA
SD800508 | 10887587065687 | PSI SD800.508 PEEK IMPLANT | CMF | EA
04501095 | 10887587072371 | TI MATRIXRIB STRAIGHT PLATE 2.8MM THICK/10 HOLES | CMF | EA
401594 | 20887587047611 | 2.0MM TI TENSION BAND SCREW SELF-TAPPING 4MM | CMF | EA
401941E | 10887587048055 | 2.0MM TI CORTEX SCREW COARSE PITCH SELF-TAPPING 11MM | CMF | EA
04500270 | 10887587016900 | 1.3MM CURVILINEAR DISTRACTOR R70/RIGHT | CMF | EA
30682 | 10887587034812 | PLASTIC CUP W/LID FOR ELASTOMERIC INSERTS | CMF | EA
313838 | 10887587036854 | 1.5MM STARDRIVE(TM) SCREWDRVR BLD/LONG/SLF-RET/HEX COUPLING | CMF | EA
SD800469 | 10887587065403 | PSI SD800.469 PEEK IMPLANT | CMF | EA
40083420 | 20887587045419 | TI LOW PROFILE NEURO SCREW SELF-DRILLING 4MM | CMF | EA
401310E | 10887587046808 | 2.4MM TI EMERGENCY SCREW 10MM | CMF | EA
487995 | 10887587056050 | 1.2MM TI MACHINE SCREW FOR MIDFACE DISTRACTOR | CMF | EA
60511014 | 10887587058139 | INSTRUMENT TRAY FOR MATRIXORTHOGNATHIC SYSTEM | CMF | EA
03501449 | 10887587077635 | MATRIXSTERNUM BENDING INSTR IN-SITU/ SHORT | CMF | EA
0450121801 | 10887587070605 | 2.7MM TI MATRIXRIB LCKNG SCREW SELF-DRILLING/18MM | CMF | EA
SD288039 | 10887587001449 | ANTERIOR FOOT F/MAXILLARY DSTR MAXILLA RT/SPLINT LT/7 H/10MM | CMF | EA
04503306 | 10887587019611 | TI MATRIXMIDFACE ORBITAL MESH PLATE/0.2MM THICK | CMF | EA
SD420442 | 10887587075235 | PSI SD420.442 TITANIUM IMPLANT | CMF | EA
04500131 | 10887587016740 | 2.0MM CURVILINEAR DISTRACTOR R30/LEFT | CMF | EA
SD800531 | 10887587065908 | PSI SD800.531 PEEK IMPLANT | CMF | EA
304121 | 20887587030453 | SCREW LENGTH MARKER-21MM | CMF | EA
0450321220 | 20887587018925 | TI MATRIXMIDFACE SCREW SELF-TAPPING 12MM | CMF | EA
0450322820 | 20887587019229 | TI MATRIXMIDFACE SCREW SELF-DRILLING 8MM | CMF | EA
03503094 | 10887587011998 | BONE REDUCTION FORCEPS SMALL WITH TOE-IN TIP | CMF | EA
313843 | 10887587036885 | STARDRIVE SCREWDRIVER SHAFT SD6/SELF-RETAINING/2.0MM | CMF | EA
31106501S | 10887587035895 | TAP F/2.0MM RESORBABLE CORTEX SCR/(SLF-DRLG) 8MM HXC-STERILE | CMF | EA
304647 | 10887587030746 | 1.5MM COMPACT FIXATION SET CASE FOR TI IMPLANTS | CMF | EA
288056 | 10887587029481 | POSTERIOR FOOT-MEDIUM 12MM OFFSET F/MAXILLARY DSTR | CMF | EA
03503122 | 10887587012094 | MATRIXMIDFACE 1.25MM DRILL BIT J-LATCH/8MM STOP/125MM | CMF | EA
03500031 | 10887587010427 | BENDING TEMPLATE F/CURVILINEAR DISTRACTOR R30/LEFT | CMF | EA
401314 | 20887587046850 | 2.4MM TI EMERGENCY SCREW 14MM | CMF | EA
68590096 | 10887587059464 | NANO INSTRUMENT MODULE DIVIDER/FULL LENGTH | CMF | EA
03503163 | 10887587012261 | MATRIXMANDIBLE BENDNG TEMPLATE F/1.25MM THICK STRAIGHT PLATE | CMF | EA
317435 | 10887587038537 | 1.5MM DRILL BIT/STRYKER J-LATCH/60MM STOP/85MM | CMF | EA
03503164 | 10887587012278 | MATRIXMANDIBLE BENDNG TEMPLATE F/1.25MM 2X2 CRESCENT PLATES | CMF | EA
421009 | 10887587049502 | 1.3MM TI CONTOURABLE MESH PLATE/RIGID/200MM X 200MM | CMF | EA
04503087 | 10887587018171 | TI MATRIXNEURO CONTOUR MESH LARGE ARC/0.4MM MALLEABLE | CMF | EA
0450347405 | 20887587021253 | 2.7MM TI MATRIXMANDIBLE EMERGENCY SCREW SLF-TPNG 14MM | CMF | EA
304114 | 20887587030347 | SCREW LENGTH MARKER-14MM | CMF | EA
04502021 | 10887587017518 | TI MATRIXNEURO ULP BURR HOLE COVER 12MM | CMF | EA
03501447 | 10887587077611 | MATRIXSTERNUM PLATE CUTTER | CMF | EA
401957 | 20887587048243 | 2.0MM TI LCKNG SCREW SLF-DRLG W/PLUSDRIVE(TM) RECESS 8MM | CMF | EA
SD420523 | 10887587075013 | PSI SD420.523 TITANIUM IMPLANT | CMF | EA
0450121301 | 10887587074351 | 2.7MM MATRIXRIB TI LCKNG SCREW SELF-DRILLING/13MM | CMF | EA
446642 | 10887587051987 | 1.5MM TI MAXILLARY T-PLATE 2.0MM OFFSET/3H SHAFT/5H HEAD | CMF | EA
487980 | 10887587055930 | TI MIDFACE DISTRACTOR NUT 7MM HEX | CMF | EA
0450367005 | 20887587022380 | 2.9MM TI MATRIXMANDIBLE LOCKING SCREW SLF-TPNG 10MM | CMF | EA
447051 | 10887587052618 | 2.0MM TI MINI LOCKING PLATE 20 HOLES/ADAPTION | CMF | EA
304673 | 10887587031231 | MANDIBULAR MFS 2.0MM LOCKING PLATE MODULE | CMF | EA
04503085S | 10887587018157 | TI MATRIXNEURO CONTOUR MESH 200MMX200MM/0.4MM-STERILE | CMF | EA
04503098 | 10887587018287 | TI MATRIXNEURO CONTOUR MESH MASTOID/LARGE/MALLEABLE | CMF | EA
85252101S | 10887587064376 | 2.0MM RAPID RESORBABLE MESH 78MMX78MMX1.2MM-STERILE | CMF | EA
SD03503704 | 10887587076737 | 1.5MM TROCAR DRILL BIT J-LATCH W/ 4MM STOP/100MM | CMF | EA
690633 | 10887587060255 | MANDIBLE PLATE BENDER/CUTTER INSERT TRAY | CMF | EA
80600802S | 20887587061877 | 2.0MM RAPID RESORBABLE CORTEX SCREW 8MM-STERILE | CMF | EA
400623E | 10887587044361 | 1.3MM TI MF CORTEX SCREW SELF-TAPPING WITH FLUTES 3MM | CMF | EA
421017 | 10887587049663 | 1.3MM TI CONTOURABLE MESH PLATE/MALLEABLE/100MM DIA | CMF | EA
04511348 | 10887587024196 | TI MATRIX ANATOMIC L-PL/3X3 H MEDIUM/REVERSIBLE/0.8MM THICK | CMF | EA
46000301S | 10887587054797 | TI CRANIAL FLAP TUBE CLAMP 22MM DIA-STERILE | CMF | EA
39746 | 10887587041612 | 2.0MM/1.5MM INSERT DRILL GUIDE FOR 397.41 | CMF | EA
288055 | 10887587029474 | POSTERIOR FOOT-MEDIUM 7MM OFFSET F/MAXILLARY DSTR | CMF | EA
401050E | 10887587045931 | 2.0MM TI CRTX SCR COARSE PITCH SLF-TPNG W/PLUSDRIVE(TM) 20MM | CMF | EA
34895 | 10887587040172 | SCREW HOLDING FORCEPS-LOCKING FOR 1.0MM & 1.3MM SCREWS | CMF | EA
SD305001 | 10887587001685 | SCR/DRILL/BLD INSERT NO RECESS HOLES F/MATRIXORTHOGNATHIC SY | CMF | EA
0450366805 | 20887587022359 | 2.9MM TI MATRIXMANDIBLE LOCKING SCREW SLF-TPNG 8MM | CMF | EA
0450324420 | 20887587019472 | TI MATRIXMIDFACE EMERGENCY SCREW 14MM | CMF | EA
304736 | 10887587032450 | TROCAR TRAY INSERT A | CMF | EA
0450102205 | 20887587017201 | 2.9MM TI MATRIXRIB LCKNG SCREW SELF-TAPPING/12MM | CMF | EA
329659 | 10887587039794 | BENDING TEMPLATE FOR 1.5MM RESORB X PLATE, 8 HOLES | CMF | EA
487985 | 10887587055961 | TI MIDFACE DISTRACTOR-ANTERIOR FOOT ELEVATED-LEFT | CMF | EA
0450341005 | 20887587020614 | 2.0MM TI MATRIXMANDIBLE SCREW SELF-TAPPING 10MM | CMF | EA
401044E | 10887587045771 | 2.0MM TI CRTX SCREW SLF-TPNG W/PLUSDRIVE(TM) RECESS 8MM | CMF | EA
60501122 | 10887587068664 | MATRIXRIB SCREW MODULE FOR STACKABLE GRAPHIC CASE | CMF | EA
03307001 | 10887587010076 | WIRE FIXATION CLAMP FOR EXTERNAL MIDFACE DISTRACTOR | CMF | EA
447184 | 10887587053172 | 2.0MM TI SAGITTAL SPLIT PLATE STRAIGHT LOW-PROFILE/4 H/22MM | CMF | EA
447030 | 10887587052427 | 2.0MM TI CURVED SAGITTAL SPLIT PLATE-6 HOLES/14MM BAR | CMF | EA
0450340805 | 20887587020560 | 2.0MM TI MATRIXMANDIBLE SCREW SELF-TAPPING 8MM | CMF | EA
08510140S | 10887587026077 | SYNPOR SQUARE SHEET-STERILE 50MMX50MM/3.0MM THICK | CMF | EA
39198 | 10887587041070 | PLATE CUTTER FOR 1.0MM, 1.3MM, 1.5MM, 2.0MM PLATES | CMF | EA
SD03503514 | 10887587077918 | 1.8MM DRILL BIT W/ 14MM STOP 50MM LONG/ J-LATCH COUPLING | CMF | EA
04503326 | 10887587019796 | TI MATRIXMIDFACE OBLIQUE L-PL 3X4 HOLES-RIGHT/0.5MM THICK | CMF | EA
46000801S | 10887587054810 | TI CRANIAL FLAP TUBE CLAMP TEXTURED 13MM DIA-STERILE | CMF | EA
03511330 | 10887587014401 | MATRIX 1.4MM DRILL BIT J-LATCH/125MM | CMF | EA
400410 | 20887587042753 | 1.0MM TI CRTX SCREW SLF-TPNG W/PLUSDRIVE(TM) RECESS 10MM | CMF | EA
401955 | 20887587048205 | 2.0MM TI LCKNG SCREW SLF-DRLG W/PLUSDRIVE(TM) RECESS 5MM | CMF | EA
0450321601 | 10887587018980 | TI MATRIXMIDFACE SCREW SELF-TAPPING 16MM | CMF | EA
400739 | 20887587044993 | 1.5MM TI MF CORTEX SCREW SELF-TAPPING W/FLUTES 9MM | CMF | EA
690693 | 10887587060613 | STERNAL FIXATION INSTR TRAY F/ PLATE CUTTER/BENDING PLIERS | CMF | EA
447045 | 10887587052557 | 2.0MM TI MAXILLARY L-PLATE 3 X 3 HOLES/29MM-LEFT | CMF | EA
03501074 | 10887587010816 | UNIVERSAL CALIPER | CMF | EA
SD800551 | 10887587066103 | PSI SD800.551 PEEK IMPLANT | CMF | EA
400854E | 10887587045603 | TI LOW PROFILE NEURO EMERGENCY SCREW SELF-TAPPING 4MM | CMF | EA
SD398417 | 10887587078366 | BONE PUSHER | CMF | EA
401536E | 10887587047409 | 2.4MM TI CORTEX SCREW SELF-TAPPING 36MM | CMF | EA
03505221 | 10887587014050 | THORP SCREWDRIVER BLADE HEX COUPLING | CMF | EA
SD800404 | 10887587064819 | PSI SD800.404 PEEK IMPLANT | CMF | EA
04503900 | 10887587023236 | TI MATRIXMANDIBLE PREFORMED RECON PL/SMALL/RIGHT/2.5MM THK | CMF | EA
313935 | 10887587037080 | 1.5/2.0MM CRUCFRM SCRWDRVR BLD SHORT/SLF-RETAIN/HEX COUPLING | CMF | EA
04503702 | 10887587022536 | MATRIXMANDIBLE MINI PL-TENSION BAND NARROW/2X2H/1.0MM THICK | CMF | EA
201508 | 10887587028538 | 2.4MM CORTEX SCREW SELF-TAPPING 8MM | CMF | EA
400505E | 10887587043944 | 1.0MM TI MF CORTEX SCREW SELF-TAPPING WITH FLUTES 5MM | CMF | EA
0450120801 | 10887587070551 | 2.7MM TI MATRIXRIB LCKNG SCREW SELF-DRILLING/8MM | CMF | EA
04502023 | 10887587017532 | TI MATRIXNEURO ULP BURR HOLE COVER 17MM | CMF | EA
03503246 | 10887587012575 | MATRIX 1.1MM DRILL BIT J-LATCH/6MM STOP/44.5MM | CMF | EA
04503394 | 10887587020372 | TI MATRIXMIDFACE OBLIQUE L-PL 4X6 HOLES-LEFT/0.8MM THICK | CMF | EA
04503219 | 10887587076003 | TI MATRIXMIDFACE ADAPTION PL 24 HOLES 0.5MM FOR 1.3MM SCREW | CMF | EA
0451122401 | 10887587023595 | 1.85MM TI MATRIX SCREW SELF-DRILLING/4MM | CMF | EA
0450111005 | 20887587017348 | 3.0MM TI STERNAL LCKNG SCREW SELF-DRILLING/10MM | CMF | EA
401296E | 10887587046624 | 2.0MM TI LCKNG SCREW SLF-TPNG W/PLUSDRIVE(TM) RECESS 12MM | CMF | EA
03503373 | 10887587012780 | BENDING TEMPLATE F/H-PLATES MATRIXMIDFACE | CMF | EA
68590108 | 10887587059570 | NANO INSTRUMENT MODULE ID TAG MATRIXORTHOGNATHIC | CMF | EA
390102 | 10887587040837 | VERTICAL ROD ASSEMBLY NON-ANGULATING | CMF | EA
SD03501003 | 10887587076638 | UPRIGHT RIB PLATE CLAMP CALIBRATED | CMF | EA
SD480110 | 10887587005324 | TI PATIENT SPECIFIC PLATE MANDIBLE/ANGLE/2.0MM THICK | CMF | EA
0451124601 | 10887587023816 | 2.1MM TI MATRIX SCREW/COARSE PITCH/SELF-TAPPING/16MM | CMF | EA
SD800522 | 10887587065816 | PSI SD800.522 PEEK IMPLANT | CMF | EA
80560602S | 20887587061723 | 1.5MM RAPID RESORBABLE CORTEX SCREW 6MM-STERILE | CMF | EA
SD800431 | 10887587065045 | PSI SD800.431 PEEK IMPLANT | CMF | EA
304775 | 10887587032801 | NEURO MULTI CLAMP INSERT TRAY | CMF | EA
6144900001 | 10887587058481 | MODULE ASSEMBLY WITH CLIPS CONDYLAR HEAD ADD-ON SYSTEM | CMF | EA
306728 | 10887587034256 | HOLDER F/CALIBRATED DRILL BITS MATRIXMANDIBLE SYSTEM | CMF | EA
400660E | 10887587044774 | 1.7MM TI EMERGENCY SCREW WITH FLUTED TIP 10MM | CMF | EA
42005 | 10887587049038 | 1.0MM TI MESH PLATE 50MM X 100MM/4MM X 4MM HOLES | CMF | EA
60501123 | 10887587074207 | MATRIXRIB SCREW INSERT TRAY FOR STACKABLE GRAPHIC CASE | CMF | EA
44750 | 10887587053523 | 2.0MM TI OBLIQUE L-PLATE 2 X 3 HOLES-LEFT | CMF | EA
314411 | 10887587037318 | 1.3MM SCREWDRIVER BLADE WITH HOLDING SLEEVE | CMF | EA
0450341201 | 10887587020631 | 2.0MM TI MATRIXMANDIBLE SCREW SELF-TAPPING 12MM | CMF | EA
421304 | 10887587050324 | 1.3MM TI ORBITAL MESH PLATE 0.4MM THICK | CMF | EA
03501080 | 10887587010847 | APPLICATION INSTRUMENT FOR STERNAL ZIPFIX | CMF | EA
401064E | 10887587046099 | 2.0MM TI CORTEX SCREW SLF-DRLG W/PLUSDRIVE(TM) RECESS 7MM | CMF | EA
449654 | 10887587054629 | TI LOCKING RECONSTRUCTION PLATE W/ANGLE/5X8 HOLES-LEFT | CMF | EA
460039 | 10887587055190 | TI STERNAL LOCKING ANGLED PLATE/12 HOLES | CMF | EA
310408S | 10887587072760 | 1.7MM DRILL BIT WITH 8MM STOP J-LATCH F/RAPIDSORB IPS-STER | CMF | EA
03501442 | 10887587077567 | MATRIXSTERNUM SCREW GUIDE LARGE/4 HOLES | CMF | EA
0431583001 | 10887587071848 | 2.0MM TI RAISED HEAD SCREW SELF-TAPPING/PLUSDRIVE®/10MM | CMF | EA
313848 | 10887587036908 | 2.0MM STARDRIVE(TM) SCRWDRVR BLD SLF-RETAIN LONG/96MM HXC | CMF | EA
04315026 | 10887587015460 | BC DISTRACTOR BODY END ACT. 30MM FOR CMF DISTRACTOR | CMF | EA
SD420551 | 10887587075181 | PSI SD420.551 TITANIUM IMPLANT | CMF | EA
447305 | 10887587053325 | 2.0MM TI MLP PRE-BENT TENSION BAND PLATE-MINI 4 HOLES-LEFT | CMF | EA
0450320620 | 20887587018833 | TI MATRIXMIDFACE SCREW SELF-TAPPING 6MM | CMF | EA
SD420420 | 10887587066561 | PSI SD420.420 TITANIUM IMPLANT | CMF | EA
0431572405 | 20887587072040 | 1.2MM TI RAISED HEAD EMERG SCR PLUSDRIVE®/4MM | CMF | EA
306796 | 10887587034775 | SCREW PART NUMBER INSERT FOR 401.508-401.518 | CMF | EA
413584 | 20887587048861 | 3.0MM TI LOCKING SCREW 14MM F/STERNAL LOCKING PLATES | CMF | EA
0450342901 | 10887587075907 | 2.4MM TI MATRIXMANDIBLE SCREW SELF-TAPPING 32MM | CMF | EA
39747 | 10887587041629 | 2.0MM DRILL GUIDE FOR 397.41 | CMF | EA
44618 | 10887587051666 | 1.5MM TI ORBITAL RIM PLATE 8 HOLES | CMF | EA
SD398203 | 20887587003037 | 2.0MM CAPS - MATRIXMANDIBLE | CMF | EA
690646 | 10887587060385 | WALL FOR AUXILIARY INSERT TRAY 690.638 | CMF | EA
04501116S | 10887587017440 | 3.0MM TI STERNAL LOCKING SCREW SELF-DRILLING/16MM - STERILE | CMF | EA
447426 | 10887587053516 | 2.0MM TI MLP DOUBLE ANGLE PLATE-EXTRA 6H X 24H X 6H | CMF | EA
304761 | 10887587032672 | NEURO INSTRUMENT TRAY LID LARGE | CMF | EA
68590126 | 10887587059693 | NANO INSTRUMENT MODULE ID TAG TRANSBUCCAL | CMF | EA
04503731 | 10887587022796 | TI MATRIXMANDIBLE 3X3 HOLE ANGLE PLATE 2.0MM THICK/BROAD | CMF | EA
03503902 | 10887587013213 | SIZER F/MATRIXMANDIBLE PREFORMD RECON PL(04.503.902) | CMF | EA
317335 | 10887587038506 | 1.1MM DRILL BIT STRYKER J-LATCH/110MM | CMF | EA
31104601S | 10887587035796 | TAP F/2.5MM RESORBABLE EMERG SCREW/(SLF-DRLG) 6MM-STERILE | CMF | EA
03501220 | 10887587010991 | 1.8MM DRILL BIT STRYKER J-LATCH/20MM STOP/88MM | CMF | EA
0450111405 | 20887587017409 | 3.0MM TI STERNAL LCKNG SCREW SELF-DRILLING/14MM | CMF | EA
314003 | 10887587037219 | ACTIVATION INSTRUMENT WITH JOINT FOR ALVEOLAR DISTRACTOR | CMF | EA
306701 | 10887587034041 | GRAPHIC CASE FOR MATRIXMANDIBLE SYSTEM | CMF | EA
0450311420 | 20887587018437 | TI MATRIXNEURO EMERGENCY SCREW 4MM | CMF | EA
SD03503718 | 10887587076805 | 1.5MM TROCAR DRILL BIT J-LATCH W/ 18MM STOP/100MM | CMF | EA
68590110 | 10887587059594 | NANO INSTRUMENT MODULE ID TAG MATRIXORBITAL | CMF | EA
32914 | 10887587039176 | UNIVERSAL BENDING PLIERS F/ 1.0MM,1.3MM,1.5MM,2.0MM PLATES | CMF | EA
0451122501 | 10887587023618 | 1.85MM TI MATRIX SCREW SELF-DRILLING/5MM | CMF | EA
68590006 | 10887587058993 | NANO INSERT TRAY/DOUBLE WIDE 1 HIGH | CMF | EA
SD420549 | 10887587075167 | PSI SD420.549 TITANIUM IMPLANT | CMF | EA
85142501S | 10887587063737 | 1.5MM RAPID RESORBABLE STRUT PLATE SCALLOP 2H X 18H-STERILE | CMF | EA
SD800402 | 10887587064796 | PSI SD800.402 PEEK IMPLANT | CMF | EA
03505208 | 10887587013930 | EXPANSION HEAD SCREWDRIVER BLD HXC FOR 3.5MM RECON SCREWS | CMF | EA
386908 | 10887587040479 | CHEEK RETRACTOR RING/THREADED FOR 386.914 | CMF | EA
32974 | 10887587039824 | BENDING TEMPLATE FOR 2.4MM TI LC-DCP® PLATE 5 HOLES | CMF | EA
0451121605 | 20887587023561 | 1.85MM TI MATRIX SCREW/COARSE PITCH/SELF-TAPPING/16MM | CMF | EA
0450102005 | 20887587017188 | 2.9MM TI MATRIXRIB LCKNG SCREW SELF-TAPPING/10MM | CMF | EA
398985 | 10887587041810 | BONE REDUCTION FORCEPS-LARGE | CMF | EA
0450322401 | 10887587019116 | TI MATRIXMIDFACE SCREW SELF-DRILLING 4MM | CMF | EA
401051 | 20887587045945 | 2.0MM TI CRTX SCR COARSE PITCH SLF-TPNG W/PLUSDRIVE(TM) 22MM | CMF | EA
80560510S | 20887587061716 | 1.5MM RAPID RESORBABLE CORTEX SCREW 5MM-STERILE | CMF | EA
0431572805 | 20887587072095 | 1.2MM TI RAISED HEAD EMERG SCR SELF-TAPPING/PLUSDRIVE®/8MM | CMF | EA
449006 | 10887587053912 | 2.0MM TI NARROW PLATE 6 HOLES/42MM | CMF | EA
400403E | 10887587042626 | 1.0MM TI CRTX SCREW SLF-TPNG W/PLUSDRIVE(TM) RECESS 3MM | CMF | EA
313922 | 10887587037004 | 1.5/2.0MM SCREWDRIVER BLADE SLF-RETAINING/WEDGE/SHORT | CMF | EA
446527 | 10887587051864 | 1.5MM TI L-PLATE-MALLEABLE 3 X 4 HOLES-LEFT | CMF | EA
44982 | 10887587054650 | 2.4MM TI UNIV FRACTURE PLATE W/ANGLE 3 X 3 HOLES/25MMX25MM | CMF | EA
0450323305 | 20887587019243 | TI MATRIXMIDFACE EMERGENCY SCREW 3MM | CMF | EA
31728 | 10887587038452 | 1.1MM DRILL BIT/MINI QC WITH 8MM STOP/44.5MM | CMF | EA
400666E | 10887587044859 | 1.7MM TI EMERGENCY SCREW WITH FLUTED TIP 16MM | CMF | EA
0450142001 | 10887587077512 | MATRIXSTERNUM LOCK SCREW Ø 2.7 SELF-DRILLING L 20 | CMF | EA
SD800465 | 10887587065366 | PSI SD800.465 PEEK IMPLANT | CMF | EA
04511349 | 10887587024202 | TI MATRIX ANATOMIC L-PL/3X3 H LONG/REVERSIBLE/0.8MM THICK | CMF | EA
04503086 | 10887587018164 | TI MATRIXNEURO CONTOUR MESH SMALL ARC/0.4MM MALLEABLE | CMF | EA
39721 | 10887587041186 | 2.4MM TROCAR WITH HANDLE & OBTURATOR | CMF | EA
313928 | 10887587037035 | 2.0/2.4MM CRUCIFORM SCRWDRVR BLD/SL-RETAINNG W/HEX COUPLING | CMF | EA
304763 | 10887587032696 | 2.4MM MANDIBLE TRAUMA PLATES INSERT TRAY | CMF | EA
446055 | 10887587051482 | 1.5MM TI CONTOURABLE MESH PLATE/RIGID/100MM DIA | CMF | EA
60503050 | 10887587057835 | 1.3MM BOX MODULE WITH LID AND INSERT | CMF | EA
04497001 | 10887587016443 | SLOTTED SCREW F/CONDYLAR HEAD ADD-ON SYS F/MATRIXMANDIBLE | CMF | EA
413584E | 10887587048871 | 3.0MM TI LOCKING SCREW 14MM F/STERNAL LOCKING PLATES | CMF | EA
SD420433 | 10887587069890 | PSI SD420.433 TITANIUM IMPLANT | CMF | EA
04503125 | 10887587018539 | TI MATRIXNEURO CONTOUR MESH 30MM DIA/0.6MM RIGID | CMF | EA
304764 | 10887587032702 | 2.4MM MICROVASCULAR PLATES INSERT TRAY | CMF | EA
04511387 | 10887587024295 | TI MATRIX PRE-BENT MAXILLARY PLATE/8MM ADVMNT/0.8MM THK/L | CMF | EA
0450321801 | 10887587019031 | TI MATRIXMIDFACE SCREW SELF-TAPPING 18MM | CMF | EA
SD800453 | 10887587065243 | PSI SD800.453 PEEK IMPLANT | CMF | EA
487967 | 10887587055855 | TI MULTI VECTOR DISTRACTOR ASSEMBLY/LEFT WITH 35MM ARMS | CMF | EA
690651 | 10887587060392 | CRANIOFACIAL SUPPLEMENT INSERT TRAY | CMF | EA
401045 | 20887587045785 | 2.0MM TI CRTX SCR COARSE PITCH SLF-TPNG W/PLUSDRIVE(TM) 10MM | CMF | EA
401508 | 20887587047116 | 2.4MM TI CORTEX SCREW SELF-TAPPING 8MM | CMF | EA
04315303 | 10887587015811 | 1.5MM MESH FOOT C-TYPE FOR CMF DISTRACTOR | CMF | EA
400284 | 20887587042517 | 2.0MM TI EMERGENCY SCREW WITH PLUSDRIVE(TM) RECESS 14MM | CMF | EA
03503040 | 10887587011660 | MATRIXMANDIBLE PLATE BENDING PLIERS-RIGHT | CMF | EA
400609 | 20887587044252 | 1.2MM TI EMERGENCY SCREW W/FLUTED TIP 9MM | CMF | EA
447515 | 10887587053547 | 2.0MM TI L-PLATE-MALLEABLE 2 X 3 HOLES-RIGHT | CMF | EA
SD449502 | 10887587004518 | PSPC MATRIXMANDIBLE 20H PLATE 2.0MM THICK | CMF | EA
400510E | 10887587044040 | 1.0MM TI MF CORTEX SCREW SELF-TAPPING WITH FLUTES 10MM | CMF | EA
68590097 | 10887587059471 | NANO INSTRUMENT MODULE DIVIDER/FULL WIDTH | CMF | EA
SD420507 | 10887587075266 | PSI SD420.507 TITANIUM IMPLANT | CMF | EA
400833 | 20887587045372 | TI LOW PROFILE NEURO SCREW SELF-DRILLING 3MM | CMF | EA
SD449517B | 10887587004938 | TI PSPC MATRIXMANDIBLE 7X23 H ANGLE RECON PL/LEFT/2.8MM THK | CMF | EA
304104 | 20887587030170 | SCREW LENGTH MARKER-4MM | CMF | EA
497676 | 20887587056446 | 2.4MM TI LOCKING SCREW 16MM F/LOCKING RECONSTRUCTION PLATE | CMF | EA
03503207 | 10887587012551 | MATRIXMIDFACE SCREWDRIVER BLADE WITH HOLDING SLEEVE | CMF | EA
03511377 | 10887587014630 | BENDING TEMPLATE FOR TI MATRIX SAGITTAL SPLT PL W/SLIDER-33M | CMF | EA
03501514 | 10887587011219 | 1.8MM DRILL BIT HEX COUPLING WITH 14MM STOP/82MM | CMF | EA
03503177 | 10887587012407 | MATRIXMANDIBLE BENDNG TEMPLATE F/2.0MM DBL ANGLE RECON PL/SM | CMF | EA
03503160 | 10887587012230 | MATRIXMANDIBLE BENDNG TEMPLATE FOR NARROW TENSION BAND PLATE | CMF | EA
SD386916 | 10887587076584 | RETRACTOR BLADE LEFT, 17MM TIP | CMF | EA
0431578401 | 10887587072388 | 1.5MM TI RAISED HEAD SCREW SELF-DRILLING/PLUSDRIVE®/4MM | CMF | EA
04315401 | 10887587016139 | 2.0MM MESH FOOT A-TYPE FOR CMF DISTRACTOR | CMF | EA
03503034 | 10887587011608 | MINI PLATE HOLDER LONG | CMF | EA
04503742 | 10887587022901 | TI MATRIXMANDIBLE DOUBLE ANGLE RECON PL MEDIUM 2.5MM THICK | CMF | EA
401316E | 10887587046884 | 2.4MM TI EMERGENCY SCREW 16MM | CMF | EA
80560504S | 20887587061709 | 1.5MM RAPID RESORBABLE CORTEX SCREW 5MM-STERILE | CMF | EA
400511 | 20887587044054 | 1.0MM TI MF CORTEX SCREW SELF-TAPPING W/FLUTES 11MM | CMF | EA
401044 | 20887587045754 | 2.0MM TI CRTX SCREW SLF-TPNG W/PLUSDRIVE(TM) RECESS 8MM | CMF | EA
421535S | 10887587050706 | LOW PROF NEURO CONTOURABLE TI MESH/RIGID/200MMX200MM-STERILE | CMF | EA
85166201S | 10887587064123 | 1.5MM RAPID RESORB CONTOURABLE MESH 100MM DIA/0.8MM THK-STER | CMF | EA
SD800464 | 10887587065359 | PSI SD800.464 PEEK IMPLANT | CMF | EA
60511100 | 10887587058207 | GRAPHIC CASE FOR MATRIXCOMBO SET | CMF | EA
60501112 | 10887587068633 | MATRIXRIB INSTR INSERT TRAY FOR STACKABLE GRAPHIC CASE | CMF | EA
0450320505 | 20887587018796 | TI MATRIXMIDFACE SCREW SELF-TAPPING 5MM | CMF | EA
68590021 | 10887587059143 | NANO INSERT TRAY ID TAG / 0.9MM THICK PLATES | CMF | EA
85150001S | 10887587063768 | 1.5MM RAPID RESORB BOX PLATE 4 HOLES-STERILE | CMF | EA
04503812S | 10887587023175 | TI MATRIXMIDFACE PREFORMED ORBITAL PLATE LARGE/RIGHT-STER | CMF | EA
401295E | 10887587046600 | 2.0MM TI LCKNG SCREW SLF-TPNG W/PLUSDRIVE(TM) RECESS 10MM | CMF | EA
288005 | 10887587029276 | MAXILLARY DISTRACTOR 25MM SHORT | CMF | EA
03503072 | 10887587011882 | MATRIXMANDIBLE/THORAX SCRWDRVR BLADE SELF RETAINING-LONG | CMF | EA
447155 | 10887587053110 | 2.0MM TI 90 DEG L-PLATE 17MM 2 X 2 HOLES-LOW PROFILE-LEFT | CMF | EA
SD420410 | 10887587073248 | PSI SD420.410 TITANIUM IMPLANT | CMF | EA
0431576801 | 10887587072319 | 1.7MM TI RAISED HEAD EMERG SCR SELF-TAPPING/PLUSDRIVE®/8MM | CMF | EA
04503789 | 10887587023090 | TI MATRIXMANDIBLE DOUBLE ANGLE RECON PLATE/1.5MM THICK/LARGE | CMF | EA
68590104 | 10887587059532 | NANO INSTRUMENT MODULE ID TAG MATRIXMANDIBLE | CMF | EA
03501704 | 10887587011370 | THREADED REDUCTION TOOL FOR MATRIXRIB/AO QC | CMF | EA
03505212 | 10887587013961 | CENTER DRIVE SCREWDRIVER BLADE HEX COUPLING/SMALL | CMF | EA
401510 | 20887587047130 | 2.4MM TI CORTEX SCREW SELF-TAPPING 10MM | CMF | EA
0450360820 | 20887587021918 | 2.0MM TI MATRIXMANDIBLE LOCKING SCREW SLF-TPNG 8MM | CMF | EA
493105 | 10887587056210 | 26 GAUGE (0.4MM DIAMETER) TI WIRE WITH BARB AND NEEDLE | CMF | EA
449026 | 10887587054018 | 2.0MM TI BROAD PLATE 6 HOLES/42MM | CMF | EA
447564 | 10887587053769 | 2.0MM TI Z-PLATE/LONG RIGHT | CMF | EA
397208 | 10887587041162 | CANNULA AND OBTURATOR FOR BASIC TROCAR SYSTEM | CMF | EA
304766 | 10887587032726 | SPECIALTY PLATES INSERT TRAY | CMF | EA
400735 | 20887587044917 | 1.5MM TI MF CORTEX SCREW SELF-TAPPING W/FLUTES 5MM | CMF | EA
80600602S | 20887587061846 | 2.0MM RAPID RESORBABLE CORTEX SCREW 6MM-STERILE | CMF | EA
0451120801 | 10887587023472 | 1.85MM TI MATRIX SCREW SELF-TAPPING/8MM | CMF | EA
68590132 | 10887587059723 | NANO INSERT TRAY ID TAG / DRILL BITS | CMF | EA
03503472 | 10887587012964 | MATRIXMANDIBLE 2.4MM DRILL BIT J-LATCH/145MM | CMF | EA
314491 | 10887587037486 | 1.3MM CRUCIFORM SCRWDRVR BLADE W/SPRING HOLDING SLV-HXC | CMF | EA
03315010 | 10887587010236 | 0.76MM DRILL BIT/STRYKER J-LATCH/14MM STOP/75MM | CMF | EA
SD398700 | 10887587078373 | HINGED RIB PLATE FORCEPS | CMF | EA
0431574405 | 20887587072262 | 1.3MM TI RAISED HEAD SCREW SELF-DRILLING/PLUSDRIVE®/4MM | CMF | EA
04503701 | 10887587022529 | MATRIXMANDIBLE MINI PL-TENSION BAND NRW/2X2H/MALLEABLE/1.0MM | CMF | EA
201928 | 20887587028634 | 2.0MM IMF SCREW SELF-DRILLING 8MM | CMF | EA
447527 | 10887587053615 | 2.0MM TI L-PLATE-MALLEABLE 3 X 4 HOLES-LEFT | CMF | EA
201512 | 10887587028552 | 2.4MM CORTEX SCREW SELF-TAPPING 12MM | CMF | EA
04315321 | 10887587015880 | 1.5MM ELV MESH FOOT B-TYPE 5.5MM OFFSET | CMF | EA
401954E | 10887587048192 | 2.0MM TI CORTEX SCREW COARSE PITCH SELF-TAPPING 24MM | CMF | EA
85142101S | 10887587063713 | 1.5MM RAPID RESORBABLE STRUT PLATE 2 HOLESX18 HOLES-STERILE | CMF | EA
446042 | 10887587051307 | 1.5MM TI PRE-BENT MAXILLARY PLATE/3MM ADVANCEMENT-RIGHT | CMF | EA
313936 | 10887587037097 | 1.5/2.0MM CRUCFRM SCRWDRVR BLD LONG/SLF-RETAIN/HEX COUPLING | CMF | EA
421104 | 10887587050270 | 1.3MM TI MESH SCREEN 30X40X.2MM | CMF | EA
44753 | 10887587053622 | 2.0MM TI OBLIQUE L-PLATE 3 X 4 HOLES-RIGHT | CMF | EA
447212 | 10887587053264 | 2.0MM TI MLP ANGLE COMPRESSION PLATE-INTERMEDIATE 8 HOLES | CMF | EA
03505084 | 10887587013664 | Ø1.8MM DRILL BIT W/12MM STOP 19MM F/90° SCRWDRVR MTRXMANDBL | CMF | EA
400465E | 10887587043371 | 1.2MM TI EMERGENCY SCREW WITH PLUSDRIVE(TM) RECESS 5MM | CMF | EA
SD800443 | 10887587065144 | PSI SD800.443 PEEK IMPLANT | CMF | EA
387422 | 10887587040769 | LINEAR ACTIVATION INSTRUMENT FOR MULTI-VECTOR DISTRACTOR | CMF | EA
400836E | 10887587045481 | TI LOW PROFILE NEURO SCREW SELF-DRILLING 6MM | CMF | EA
390128 | 10887587040936 | TI SLF-DRLG MOUNTING PIN 50MM F/EXTERNAL MIDFACE DISTRACTOR | CMF | EA
400602 | 20887587044115 | 1.2MM TI EMERGENCY SCREW W/FLUTED TIP 2MM | CMF | EA
397312 | 10887587041476 | 2.0MM PLATE HOLDER | CMF | EA
0450397401 | 10887587076157 | 1.7MM TI MATRIXMIDFACE EMERGENCY SCREW 4MM | CMF | EA
0450323401 | 10887587019260 | TI MATRIXMIDFACE EMERGENCY SCREW 4MM | CMF | EA
420070 | 10887587049052 | 1.0MM TI MESH SCREEN 100MM X 100MM | CMF | EA
397262 | 10887587041346 | 1.8MM DRILL GUIDE | CMF | EA
446020 | 10887587051185 | 1.5MM TI CRANIAL STRAIGHT PLATE 2 HOLES | CMF | EA
401596 | 20887587047635 | 2.0MM TI TENSION BAND SCREW SELF-TAPPING 6MM | CMF | EA
306740 | 10887587034324 | SMALL PLATE MODULE FOR MATRIXMANDIBLE SYSTEM | CMF | EA
SD420415 | 10887587074672 | PSI SD420.415 TITANIUM IMPLANT | CMF | EA
447157 | 10887587053134 | 2.0MM TI 90 DEG L-PLATE 19MM 2 X 2 HOLES-LOW PROFILE-LEFT | CMF | EA
400508E | 10887587044002 | 1.0MM TI MF CORTEX SCREW SELF-TAPPING WITH FLUTES 8MM | CMF | EA
329527 | 10887587039572 | BENDING TEMPLATE FOR 2.0MM MLP 12 HOLES-INTERMEDIATE | CMF | EA
03511252 | 10887587014302 | MATRIX 1.4MM DRILL BIT J-LATCH/12MM STOP/44.5MM | CMF | EA
288038 | 10887587029399 | ANTERIOR FOOT F/MAXILLARY DSTR MAXILLA RIGHT/SPLINT LEFT/6MM | CMF | EA
80604802S | 20887587061914 | 2.5MM RAPID RESORBABLE EMERGENCY SCREW 8MM-STERILE | CMF | EA
0450320305 | 20887587018734 | TI MATRIXMIDFACE SCREW SELF-TAPPING 3MM | CMF | EA
SD03503203 | 10887587073125 | CRUCIFORM BLADE SELF-RETAIN HEX COUPLING | CMF | EA
0450364605 | 20887587022298 | 2.4MM TI MATRIXMANDIBLE LOCKING SCREW SLF-TPNG 16MM | CMF | EA
SD449514B | 10887587004860 | TI PSPC MATRIXMANDIBLE DOUBLE RECON PLATE LRG/2.5MM THICK | CMF | EA
497698 | 20887587056729 | 3.0MM TI LOCKING SCREW 24MM F/LOCKING RECONSTRUCTION PLATE | CMF | EA
447516 | 10887587053554 | 2.0MM TI L-PLATE-MALLEABLE 2 X 3 HOLES-LEFT | CMF | EA
314693 | 10887587037745 | 2.0MM CRUCIFORM SCRWDRVR BLADE SLF-RETAIN HXC F/RESORB SCREW | CMF | EA
04503150S | 10887587018676 | TI MATRIXNEURO RECON MESH 100MM DIA/GOLD-STERILE | CMF | EA
401532E | 10887587047362 | 2.4MM TI CORTEX SCREW SELF-TAPPING 32MM | CMF | EA
401948E | 10887587048130 | 2.0MM TI CORTEX SCREW COARSE PITCH SELF-TAPPING 18MM | CMF | EA
04511423 | 10887587024394 | TI MATRIX SAGITTAL SPLIT PLATE STRAIGHT/4 HOLES/10MM BAR | CMF | EA
413594 | 20887587048960 | 3.0MM TI LOCKING SCREW 24MM FOR STERNAL LOCKING PLATES | CMF | EA
447304 | 10887587053318 | 2.0MM TI MLP PRE-BENT TENSION BAND PLATE-MINI 4 HOLES-RIGHT | CMF | EA
03503477 | 10887587012988 | MATRIXMANDIBLE 1.8MM DRILL BIT J-LATCH FOR 03.503.045/.047 | CMF | EA
SD449510B | 10887587004747 | TI PSPC MATRIXMANDIBLE 7X23H ANGLE RECON PL/LEFT/2.5MM | CMF | EA
0431580805 | 20887587072309 | 2.0MM TI RAISED HEAD EMERG SCR PLUSDRIVE®/8MM | CMF | EA
313923 | 10887587037011 | 1.5/2.0MM SCREWDRIVER BLADE SLF-RETAINING/WEDGE/LONG | CMF | EA
447049 | 10887587052595 | 2.0MM TI MINI LOCKING PLATE 6 HOLES/NARROW | CMF | EA
04503397 | 10887587020402 | TI MATRIXMIDFACE ORBITAL RIM PLATE/12 HOLES/0.8MM THICK | CMF | EA
04315513 | 10887587016306 | 1.3MM CLOVERLEAF FOOT C-TYPE FOR CMF DISTRACTOR | CMF | EA
304739 | 10887587032481 | UNIVERSAL INSTRUMENT TRAY LID-LARGE | CMF | EA
401598E | 10887587047669 | 2.0MM TI TENSION BAND SCREW SELF-TAPPING 8MM | CMF | EA
401516E | 10887587047201 | 2.4MM TI CORTEX SCREW SELF-TAPPING 16MM | CMF | EA
04503395 | 10887587020389 | TI MATRIXMIDFACE OBLIQUE L-PL 4X6 HOLES-RIGHT/0.8MM THICK | CMF | EA
0450321020 | 20887587018895 | TI MATRIXMIDFACE SCREW SELF-TAPPING 10MM | CMF | EA
0450342401 | 10887587075853 | 2.4MM TI MATRIXMANDIBLE SCREW SELF-TAPPING 22MM | CMF | EA
04501009 | 10887587017082 | TI MATRIXRIB UNIVERSAL PLATE 8 HOLES | CMF | EA
0450320601 | 10887587018812 | TI MATRIXMIDFACE SCREW SELF-TAPPING 6MM | CMF | EA
03501055 | 10887587010724 | 5.5MM DRILL GUIDE FOR MATRIXRIB IM SPLINTS | CMF | EA
400466 | 20887587043385 | 1.2MM TI EMERGENCY SCREW WITH PLUSDRIVE(TM) RECESS 6MM | CMF | EA
329632 | 10887587039671 | BENDING TEMPLATE FOR 1.5MM RESORB ORBITAL FLOOR PL 24MM | CMF | EA
446053 | 10887587051444 | 1.5MM TI CONTOURABLE MESH PLATE/RIGID/30MM DIA | CMF | EA
SD03503306 | 10887587078199 | Ø1.4MM DRILL W/ STOP L6MM MINI-QUICK COUPLING | CMF | EA
497672E | 10887587056418 | 2.4MM TI LOCKING SCREW 12MM F/LOCKING RECONSTRUCTION PLATE | CMF | EA
310805 | 10887587035512 | COUNTERSINK W/CENTERING PINS FOR 2.4MM SCREWS/HEX COUPLING | CMF | EA
449636 | 10887587054506 | TI LOCKING RECONSTRUCTION PL W/DOUBLE ANGLE 4X20X4 HOLES | CMF | EA
SD800556 | 10887587066158 | PSI SD800.556 PEEK IMPLANT | CMF | EA
400506 | 20887587043958 | 1.0MM TI MF CORTEX SCREW SELF-TAPPING W/FLUTES 6MM | CMF | EA
446101 | 10887587051598 | 1.5MM TI ADAPTION PLATE 20 HOLES/90MM-LOW PROFILE | CMF | EA
03501222 | 10887587011004 | 1.8MM DRILL BIT STRYKER J-LATCH/22MM STOP/88MM | CMF | EA
306521 | 10887587033518 | LID FOR COMPACT IMPLANT MODULE MATRIXNEURO SYSTEM | CMF | EA
68590125 | 10887587059686 | NANO IMPLANT MODULE ID TAG TRANSBUCCAL | CMF | EA
31105801S | 10887587035833 | TAP F/2.0MM RESORB CORTEX SCR F/1.5MM PL/(SLF-DRLG) 8MM-STER | CMF | EA
SD800436 | 10887587065083 | PSI SD800.436 PEEK IMPLANT | CMF | EA
400456E | 10887587043296 | 1.3MM TI CRTX SCREW SLF-DRLG W/PLUSDRIVE(TM) RECESS 6MM | CMF | EA
401049 | 20887587045907 | 2.0MM TI CRTX SCR COARSE PITCH SLF-TPNG W/PLUSDRIVE(TM) 18MM | CMF | EA
60501001 | 10887587057514 | GRAPHIC CASE WITH LID FOR MATRIXRIB FIXATION SYSTEM | CMF | EA
420304 | 10887587049137 | 1.0MM TI ORBITAL MESH PLATE 0.4MM THICK | CMF | EA
0450344605 | 20887587020980 | 2.4MM TI MATRIXMANDIBLE SCREW SELF-TAPPING 16MM | CMF | EA
400453 | 20887587043187 | 1.3MM TI CRTX SCREW SLF-DRLG W/PLUSDRIVE(TM) RECESS 3MM | CMF | EA
39741 | 10887587041544 | 2.0MM TROCAR WITH HANDLE & OBTURATOR | CMF | EA
04503730 | 10887587022789 | TI MATRIXMANDIBLE 20H PLATE 2.0MM THICK | CMF | EA
0450324405 | 20887587019465 | TI MATRIXMIDFACE EMERGENCY SCREW 14MM | CMF | EA
400748E | 10887587045122 | 1.5MM TI MF CORTEX SCREW SELF-TAPPING WITH FLUTES 18MM | CMF | EA
447562 | 10887587053745 | 2.0MM TI Z-PLATE/SHORT RIGHT | CMF | EA
44681 | 10887587052182 | 1.5MM TI X-PLATE 4 HOLES | CMF | EA
60503030 | 10887587057804 | 2.0MM BOX INSERT BONE FIXATION SYSTEM | CMF | EA
04315512 | 10887587016290 | 1.3MM CLOVERLEAF FOOT B-TYPE FOR CMF DISTRACTOR | CMF | EA
04503077 | 10887587018096 | TI MATRIXNEURO CURVED STRUT PLATE/2 X 4 HOLE | CMF | EA
04503221 | 10887587076027 | TI MATRIXMIDFACE ADAPTION PL 8 HOLES 0.5MM FOR 1.3MM SCREW | CMF | EA
04503734 | 10887587022826 | TI MATRIXMANDIBLE DOUBLE ANGLE RECON PL SMALL 2.0MM THICK | CMF | EA
400044E | 10887587042091 | 1.5MM TI CORTEX SCR SLF-TPNG WITH PLUSDRIVE(TM) RECESS 14MM | CMF | EA
68590083 | 10887587059402 | NANO MATRIXMANDIBLE 2.0/2.4MM SCR Ø INSERT TRAY ID TAG | CMF | EA
04501318 | 10887587077086 | MATRIXSTERNUM X-PLATE SMALL/8 HOLES | CMF | EA
04503831 | 10887587023199 | TI MATRIXMANDIBLE SUBCONDYLAR PLATE LAMBDA/LEFT/1.0MM THICK | CMF | EA
306797 | 10887587034782 | SCREW PART NUMBER INSERT FOR 497.668-497.678 | CMF | EA
85202001S | 10887587064277 | 2.0MM RAPID RESORB ADAPTION PLATE 20 HOLES-STERILE | CMF | EA
446048 | 10887587051369 | 1.5MM TI PRE-BENT MAXILLARY PLATE/9MM ADVANCEMENT-RIGHT | CMF | EA
400791 | 20887587045273 | 2.0MM TI EMERGENCY SCREW W/FLUTED TIP 11MM | CMF | EA
04511445 | 10887587024424 | TI MATRIX SAGITTAL SPLIT PLATE WITH ADJUSTABLE SLIDER/40MM | CMF | EA
04503396 | 10887587020396 | TI MATRIXMIDFACE ADAPTION PLATE/20 HOLES/0.8MM THICK | CMF | EA
401568 | 20887587047598 | 2.7MM TI EMERGENCY SCREW 18MM | CMF | EA
0450125001 | 10887587073439 | 2.7MM TI MATRIXRIB NON-LCKNG SCREW SELF-DRILLING/10MM | CMF | EA
460036 | 10887587055121 | TI STERNAL LOCKING STAR PLATE- 12 HOLES | CMF | EA
400855E | 10887587045627 | TI LOW PROFILE NEURO EMERGENCY SCREW SELF-TAPPING 5MM | CMF | EA
397442 | 10887587041605 | 2.4MM THRDD DRILL GUIDE/SHORT F/LOCKING RECONSTRUCTION PLATE | CMF | EA
421541 | 10887587050812 | TI LOW PROF NEURO CONTOUR MESH 70MM DIAMETER/0.4MM MALLEABLE | CMF | EA
0431580405 | 20887587072101 | 2.0MM TI RAISED HEAD EMERG SCR PLUSDRIVE®/4MM | CMF | EA
446795 | 10887587052120 | 1.5MM TI OBLIQUE L-PLATE/LONG 2 X 2 HOLES-LEFT | CMF | EA
SD420446 | 10887587073255 | PSI SD420.446 TITANIUM IMPLANT | CMF | EA
0450354601 | 10887587021522 | 2.0MM TI MATRIXMANDIBLE SCREW SELF-DRILLING/LOCKING/6MM | CMF | EA
400040 | 20887587042012 | 1.5MM TI CORTEX SCR SLF-TPNG WITH PLUSDRIVE(TM) RECESS 10MM | CMF | EA
SD800533 | 10887587065922 | PSI SD800.533 PEEK IMPLANT | CMF | EA
31106001S | 10887587035840 | TAP F/1.5MM RESORBABLE CORTEX SCR/(SLF-DRLG) 4MM HXC-STERILE | CMF | EA
401160 | 20887587046294 | 2.0MM TI MF CORTEX SCREW SELF-TAPPING W/FLUTES 10MM | CMF | EA
34738 | 10887587040028 | BENDING TEMPLATE FOR 2.0MM TI BROAD HOLE ADAPTION PLATE | CMF | EA
03503476 | 10887587012971 | MATRIXMANDIBLE 1.5MM DRILL BIT J-LATCH FOR 03.503.045/.047 | CMF | EA
SD397207 | 10887587002873 | CANNULA AND OBTURATOR FOR BASIC TROCAR SYSTEM - 73MM | CMF | EA
0450360520 | 20887587021819 | 2.0MM TI MATRIXMANDIBLE LOCKING SCREW SLF-TPNG 5MM | CMF | EA
03503203 | 10887587012520 | MATRIXMIDFACE SCREWDRIVER BLD HEX COUPLING/SELF-RETAIN/96MM | CMF | EA
03500100 | 10887587010496 | BENDING TEMPLATE F/CURVILINEAR DISTRACTOR R100/RIGHT | CMF | EA
SD03501704 | 10887587074306 | RIB PLATE REDUCTION ROD 10MM | CMF | EA
449649 | 10887587054582 | TI LOCKING RECON PLATE WITH CONDYLAR HEAD/5X20 HOLES/LEFT | CMF | EA
329461 | 10887587039466 | BENDING TEMPLATE FOR 2.0MM RESORBABLE ORBITAL RIM PLATE | CMF | EA
SD800538 | 10887587065977 | PSI SD800.538 PEEK IMPLANT | CMF | EA
03503140 | 10887587012162 | MATRIXMIDFACE 1.25MM DRILL BIT MQC/10MM STOP/44.5MM | CMF | EA
304797 | 10887587032986 | TI MIDFACE DISTRACTOR MODULE CASE | CMF | EA
460010 | 10887587054841 | TI CRANIAL FLAP TUBE CLAMP TEXTURED 22MM DIA | CMF | EA
80560302S | 20887587061617 | 1.5MM RAPID RESORBABLE CORTEX SCREW 3MM-STERILE | CMF | EA
386901 | 10887587040400 | PL HOLDING TIP F/ARTICULATING PLATE INTRODUCER (386.900) | CMF | EA
SD347968 | 10887587002682 | NEEDLE NOSE PLATE BENDER LONG HANDLE | CMF | EA
SD386902 | 10887587078571 | Ø1.9 FRAGMENT MANIPULATOR WITH HEX COUPLING | CMF | EA
SD449504A | 10887587004570 | PSPC MATRIXMANDIBLE 7X23H ANGL RECON PL/R/2.0MM THK W/MXLLA | CMF | EA
SD420436 | 10887587073217 | PSI SD420.436 TITANIUM IMPLANT | CMF | EA
421520 | 10887587050539 | TI LOW PROFILE NEURO ADAPTION PLATE 20 HOLES | CMF | EA
04307111 | 10887587015323 | TI MAXILLARY ROD TALL OFFSET 110MM | CMF | EA
44653 | 10887587051871 | 1.5MM TI OBLIQUE L-PLATE 3 X 4 HOLES-RIGHT | CMF | EA
449017 | 10887587053950 | 2.0MM TI STRUT PLATE 25MM X 15MM/6 HOLES | CMF | EA
0450364220 | 20887587022243 | 2.4MM TI MATRIXMANDIBLE LOCKING SCREW SLF-TPNG 12MM | CMF | EA
03503066 | 10887587011820 | MATRIXMANDIBLE SCRWDRVR BLADE SHORT/NON SELF-RETAINING | CMF | EA
SD300006 | 10887587001517 | DEPTH GAUGE MATRIX MANDIBLE | CMF | EA
SD800454 | 10887587065250 | PSI SD800.454 PEEK IMPLANT | CMF | EA
03503244 | 10887587012568 | MATRIX 1.1MM DRILL BIT J-LATCH/4MM STOP/44.5MM | CMF | EA
03500014 | 10887587010342 | CUTTING INSTRUMENT FOR DISTRACTION FOOTPLATES | CMF | EA
314402 | 10887587037257 | ACTIVATION INSTRUMENT FOR MIDFACE/SINGLE VECTOR DSTRS | CMF | EA
04501338 | 10887587077215 | MATRIXSTERNUM PI PLATE 8 HOLES | CMF | EA
0451121205 | 20887587023523 | 1.85MM TI MATRIX SCREW/COARSE PITCH/SELF-TAPPING/12MM | CMF | EA
400746 | 20887587045099 | 1.5MM TI MF CORTEX SCREW SELF-TAPPING W/FLUTES 16MM | CMF | EA
0450355401 | 10887587021614 | 2.0MM TI MATRIXMANDIBLE SCREW FINE PITCH / 4MM | CMF | EA
304115 | 20887587030361 | SCREW LENGTH MARKER-15MM | CMF | EA
304733 | 10887587032429 | STANDARD SCREWDRIVER TRAY INSERT FOR MMFS | CMF | EA
03511310 | 10887587014364 | MATRIX 1.4MM DRILL BIT J-LATCH/80MM | CMF | EA
0450366820 | 20887587022366 | 2.9MM TI MATRIXMANDIBLE LOCKING SCREW SLF-TPNG 8MM | CMF | EA
SD800549 | 10887587066080 | PSI SD800.549 PEEK IMPLANT | CMF | EA
401316 | 20887587046874 | 2.4MM TI EMERGENCY SCREW 16MM | CMF | EA
SD300013 | 10887587001555 | RETRACTOR HOOK MALLEABLE/LARGE | CMF | EA
400996 | 10887587045658 | TI WIRE FIXATION SCREW SELF-DRILLING 15MM | CMF | EA
85252001S | 10887587064369 | 2.0MM RAPID RESORBABLE MESH 48MMX48MMX1.2MM-STERILE | CMF | EA
400789E | 10887587045245 | 2.0MM TI EMERGENCY SCREW W/FLUTED TIP 9MM | CMF | EA
421534S | 10887587050683 | LOW PROF NEURO CONTOURABLE TI MESH/RIGID/100MMX100MM-STERILE | CMF | EA
0450324005 | 20887587019397 | TI MATRIXMIDFACE EMERGENCY SCREW 10MM | CMF | EA
304105 | 20887587030194 | SCREW LENGTH MARKER-5MM | CMF | EA
68590082 | 10887587059396 | NANO MATRIXORTHOGNATHIC 1.85/ 2.1MM SCR Ø INSERT TRAY ID TAG | CMF | EA
447152 | 10887587053080 | 2.0MM TI STRAIGHT PLATE 4 HOLES/24MM | CMF | EA
0450344205 | 20887587020928 | 2.4MM TI MATRIXMANDIBLE SCREW SELF-TAPPING 12MM | CMF | EA
85242101S | 10887587064352 | 2.0MM RAPID RESORBABLE STRUT PLATE 2 HOLESX18 HOLES-STERILE | CMF | EA
34622 | 10887587039930 | BENDING TEMPLATE FOR 1.5MM TI ORBITAL RIM PLATES | CMF | EA
421081 | 10887587050119 | 1.3MM TI X-PLATE 4 HOLES | CMF | EA
400505 | 20887587043934 | 1.0MM TI MF CORTEX SCREW SELF-TAPPING W/FLUTES 5MM | CMF | EA
0450324220 | 20887587019434 | TI MATRIXMIDFACE EMERGENCY SCREW 12MM | CMF | EA
04503314 | 10887587019673 | TI MATRIXMIDFACE ADAPTION PLATE/6 HOLES/0.4MM THICK | CMF | EA
314688 | 10887587037721 | 2.0MM STARDRIVE SCRWDRVR BLADE W/SPRG HLDG SLV SHORT/79MM HX | CMF | EA
68590027 | 10887587059204 | NANO INSERT TRAY ID TAG / 2.0MM THICK PLATES | CMF | EA
03511370 | 10887587014562 | BENDING TEMPLATE FOR TI MATRIX CURVED SAGITTAL SPLIT PL/8MM | CMF | EA
400701 | 10887587044880 | 1.5MM TI BROW LIFT SCREW/14MM SELF-TAPPING | CMF | EA
487973 | 10887587055879 | TI MULTI VECTOR DISTRACTOR ARM 55MM | CMF | EA
400436 | 20887587042944 | 1.3MM TI CRTX SCREW SLF-TPNG W/PLUSDRIVE(TM) RECESS 6MM | CMF | EA
400488 | 20887587043682 | 1.7MM TI EMERGENCY SCREW WITH PLUSDRIVE(TM) RECESS 8MM | CMF | EA
03505087 | 10887587013695 | 1.8MM DIA DRILL BIT 18MM STOP LGTH 25MM FOR 90° SCREWDRIVER | CMF | EA
04503751 | 10887587022932 | MATRIXMANDIBLE MINI PL-TENSION BAND BRD/2X3H/MALLEABLE/1.0MM | CMF | EA
0451122505 | 20887587023622 | 1.85MM TI MATRIX SCREW SELF-DRILLING/5MM | CMF | EA
447318 | 10887587053394 | 2.0MM TI MLP L-PLATE/RIGHT MINI/MALLEABLE | CMF | EA
347986 | 10887587040158 | PLATE HOLDING INSTRUMENT FOR 1.0MM AND 1.3MM PLATES | CMF | EA
SD317070 | 10887587002422 | 1.5MM DRILL BIT STRYKER J-LATCH/20MM STOP/60MM | CMF | EA
SD420531 | 10887587075051 | PSI SD420.531 TITANIUM IMPLANT | CMF | EA
306502 | 10887587033440 | MATRIXNEURO INSTRUMENT MODULE | CMF | EA
SD800545 | 10887587066042 | PSI SD800.545 PEEK IMPLANT | CMF | EA
306791 | 10887587034720 | SCREW PART NUMBER INSERT FOR 401.291-401.299 | CMF | EA
32917 | 10887587039244 | BENDING PLIERS FOR 2.0MM & 2.4MM PLATES, LOCKING | CMF | EA
0450111601 | 10887587017426 | 3.0MM TI STERNAL LCKNG SCREW SELF-DRILLING/16MM | CMF | EA
03511364 | 10887587014500 | BENDING TEMPLATE FOR TI MATRIX REVERSIBLE OBLIQUE L-PL/MED | CMF | EA
421517 | 10887587050508 | TI LOW PROFILE NEURO DOUBLE Y-PLATE 6 HOLES 21MM | CMF | EA
60501124 | 10887587074191 | MATRIXRIB SELF-DRILLING SCREW MODULE/ STACKABLE GRAPHIC CASE | CMF | EA
401598 | 20887587047659 | 2.0MM TI TENSION BAND SCREW SELF-TAPPING 8MM | CMF | EA
60503901 | 10887587057903 | LID FOR MATRIXMANDIBLE PREFORMED RECON MODULE | CMF | EA
497668 | 20887587056361 | 2.4MM TI LOCKING SCREW 8MM F/LOCKING RECONSTRUCTION PLATE | CMF | EA
306789 | 10887587034713 | INSERT TRAY FOR SUBCONDYLAR PLATES FOR MATRIXMANDIBLE | CMF | EA
0450125201 | 10887587073446 | 2.7MM TI MATRIXRIB NON-LCKNG SCREW SELF-DRILLING/12MM | CMF | EA
400623 | 20887587044351 | 1.3MM TI MF CORTEX SCREW SELF-TAPPING W/FLUTES 3MM | CMF | EA
304089 | 10887587030067 | AB DISTRACTOR BODY MODULE FOR CMF DISTRACTOR | CMF | EA
04503707 | 10887587022581 | TI MATRIXMANDIBLE 4 HOLE BOX PL MALLEABLE 1.0MM THICK | CMF | EA
0450382405 | 20887587069491 | MATRIXWAVE MMF TI 1.85MM SCREW SELF-DRILLING/6MM LENGTH | CMF | EA
04511301 | 10887587023854 | TI MATRIX 90 DEG L-PL/2X2 H SHORT/REVERSIBLE/0.5MM THICK | CMF | EA
0451124605 | 20887587023820 | 2.1MM TI MATRIX SCREW/COARSE PITCH/SELF-TAPPING/16MM | CMF | EA
400661 | 20887587044788 | 1.7MM TI EMERGENCY SCREW W/FLUTED TIP 11MM | CMF | EA
497690E | 10887587056579 | 3.0MM TI LOCKING SCREW 8MM F/LOCKING RECONSTRUCTION PLATE | CMF | EA
31104401S | 10887587035789 | TAP F/2.5MM RESORBABLE EMERG SCREW/(SLF-DRLG) 4MM-STERILE | CMF | EA
401295 | 20887587046591 | 2.0MM TI LCKNG SCREW SLF-TPNG W/PLUSDRIVE(TM) RECESS 10MM | CMF | EA
304738 | 20887587032471 | CORNER POSTS FOR MMFS UPGRADE | CMF | EA
329573 | 10887587039633 | BENDING TEMPLATE FOR 2.0MM MLP COMPRESSION 4/6/8 HOLES | CMF | EA
SD800452 | 10887587065236 | PSI SD800.452 PEEK IMPLANT | CMF | EA
400833E | 10887587045399 | TI LOW PROFILE NEURO SCREW SELF-DRILLING 3MM | CMF | EA
413586 | 20887587048885 | 3.0MM TI LOCKING SCREW 16MM F/STERNAL LOCKING PLATES | CMF | EA
400611E | 10887587044309 | 1.2MM TI EMERGENCY SCREW WITH FLUTED TIP 11MM | CMF | EA
SD420519 | 10887587075273 | PSI SD420.519 TITANIUM IMPLANT | CMF | EA
401309 | 20887587046775 | 2.4MM TI EMERGENCY SCREW 9MM | CMF | EA
44781 | 10887587053875 | 2.0MM TI X-PLATE 4 HOLES | CMF | EA
400405E | 10887587042664 | 1.0MM TI CRTX SCREW SLF-TPNG W/PLUSDRIVE(TM) RECESS 5MM | CMF | EA
313822 | 10887587036786 | 1.3MM SCREWDRIVER BLADE SLF-RETAIN/STARDRIVE(TM)/SHORT | CMF | EA
0431581001 | 10887587072548 | 2.0MM TI RAISED HEAD EMERG SCR SELF-TAPPING/PLUSDRIVE®/10MM | CMF | EA
0450344001 | 10887587020884 | 2.4MM TI MATRIXMANDIBLE SCREW SELF-TAPPING 10MM | CMF | EA
04503354 | 10887587020020 | TI MATRIXMIDFACE OBLIQUE L-PL 2X3 HOLES-RIGHT/0.7MM THICK | CMF | EA
03501518 | 10887587011233 | 1.8MM DRILL BIT HEX COUPLING WITH 18MM STOP/82MM | CMF | EA
401318E | 10887587046907 | 2.4MM TI EMERGENCY SCREW 18MM | CMF | EA
03503167 | 10887587012308 | MATRIXMANDIBLE BENDNG TEMPLATE F/1.25MM THICK ADAPTION PLATE | CMF | EA
446049 | 10887587051376 | 1.5MM TI PRE-BENT MAXILLARY PLATE/9MM ADVANCEMENT-LEFT | CMF | EA
0431579201 | 10887587072425 | 1.5MM TI RAISED HEAD SCREW SELF-TAPPING/PLUSDRIVE®/12MM | CMF | EA
401506E | 10887587047102 | 2.4MM TI CORTEX SCREW SELF-TAPPING 6MM | CMF | EA
690638 | 10887587060309 | AUXILIARY INSERT TRAY | CMF | EA
34781 | 10887587040080 | BENDING TEMPLATE FOR 2.0MM TI X-PLATE | CMF | EA
04503788 | 10887587023083 | TI MATRIXMANDIBLE DOUBLE ANGLE RECON PLATE/1.5MM THICK/MEDIU | CMF | EA
85154001S | 10887587063867 | 1.5MM RAPID RESORBABLE ORBITAL FLOOR PLATE 24MMX24MM-STERILE | CMF | EA
401309E | 10887587046785 | 2.4MM TI EMERGENCY SCREW 9MM | CMF | EA
401162E | 10887587046341 | 2.0MM TI MF CORTEX SCREW SELF-TAPPING WITH FLUTES 12MM | CMF | EA
449655 | 10887587054636 | TI LOCKING RECONSTRUCTION PLATE W/ANGLE/5X8 HOLES-RIGHT | CMF | EA
305814 | 10887587033198 | FINGER MAT INSERT F/RESORBABLE INSTRUMENT TRAYS | CMF | EA
44761 | 10887587053820 | 2.0MM TI Y-PLATE 1 X 3 HOLES | CMF | EA
306785 | 10887587034676 | INSERT TRAY F/2.0MM PLATES FOR MATRIXMANDIBLE SYSTEM | CMF | EA
31111001S | 10887587036175 | TAP F/1.5MM RESORBABLE SCREWS SLF-DRLG/ADJ LNGTH/HXC-STERILE | CMF | EA
401937E | 10887587047973 | 2.0MM TI CORTEX SCREW COARSE PITCH SELF-TAPPING 7MM | CMF | EA
401548E | 10887587047485 | 2.4MM TI CORTEX SCREW SELF-TAPPING 48MM | CMF | EA
304107 | 20887587030231 | SCREW LENGTH MARKER-7MM | CMF | EA
SD800519 | 10887587065786 | PSI SD800.519 PEEK IMPLANT | CMF | EA
SD420447 | 10887587074771 | PSI SD420.447 TITANIUM IMPLANT | CMF | EA
03501448 | 10887587077628 | MATRIXSTERNUM BENDING PLIERS | CMF | EA
400604E | 10887587044163 | 1.2MM TI EMERGENCY SCREW WITH FLUTED TIP 4MM | CMF | EA
SD800423 | 10887587064970 | PSI SD800.423 PEEK IMPLANT | CMF | EA
6160501S | 10887587058689 | CRANIOS REINFORCED ROTARY MIX 5CC-STERILE | CMF | EA
401297 | 20887587046638 | 2.0MM TI LCKNG SCREW SLF-TPNG W/PLUSDRIVE(TM) RECESS 14MM | CMF | EA
304708 | 10887587032115 | IMF SCREW MODULE | CMF | EA
421080 | 10887587050102 | 1.3MM TI STRUT PLATE 18 HOLES/43MM-5MM SPACING | CMF | EA
04503345 | 10887587019932 | TI MATRIXMIDFACE ADAPTION PLATE/8 HOLES/0.5MM THICK | CMF | EA
53055301S | 10887587057262 | RAPIDSORB IPS BATTERY PACK STERILE | CMF | EA
421543S | 10887587050867 | LOW PROF NEURO CONTOURABLE TI MESH/RIGID/30MM DIA-STERILE | CMF | EA
313847 | 10887587036892 | 2.0MM STARDRIVE(TM) SCRWDRVR BLD SLF-RETAIN SHORT/52MM HXC | CMF | EA
446646 | 10887587052007 | 1.5MM TI MAXILLARY T-PLATE 6.0MM OFFSET/3H SHAFT/5H HEAD | CMF | EA
03505217 | 10887587014012 | T4 TORX SCREWDRIVER BLADE HEX COUPLING | CMF | EA
400786E | 10887587045184 | 2.0MM TI EMERGENCY SCREW W/FLUTED TIP 6MM | CMF | EA
401062E | 10887587046037 | 2.0MM TI CORTEX SCREW SLF-DRLG W/PLUSDRIVE(TM) RECESS 5MM | CMF | EA
60501004 | 10887587057521 | SCREW MODULE MATRIXRIB FIXATION SYSTEM | CMF | EA
401795E | 10887587047775 | 2.4MM TI EMERGENCY SCREW WITH PLUSDRIVE(TM) RECESS 10MM | CMF | EA
304687 | 10887587031354 | MODULAR FIXATION SYSTEM INSTR TRAY LID - UNIVERSAL | CMF | EA
421040 | 10887587049816 | 1.3MM TI UNIVERSAL ORBITAL FLOOR PLATE | CMF | EA
03501070 | 10887587010786 | 5.5MM DRILL BIT W/STOP STRYKER J-LATCH/125MM | CMF | EA
304138 | 20887587030576 | SCREW LENGTH MARKER 38MM | CMF | EA
401594E | 10887587047621 | 2.0MM TI TENSION BAND SCREW SELF-TAPPING 4MM | CMF | EA
0450397601 | 10887587076171 | 1.7MM TI MATRIXMIDFACE EMERGENCY SCREW 6MM | CMF | EA
SD03503510 | 10887587077895 | 1.8MM DRILL BIT W/ 10MM STOP 50MM LONG/ J-LATCH COUPLING | CMF | EA
397416 | 10887587041551 | CANNULA & OBTURATOR REPLACEMENT FOR 397.41 | CMF | EA
04315053 | 10887587015507 | AB DISTRACTOR BODY END ACT. W/U-JOINT 15MM FOR CMF DSTR | CMF | EA
04500001 | 10887587016467 | TI MACHINE SCREW F/EXTERNAL MIDFACE DISTRACTOR | CMF | EA
31635 | 10887587037981 | 0.76MM DRILL BIT/MINI QC WITH 5MM STOP/19MM | CMF | EA
0450121901 | 10887587074382 | 2.7MM MATRIXRIB TI LCKNG SCREW SELF-DRILLING/19MM | CMF | EA
04500141 | 10887587016764 | 2.0MM CURVILINEAR DISTRACTOR R40/LEFT | CMF | EA
85226301S | 10887587064291 | 2.0MM RAPID RESORBABLE OBLIQUE L-PLATE 6H X 4H/LEFT-STERILE | CMF | EA
400474 | 20887587043521 | 1.2MM TI EMERGENCY SCREW WITH PLUSDRIVE(TM) RECESS 14MM | CMF | EA
0450102001 | 10887587017174 | 2.9MM TI MATRIXRIB LCKNG SCREW SELF-TAPPING/10MM | CMF | EA
44620 | 10887587051673 | 1.5MM TI ORBITAL RIM PLATE 10 HOLES | CMF | EA
0450323601 | 10887587019321 | TI MATRIXMIDFACE EMERGENCY SCREW 6MM | CMF | EA
60501110 | 10887587068619 | BASE FOR MATRIXRIB STACKABLE GRAPHIC CASE/GENERAL INSTR | CMF | EA
304110 | 20887587030286 | SCREW LENGTH MARKER-10MM | CMF | EA
401520E | 10887587047249 | 2.4MM TI CORTEX SCREW SELF-TAPPING 20MM | CMF | EA
690635 | 10887587060279 | SHORT-CUT PLATE CUTTERS INSERT TRAY | CMF | EA
3102198 | 10887587035055 | 2.0MM DRILL BIT/QC/125MM | CMF | EA
03503480 | 10887587013015 | MATRIXMANDIBLE 1.8MM DRILL BIT MQC/125MM F/03.503.045/047 | CMF | EA
0450354801 | 10887587021553 | 2.0MM TI MATRIXMANDIBLE SCREW SELF-DRILLING/LOCKING/8MM | CMF | EA
460107 | 10887587055312 | TI CRANIAL FLAP TUBE CLAMP TEXTURED 11MM DIA | CMF | EA
04503785 | 10887587023052 | TI MATRIXMANDIBLE ANGLE RECON PLATE/7X23H/1.5MM THICK/LEFT | CMF | EA
400275E | 10887587042343 | 2.0MM TI EMERGENCY SCREW WITH PLUSDRIVE(TM) RECESS 5MM | CMF | EA
0450363805 | 20887587022144 | 2.4MM TI MATRIXMANDIBLE LOCKING SCREW SLF-TPNG 8MM | CMF | EA
329147 | 10887587039213 | MANDIBLE PLATE BENDER/CUTTER WITH ROLLERS | CMF | EA
401510E | 10887587047140 | 2.4MM TI CORTEX SCREW SELF-TAPPING 10MM | CMF | EA
400612 | 20887587044313 | 1.2MM TI EMERGENCY SCREW W/FLUTED TIP 12MM | CMF | EA
SD800509 | 10887587065694 | PSI SD800.509 PEEK IMPLANT | CMF | EA
446796 | 10887587052137 | 1.5MM TI Z-PLATE/SHORT RIGHT | CMF | EA
0451124005 | 20887587023769 | 2.1MM TI MATRIX SCREW/COARSE PITCH/SELF-TAPPING/10MM | CMF | EA
03501606 | 10887587011271 | 2.2MM DRILL BIT W/6MM STOP AO QUICK COUPLING/135MM | CMF | EA
447119 | 10887587052953 | 2.0MM TI LARGE LOCKING PLATE 4 X 4 HOLES/ANGLED | CMF | EA
03503364 | 10887587012698 | BENDING TEMPLATE F/UNIVERSAL MEDIAL WALL PL/MATRIXMIDFACE | CMF | EA
SD800513 | 10887587065731 | PSI SD800.513 PEEK IMPLANT | CMF | EA
03503152 | 10887587012216 | MATRIXMIDFACE 1.25MM DRILL BIT MQC/8MM STOP/125MM | CMF | EA
SD03503516 | 10887587077925 | 1.8MM DRILL BIT W/ 16MM STOP 50MM LONG/ J-LATCH COUPLING | CMF | EA
0450346601 | 10887587021072 | 2.7MM TI MATRIXMANDIBLE EMERGENCY SCREW SLF-TPNG 6MM | CMF | EA
04511403 | 10887587024356 | TI MATRIX CURVED SAGITTAL SPLIT PLATE/6 HOLES/10MM BAR | CMF | EA
68590107 | 10887587059563 | NANO IMPLANT MODULE ID TAG MATRIXORTHOGNATHIC | CMF | EA
0431583201 | 10887587071855 | 2.0MM TI RAISED HEAD SCREW SELF-TAPPING/PLUSDRIVE®/12MM | CMF | EA
690601 | 10887587060033 | CRANIOFACIAL MODULAR FIXATION SYSTEM GRAPHIC CASE/2 MODULE | CMF | EA
04315412 | 10887587016177 | 2.0MM CLOVERLEAF FOOT B-TYPE FOR CMF DISTRACTOR | CMF | EA
03305024 | 10887587010007 | SCHANZ SCREW RAPID DRIVER FOR MANDIBLE EXTERNAL FIXATOR II | CMF | EA
401314E | 10887587046860 | 2.4MM TI EMERGENCY SCREW 14MM | CMF | EA
329317 | 10887587039275 | APPLICATION DEVICE FOR RESORBABLE CRANIAL CLAMP | CMF | EA
31618 | 10887587037851 | 0.76MM DRILL BIT/STRYKER J-LATCH/WITH 8MM STOP/44.5MM | CMF | EA
0450111201 | 10887587017365 | 3.0MM TI STERNAL LCKNG SCREW SELF-DRILLING/12MM | CMF | EA
SC40000601S | 10887587001357 | "SYNTHECEL® DURA REPAIR 2.5CM X 2.5CM(1\" X 1\")STERILE" | CMF | EA
04315511 | 10887587016283 | 1.3MM CLOVERLEAF FOOT A-TYPE FOR CMF DISTRACTOR | CMF | EA
44356 | 10887587051048 | 2.0MM TI MF DCP® PLATE 6 HOLES/32MM | CMF | EA
447215 | 10887587053271 | 2.0MM TI MLP CRESCENT PLATE- INTERMEDIATE 5 HOLES | CMF | EA
31081 | 10887587035529 | COUNTERSINK W/CENTERING PINS F/1.5MM, 2.0MM & 2.7MM SCREWS | CMF | EA
85242001S | 10887587064345 | 2.0MM RAPID RESORBABLE STRUT PLATE 2 HOLESX10 HOLES-STERILE | CMF | EA
SD420419 | 10887587073972 | PSI SD420.419 TITANIUM IMPLANT | CMF | EA
401796E | 10887587047805 | 2.4MM TI EMERGENCY SCREW WITH PLUSDRIVE(TM) RECESS 12MM | CMF | EA
304113 | 20887587030330 | SCREW LENGTH MARKER-13MM | CMF | EA
03503083 | 10887587011950 | MATRIXMIDFACE SCREWDRIVER BLD SELF-RETAINING F/90° SCRWDRVR | CMF | EA
31110001S | 10887587036144 | TAP F/1.5MM RESORBABLE SCREWS SLF-DRLG/ADJ LNGTH/MQC-STERILE | CMF | EA
329576 | 10887587039664 | BENDING TEMPLATE FOR 2.0MM MLP 6X24X6 HOLES DOUBLE ANGLE | CMF | EA
446783 | 10887587052021 | 1.5MM TI OBLIQUE L-PLATE/SHORT MALLEABLE 2 X 2 HOLES-LEFT | CMF | EA
03503508 | 10887587013053 | MATRIXMANDIBLE 1.5MM DRILL BIT MQC W/8MM STOP/50MM | CMF | EA
31774 | 10887587038681 | 1.5MM DRILL BIT/MINI QC WITH 4MM STOP/44.5MM | CMF | EA
447404 | 10887587053424 | 2.0MM TI MLP DOUBLE ANGLE PLATE-LARGE 4 X 20 X 4 HOLES | CMF | EA
SD420541 | 10887587067742 | PSI SD420.541 TITANIUM IMPLANT | CMF | EA
08520231S | 10887587026466 | SYNPOR SMOOTH TI REINFORCED FAN PL FIXTN H/1.5MM THK-STER | CMF | EA
401946E | 10887587048116 | 2.0MM TI CORTEX SCREW COARSE PITCH SELF-TAPPING 16MM | CMF | EA
04503331 | 10887587019840 | TI MATRIXMIDFACE BOX PLATE 4 HOLES/10MMX10MM/0.4MM THICK | CMF | EA
397325 | 10887587041520 | 1.5MM DRILL GUIDE | CMF | EA
400746E | 10887587045108 | 1.5MM TI MF CORTEX SCREW SELF-TAPPING WITH FLUTES 16MM | CMF | EA
397209 | 10887587041179 | 2.4MM SINGLE POINT CANNULA AND OBTURATOR | CMF | EA
60505201 | 10887587057965 | INSTRUCTION FLAP ASSEMBLY FOR UNIVERSAL SCREW REMOVAL SET | CMF | EA
SC40012001S | 10887587001395 | "SYNTHECEL® DURA REPAIR 10.0CM X 12.0CM(4\" X5\")STERILE" | CMF | EA
401518 | 20887587047215 | 2.4MM TI CORTEX SCREW SELF-TAPPING 18MM | CMF | EA
306507 | 10887587033464 | PLATE INSERT ADJUSTABLE FOR MATRIXNEURO IMPLANT MODULE | CMF | EA
42045 | 10887587049250 | 1.0MM TI MEDIAL WALL PLATE RIGHT | CMF | EA
450101 | 10887587054704 | 1.5MM TI ADAPTION PLATE 20 HOLES/90MM-MALLEABLE | CMF | EA
398986 | 10887587041827 | BONE REDUCTION FORCEPS-SMALL | CMF | EA
530554 | 10887587057279 | RAPIDSORB IPS STERILITY SHIELD | CMF | EA
SD420548 | 10887587075150 | PSI SD420.548 TITANIUM IMPLANT | CMF | EA
03511248 | 10887587014296 | MATRIX 1.4MM DRILL BIT J-LATCH/8MM STOP/44.5MM | CMF | EA
SD03501705 | 10887587074290 | RIB PLATE REDUCTION ROD 12MM | CMF | EA
31396 | 10887587037189 | CRUCIFORM SCREWDRIVER | CMF | EA
306778 | 10887587034614 | MATRIX AUX MODULE/MEDIUM MANDIBLE/MIDFACE/ORTHOGNATHIC | CMF | EA
690622 | 10887587060149 | LID FOR MANDIBLE MODULAR FIXATION SYSTEM GRAPHIC CASES | CMF | EA
SD800427 | 10887587065007 | PSI SD800.427 PEEK IMPLANT | CMF | EA
03501040 | 10887587010670 | 2.2MM DRILL BIT STRYKER J-LATCH/WITH 10MM STOP/135MM | CMF | EA
421536S | 10887587050720 | LOW PROF NEURO CONTOURABLE TI MESH/MALLEABLE/SMALL ARC-STER | CMF | EA
0450344405 | 20887587020959 | 2.4MM TI MATRIXMANDIBLE SCREW SELF-TAPPING 14MM | CMF | EA
313911 | 10887587036977 | 1.0MM SCREWDRIVER BLADE SELF-RETAINING/WEDGE | CMF | EA
400798E | 10887587045368 | 2.0MM TI EMERGENCY SCREW W/FLUTED TIP 18MM | CMF | EA
0450121201 | 10887587070575 | 2.7MM TI MATRIXRIB LCKNG SCREW SELF-DRILLING/12MM | CMF | EA
312155 | 10887587036489 | 1.5MM DRILL GUIDE | CMF | EA
04503830 | 10887587023182 | TI MATRIXMANDIBLE SUBCONDYLAR PLATE LAMBDA/RIGHT/1.0MM THICK | CMF | EA
68590015 | 10887587059082 | NANO INSERT TRAY ID TAG / 0.3MM THICK PLATES | CMF | EA
04503071 | 10887587018034 | TI MATRIXNEURO ADAPTION PLATE 7 HOLES | CMF | EA
312157 | 10887587036502 | 1.5MM DRILL BIT W/STRYKER J-LATCH F/BASIC TROCAR SYSTEM | CMF | EA
04503821 | 10887587069449 | MATRIXWAVE MMF TI PLATE 10 HOLES/TALL | CMF | EA
401294E | 10887587046587 | 2.0MM TI LCKNG SCREW SLF-TPNG W/PLUSDRIVE(TM) RECESS 8MM | CMF | EA
04503905 | 10887587023335 | TI MATRIXMANDIBLE PREFORMED RECON PL/LARGE/LEFT/2.5MM THK | CMF | EA
60501601 | 10887587057637 | GRAPHIC CASE FOR TI STERNAL FIXATION SYSTEM/COMBO | CMF | EA
310592 | 10887587035345 | 1.8MM DRILL BIT STRYKER J-LATCH/50MM | CMF | EA
310811 | 10887587035536 | COUNTERSINK W/CENTERING PINS FOR 2.0MM SCREWS/HEX COUPLING | CMF | EA
03501010 | 10887587010533 | 1.5MM DRILL BIT STRYKER J-LATCH/10MM STOP/82MM | CMF | EA
398909 | 10887587041759 | WIRE-CUTTING SCISSORS STRAIGHT POINTED | CMF | EA
08510646S | 10887587026329 | SYNPOR SMOOTH FAN PLATE 35MM/0.8MM THICK-STERILE | CMF | EA
304120 | 20887587030439 | SCREW LENGTH MARKER-20MM | CMF | EA
6859003301 | 10887587059280 | NANO INSERT TRAY DIVIDER SINGLE WIDE/3 HIGH | CMF | EA
0450367620 | 20887587022489 | 2.9MM TI MATRIXMANDIBLE LOCKING SCREW SLF-TPNG 16MM | CMF | EA
80560804S | 20887587061761 | 1.5MM RAPID RESORBABLE CORTEX SCREW 8MM-STERILE | CMF | EA
04511306 | 10887587023908 | TI MATRIX 90 DEG L-PL/2X2 H LONG/REVERSIBLE/0.7MM THK | CMF | EA
400466E | 10887587043395 | 1.2MM TI EMERGENCY SCREW WITH PLUSDRIVE(TM) RECESS 6MM | CMF | EA
310543 | 10887587035307 | 2.4MM DRILL BIT/MINI QC/125MM | CMF | EA
0450344220 | 20887587020935 | 2.4MM TI MATRIXMANDIBLE SCREW SELF-TAPPING 12MM | CMF | EA
0450322501 | 10887587019147 | TI MATRIXMIDFACE SCREW SELF-DRILLING 5MM | CMF | EA
421303 | 10887587050300 | 1.3MM TI ORBITAL MESH PLATE 0.3MM THICK | CMF | EA
421069 | 10887587050003 | 1.3MM TI DOUBLE Y-PLATE 6 HOLES 18MM | CMF | EA
447557 | 10887587053714 | 2.0MM TI OBLIQUE L-PLATE/SHORT 2 X 2 HOLES-LEFT | CMF | EA
03505065 | 10887587013558 | 1.5MM DIA DRILL BIT 14MM STOP LGTH 21MM FOR 90° SCREWDRIVER | CMF | EA
SD420520 | 10887587074153 | PSI SD420.520 TITANIUM IMPLANT | CMF | EA
SC40005601S | 10887587001388 | "SYNTHECEL® DURA REPAIR 7.5CM X 7.5CM(3\" X 3\")STERILE" | CMF | EA
421004 | 10887587049410 | 1.3MM TI CONTOURABLE MESH PLATE/MALLEABLE/38MM X 45MM | CMF | EA
401568E | 10887587047607 | 2.7MM TI EMERGENCY SCREW 18MM | CMF | EA
386920 | 10887587040561 | RETRACTOR 8MM X 60MM | CMF | EA
497692E | 10887587056616 | 3.0MM TI LOCKING SCREW 12MM F/LOCKING RECONSTRUCTION PLATE | CMF | EA
04503387 | 10887587020303 | TI MATRIXMIDFACE T-PLATE 3X4 HOLES/0.8MM THICK | CMF | EA
400787E | 10887587045207 | 2.0MM TI EMERGENCY SCREW W/FLUTED TIP 7MM | CMF | EA
391965 | 10887587041032 | COMBINATION BENDING/CUTTING PLIERS F/1.0MM - 2.0MM PLATES | CMF | EA
SD800541 | 10887587066004 | PSI SD800.541 PEEK IMPLANT | CMF | EA
421515 | 10887587050485 | TI LOW PROFILE NEURO Y-PLATE 5 HOLES | CMF | EA
447103 | 10887587052823 | 2.0MM TI LARGE LOCKING PLATE 3 X 3 HOLES | CMF | EA
401940E | 10887587048031 | 2.0MM TI CORTEX SCREW COARSE PITCH SELF-TAPPING 10MM | CMF | EA
421048 | 10887587049892 | 1.3MM TI ORBITAL FLOOR PLATE ANATOMIC-SMALL | CMF | EA
04315067 | 10887587015613 | BC DISTRACTOR BODY END ACT W/U-JOINT 35MM FOR CMF DSTR | CMF | EA
60501100 | 10887587057590 | MATRIXRIB GRAPHIC CASE ASSEMBLY FOR MIPO | CMF | EA
329769 | 10887587039848 | BENDING TEMPLATE 6 X 23 HOLES F/ANGLED RECONSTRUCTION PLATES | CMF | EA
85154201S | 10887587063881 | 1.5MM RAPID RESORBABLE ORBITAL FLOOR PLATE 35MMX35MM-STERILE | CMF | EA
449018 | 10887587053967 | 2.0MM TI CURVED MANDIBLE STRUT PLATE | CMF | EA
400042E | 10887587042060 | 1.5MM TI CORTEX SCR SLF-TPNG WITH PLUSDRIVE(TM) RECESS 12MM | CMF | EA
304662 | 10887587030852 | 2.0MM MODULE FOR TI IMPLANTS | CMF | EA
421511 | 10887587050461 | TI LOW PROFILE NEURO BOX PLATE 14MM X 14MM/4 HOLES | CMF | EA
03503032 | 10887587011585 | MINI PLATE HOLDER SHORT | CMF | EA
401522 | 20887587047253 | 2.4MM TI CORTEX SCREW SELF-TAPPING 22MM | CMF | EA
03503901 | 10887587013206 | SIZER F/MATRIXMANDIBLE PREFORMD RECON PL(04.503.901) | CMF | EA
401046 | 20887587045815 | 2.0MM TI CRTX SCR COARSE PITCH SLF-TPNG W/PLUSDRIVE(TM) 12MM | CMF | EA
446798 | 10887587052151 | 1.5MM TI Z-PLATE/LONG RIGHT | CMF | EA
400788E | 10887587045221 | 2.0MM TI EMERGENCY SCREW W/FLUTED TIP 8MM | CMF | EA
0450396205 | 20887587076468 | 1.3MM TI MATRIXMIDFACE SCREW SELF-TAPPING 12MM | CMF | EA
04503158S | 10887587066554 | TI MATRIXNEURO PREFORMED MESH 109MM DIAMETER UNIVERSAL-STER | CMF | EA
0450341220 | 20887587020676 | 2.0MM TI MATRIXMANDIBLE SCREW SELF-TAPPING 12MM | CMF | EA
304124 | 20887587030484 | SCREW LENGTH MARKER-24MM | CMF | EA
3112198 | 10887587036236 | TAP FOR 2.0MM CORTEX SCREWS 100MM/38MM TAPPING DEPTH | CMF | EA
0431570805 | 20887587072507 | 1.0MM TI RAISED HEAD SCREW SELF-TAPPING/PLUSDRIVE®/8MM | CMF | EA
400737 | 20887587044955 | 1.5MM TI MF CORTEX SCREW SELF-TAPPING W/FLUTES 7MM | CMF | EA
SD317879 | 10887587002538 | MATRIXMANDIBLE 1.8MM DRILL BIT J-LATCH/50MM | CMF | EA
04500271 | 10887587016917 | 1.3MM CURVILINEAR DISTRACTOR R70/LEFT | CMF | EA
401311E | 10887587046822 | 2.4MM TI EMERGENCY SCREW 11MM | CMF | EA
04503811 | 10887587023144 | TI MATRIXMIDFACE PREFORMED ORBITAL PLATE SMALL/RIGHT | CMF | EA
446052 | 10887587051420 | 1.5MM TI CONTOURABLE MESH PLATE/MALLEABLE/100MM DIA | CMF | EA
401166E | 10887587046389 | 2.0MM TI MF CORTEX SCREW SELF-TAPPING WITH FLUTES 16MM | CMF | EA
400446 | 20887587043132 | 1.3MM TI CRTX SCREW SLF-TPNG W/PLUSDRIVE(TM) RECESS 16MM | CMF | EA
44768 | 10887587053851 | 2.0MM TI DOUBLE Y-PLATE 2 HOLES EACH ARM | CMF | EA
460027 | 10887587055015 | SMALL TI STERNAL LOCKING H-PLATE/8 HOLES | CMF | EA
31716 | 10887587038346 | 1.1MM DRILL BIT/STRYKER J-LTCH WITH 6MM STOP/44.5MM | CMF | EA
421015 | 10887587049625 | 1.3MM TI CONTOURABLE MESH PLATE/MALLEABLE/30MM DIA | CMF | EA
SD420413 | 10887587074658 | PSI SD420.413 TITANIUM IMPLANT | CMF | EA
401957E | 10887587048253 | 2.0MM TI LCKNG SCREW SLF-DRLG W/PLUSDRIVE(TM) RECESS 8MM | CMF | EA
447572 | 10887587053783 | 2.0MM TI Z-PLATE/SHORT MALLEABLE-RIGHT | CMF | EA
03501445 | 10887587077598 | MATRIXSTERNUM REDUCTN FORCEPS | CMF | EA
04501069 | 10887587073361 | TI MATRIXRIB STRAIGHT PLATE 2.8MM THICK/9 HOLES | CMF | EA
310530 | 10887587035239 | 2.4MM DRILL BIT/QC/100MM | CMF | EA
SD800463 | 10887587065342 | PSI SD800.463 PEEK IMPLANT | CMF | EA
329493 | 10887587039503 | BENDING TEMPLATE FOR 2.0MM RESORBABLE Y-PLATE | CMF | EA
85171201S | 10887587064192 | 1.5MM RAPID RESORB STRAIGHT ROW MESH 100X100X0.5MM-STERILE | CMF | EA
04511322 | 10887587023953 | TI MATRIX OBLIQUE L-PL/3X3 H MEDIUM/REVERSIBLE/0.5MM THICK | CMF | EA
306792 | 10887587034737 | SCREW PART NUMBER INSERT FOR 401.041-401.052 | CMF | EA
400434 | 20887587042890 | 1.3MM TI CRTX SCREW SLF-TPNG W/PLUSDRIVE(TM) RECESS 4MM | CMF | EA
321044 | 10887587039091 | BENDING TEMPLATE FOR 1.3MM TI MEDIAL WALL PLATE | CMF | EA
0450347601 | 10887587021270 | 2.7MM TI MATRIXMANDIBLE EMERGENCY SCREW SLF-TPNG 16MM | CMF | EA
34346 | 10887587039923 | BENDING TEMPLATE FOR 2.0MM TI ZYGOMATIC PLATE 6 HOLES | CMF | EA
0450367605 | 20887587022472 | 2.9MM TI MATRIXMANDIBLE LOCKING SCREW SLF-TPNG 16MM | CMF | EA
60511106 | 10887587058269 | LID F/MATRIX AUX MODULE/LARGE FOR MATRIXMANDIBLE SYSTEM | CMF | EA
304789 | 10887587032924 | MATRIXNEURO RECON MESH TRAY LARGE/EXTRA DEEP | CMF | EA
68590045 | 10887587059341 | NANO IMF SCREW AND INSTRUMENT INSERT TRAY | CMF | EA
0450341405 | 20887587020713 | 2.0MM TI MATRIXMANDIBLE SCREW SELF-TAPPING 14MM | CMF | EA
68590013 | 10887587059068 | NANO INSERT TRAY ID TAG / 0.1MM THICK PLATES | CMF | EA
0850100105S | 20887587025985 | STERNAL ZIPFIX WITH NEEDLE STERILE / 5 PACK | CMF | EA
04315068 | 10887587015620 | BC DISTRACTOR BODY END ACT W/U-JOINT 40MM FOR CMF DSTR | CMF | EA
SD03503716 | 10887587076799 | 1.5MM TROCAR DRILL BIT J-LATCH W/ 16MM STOP/100MM | CMF | EA
447565 | 10887587053776 | 2.0MM TI Z-PLATE/LONG LEFT | CMF | EA
401310 | 20887587046799 | 2.4MM TI EMERGENCY SCREW 10MM | CMF | EA
401172 | 20887587046430 | 2.0MM TI MF CORTEX SCREW SELF-TAPPING W/FLUTES 22MM | CMF | EA
04449040 | 10887587016429 | TI FIXATION PLATE F/CONDYLAR HEAD/6MM | CMF | EA
04511404 | 10887587024363 | TI MATRIX CURVED SAGITTAL SPLIT PLATE/6 HOLES/12MM BAR | CMF | EA
447154 | 10887587053103 | 2.0MM TI 90 DEG L-PLATE 17MM 2 X 2 HOLES-LOW PROFILE-RIGHT | CMF | EA
04511327 | 10887587024004 | TI MATRIX OBLIQUE L-PL/3X3 H SHORT/REVERSIBLE/0.8MM THICK | CMF | EA
400835 | 20887587045433 | TI LOW PROFILE NEURO SCREW SELF-DRILLING 5MM | CMF | EA
04502074 | 10887587017723 | TI MATRIXNEURO ULP STRUT PLATE 2 X 3 HOLES | CMF | EA
0450343620 | 20887587020843 | 2.4MM TI MATRIXMANDIBLE SCREW SELF-TAPPING 6MM | CMF | EA
0451123805 | 20887587023745 | 2.1MM TI MATRIX SCREW SELF-TAPPING/8MM | CMF | EA
329146 | 10887587039206 | MANDIBLE PLATE BENDER/CUTTER | CMF | EA
31706 | 10887587038278 | 1.1MM DRILL BIT/UNIVERSAL-HALL WITH 6MM STOP/44.5MM | CMF | EA
39742 | 10887587041568 | 2.0MM CHEEK RETRACTOR BLADE | CMF | EA
SD449505 | 10887587004594 | PSPC MATRIXMANDIBLE DBL ANGLE RECON PLATE SMALL/2.0MM THICK | CMF | EA
0450104201 | 10887587017310 | 2.9MM TI MATRIXRIB NON-LOCKING SCREW/SELF-TAPPING/12MM | CMF | EA
0450310405 | 20887587018338 | TI MATRIXNEURO SCREW SELF-DRILLING 4MM | CMF | EA
03505223 | 10887587014074 | STRIPPED SCREW EXTRACTOR HEX COUPLING | CMF | EA
400660 | 20887587044764 | 1.7MM TI EMERGENCY SCREW W/FLUTED TIP 10MM | CMF | EA
317855 | 10887587038933 | 2.0MM DRILL BIT STRYKER J-LATCH/110MM | CMF | EA
447010 | 10887587052397 | 2.0MM TI CURVED SAGITTAL SPLIT PLATE 6 HOLES/6MM BAR | CMF | EA
03511367 | 10887587014531 | BENDING TEMPLATE FOR TI MATRIX REVERSIBLE 90 DEG L-PL/MED | CMF | EA
04503740 | 10887587022888 | TI MATRIXMANDIBLE 7X23 ANGLE RECON PL RIGHT 2.5MM THICK | CMF | EA
04315201 | 10887587015736 | 1.0MM MESH FOOT A-TYPE FOR CMF DISTRACTOR | CMF | EA
03501612 | 10887587011301 | 2.2MM DRILL BIT W/12MM STOP AO QUICK COUPLING/135MM | CMF | EA
32978 | 10887587039855 | BENDING TEMPLATE FOR 2.4MM TI UNIV FRACTURE PLATES | CMF | EA
03505067 | 10887587013572 | 1.5MM DIA DRILL BIT 18MM STOP LGTH 25MM FOR 90° SCREWDRIVER | CMF | EA
03503134 | 10887587012131 | MATRIXMIDFACE 1.25MM DRILL BIT MQC/4MM STOP/44.5MM | CMF | EA
0450310505 | 20887587018369 | TI MATRIXNEURO SCREW SELF-DRILLING 5MM | CMF | EA
446051S | 10887587051413 | 1.5MM TI CONTOURABLE MESH PL MALLEABLE/70MM DIA-STERILE | CMF | EA
288053 | 10887587029467 | POSTERIOR FOOT-SHORT 12MM OFFSET F/MAXILLARY DSTR | CMF | EA
03503079 | 10887587011929 | MATRIXMANDIBLE SMALL PLATE CUTTER | CMF | EA
04503088 | 10887587018188 | TI MATRIXNEURO CONTOUR MESH SMALL ARC/0.4MM RIGID | CMF | EA
04307108 | 10887587015316 | TI MAXILLARY ROD TALL OFFSET 80MM | CMF | EA
497680 | 20887587056484 | 2.4MM TI LOCKING SCREW 20MM F/LOCKING RECONSTRUCTION PLATE | CMF | EA
03500016 | 10887587010366 | ACTIVATION INSTRUMENT FOR CURVILINEAR DISTRACTOR | CMF | EA
SD397232 | 10887587002941 | RIGID C-RETRACTOR | CMF | EA
329572 | 10887587039626 | BENDING TEMPLATE FOR 2.0MM MLP ANGLE COMPRESSION 6 & 8 HOLES | CMF | EA
08510546S | 10887587026220 | SYNPOR FAN PLATE 35MM/0.8MM THICK-STERILE | CMF | EA
SD449518 | 10887587004945 | PSPC MATRIXMANDIBLE 7X23 HOLES ANGLE RECON PL/RIGHT/2.8MM TH | CMF | EA
SD310173 | 10887587001876 | 1.8MM DRILL BIT J-LATCH 160MM | CMF | EA
04503334 | 10887587019871 | TI MATRIXMIDFACE OBLIQUE L-PL 4X6 HOLES-LEFT/0.5MM THICK | CMF | EA
SD800547 | 10887587066066 | PSI SD800.547 PEEK IMPLANT | CMF | EA
397218 | 10887587041230 | 1.8MM THREADED DRILL GUIDE F/LOCKING RECONSTRUCTION PLATE | CMF | EA
31638 | 10887587037998 | 0.76MM DRILL BIT/MINI QC WITH 8MM STOP/22MM | CMF | EA
0450140801 | 10887587077390 | MATRIXSTERNUM LOCK SCREW Ø 2.7 SELF-DRILLING L 8 | CMF | EA
85163401S | 10887587063973 | 1.5MM RAPID RESORB CONTOURABLE MESH 30X40X.25MM THICK-STERIL | CMF | EA
401162 | 20887587046331 | 2.0MM TI MF CORTEX SCREW SELF-TAPPING W/FLUTES 12MM | CMF | EA
0450344601 | 10887587020976 | 2.4MM TI MATRIXMANDIBLE SCREW SELF-TAPPING 16MM | CMF | EA
685000 | 10887587059761 | MODULE FOR ALVEOLAR RIDGE DISTRACTOR | CMF | EA
0450344201 | 10887587020914 | 2.4MM TI MATRIXMANDIBLE SCREW SELF-TAPPING 12MM | CMF | EA
03503378 | 10887587012834 | BENDING TEMPLATE F/SILVER DOUBLE Y-PLATE/MATRIXMIDFACE | CMF | EA
329655 | 10887587039756 | BENDING TEMPLATE F/1.5/2.0MM RESORB MESH PLATE 100 X 100MM | CMF | EA
04503091 | 10887587018218 | TI MATRIXNEURO CONTOUR MESH 70MM DIA/0.4MM MALLEABLE | CMF | EA
497696E | 10887587056692 | 3.0MM TI LOCKING SCREW 20MM F/LOCKING RECONSTRUCTION PLATE | CMF | EA
SD420515 | 10887587074962 | PSI SD420.515 TITANIUM IMPLANT | CMF | EA
310407S | 10887587072753 | 1.7MM DRILL BIT WITH 7MM STOP J-LATCH F/RAPIDSORB IPS-STER | CMF | EA
400036E | 10887587041957 | 1.5MM TI CORTEX SCR SLF-TPNG WITH PLUSDRIVE(TM) RECESS 6MM | CMF | EA
85165101S | 10887587064093 | 1.5MM RAPID RESORB CONTOURABLE MESH 50MM DIA/0.5MM THICK-STE | CMF | EA
0450364805 | 20887587022328 | 2.4MM TI MATRIXMANDIBLE LOCKING SCREW SLF-TPNG 18MM | CMF | EA
421542 | 10887587050836 | TI LOW PROF NEURO CONTOUR MESH 100MM DIAMETER/0.4MM MALLEABL | CMF | EA
SD03503508 | 10887587077888 | 1.8MM DRILL BIT W/ 8MM STOP 50MM LONG/ J-LATCH COUPLING | CMF | EA
0451122601 | 10887587023632 | 1.85MM TI MATRIX SCREW SELF-DRILLING/6MM | CMF | EA
421554 | 10887587050973 | TI LOW PROFILE NEURO BURR HOLE COVER FOR SHUNT 17MM | CMF | EA
304762 | 10887587032689 | NEURO INSERT TRAY FOR INSTRUMENTS | CMF | EA
03503366 | 10887587012711 | BENDING TEMPLATE F/ADAPTION PLATES/MATRIXMIDFACE | CMF | EA
400656 | 20887587044689 | 1.7MM TI EMERGENCY SCREW W/FLUTED TIP 6MM | CMF | EA
SD800439 | 10887587064512 | PSI SD800.439 PEEK IMPLANT | CMF | EA
401796 | 20887587047796 | 2.4MM TI EMERGENCY SCREW WITH PLUSDRIVE(TM) RECESS 12MM | CMF | EA
03503900 | 10887587013190 | SIZER F/MATRIXMANDIBLE PREFORMD RECON PL(04.503.900) | CMF | EA
04501331 | 10887587077178 | MATRIXSTERNUM LADDER PLATE LARGE/10 HOLES | CMF | EA
SD800505 | 10887587065656 | PSI SD800.505 PEEK IMPLANT | CMF | EA
0450340505 | 20887587020461 | 2.0MM TI MATRIXMANDIBLE SCREW SELF-TAPPING 5MM | CMF | EA
SD420539 | 10887587068084 | PSI SD420.539 TITANIUM IMPLANT | CMF | EA
311023 | 10887587035673 | RATCHETING SCREWDRIVER HANDLE | CMF | EA
400796E | 10887587045344 | 2.0MM TI EMERGENCY SCREW W/FLUTED TIP 16MM | CMF | EA
04501322 | 10887587077109 | MATRIXSTERNUM STAR PLATE 6 HOLES | CMF | EA
0431575205 | 20887587071982 | 1.3MM TI RAISED HEAD SCREW SELF-TAPPING/PLUSDRIVE®/12MM | CMF | EA
0450343520 | 20887587020812 | 2.4MM TI MATRIXMANDIBLE SCREW SELF-TAPPING 5MM | CMF | EA
04503733 | 10887587022819 | TI MATRIXMANDIBLE 7X23H ANGLE RECON PL RIGHT 2.0MM THICK | CMF | EA
421531S | 10887587050621 | LOW PROF NEURO CONTOURABLE TI MESH/MALLEABLE/38MMX45MM-STER | CMF | EA
401298 | 20887587046652 | 2.0MM TI LCKNG SCREW SLF-TPNG W/PLUSDRIVE(TM) RECESS 16MM | CMF | EA
44962 | 10887587054469 | 2.4MM TI RECONSTRUCTION PLATE 12 HOLES/95MM | CMF | EA
400742E | 10887587045061 | 1.5MM TI MF CORTEX SCREW SELF-TAPPING WITH FLUTES 12MM | CMF | EA
0450342301 | 10887587075846 | 2.4MM TI MATRIXMANDIBLE SCREW SELF-TAPPING 20MM | CMF | EA
SD800412 | 10887587064888 | PSI SD800.412 PEEK IMPLANT | CMF | EA
03501453 | 10887587078267 | MATRIXSTERNUM SCREW GUIDE LARGE/8 HOLES | CMF | EA
31467 | 10887587037592 | 1.5MM/2.0MM SCREWDRIVER BLADE WITH HOLDING SLEEVE, SHORT | CMF | EA
690689 | 10887587060576 | INSTR TRAY F/MODULAR STERNAL 4.5MM CANN SCREWS & PLATES | CMF | EA
304686 | 10887587031330 | MODULAR FIXATION SYSTEM INSTRUMENT TRAY - UNIVERSAL | CMF | EA
401791 | 20887587047673 | 2.4MM TI EMERGENCY SCREW WITH PLUSDRIVE(TM) RECESS 5MM | CMF | EA
04503728 | 10887587022765 | TI MATRIXMANDIBLE 6H PLATE 2.0MM THICK | CMF | EA
401294 | 20887587046577 | 2.0MM TI LCKNG SCREW SLF-TPNG W/PLUSDRIVE(TM) RECESS 8MM | CMF | EA
03503903 | 10887587013220 | SIZER F/MATRIXMANDIBLE PREFORMD RECON PL(04.503.903) | CMF | EA
400486 | 20887587043637 | 1.7MM TI EMERGENCY SCREW WITH PLUSDRIVE(TM) RECESS 6MM | CMF | EA
04501316 | 10887587077079 | MATRIXSTERNUM T-PLATE 7 HOLES | CMF | EA
04315323 | 10887587015903 | 1.5MM ELV MESH FOOT C-TYPE FOR CMF DISTRACTOR | CMF | EA
400638E | 10887587044613 | 1.3MM TI MF CORTEX SCREW SELF-TAPPING WITH FLUTES 18MM | CMF | EA
400607E | 10887587044224 | 1.2MM TI EMERGENCY SCREW WITH FLUTED TIP 7MM | CMF | EA
400603 | 20887587044139 | 1.2MM TI EMERGENCY SCREW W/FLUTED TIP 3MM | CMF | EA
446919 | 10887587052304 | 1.5MM TI CHIN PLATE-DOUBLE BEND 6 HOLES/8MM ADVANCEMENT | CMF | EA
0450367201 | 10887587022406 | 2.9MM TI MATRIXMANDIBLE LOCKING SCREW SLF-TPNG 12MM | CMF | EA
SD800462 | 10887587065335 | PSI SD800.462 PEEK IMPLANT | CMF | EA
SD420540 | 10887587068701 | PSI SD420.540 TITANIUM IMPLANT | CMF | EA
SD420512 | 10887587074931 | PSI SD420.512 TITANIUM IMPLANT | CMF | EA
68590106 | 10887587059556 | NANO INSTRUMENT MODULE ID TAG MATRIXMIDFACE | CMF | EA
04501104 | 10887587073385 | TI MATRIXRIB I-PLATE WIDE 2.8MM THICK/11 HOLES | CMF | EA
31718 | 10887587038353 | 1.1MM DRILL BIT/STRYKER J-LTCH WITH 8MM STOP/44.5MM | CMF | EA
44970 | 10887587054643 | 2.4MM TI RECONSTRUCTION PLATE 20 HOLES/159MM | CMF | EA
04501118S | 10887587017471 | 3.0MM TI STERNAL LOCKING SCREW SELF-DRILLING/18MM - STERILE | CMF | EA
03501033 | 10887587010649 | 2.2MM THREADED DRILL GUIDE FOR MATRIXRIB LOCKING PLATES | CMF | EA
421539 | 10887587050775 | TI LOW PROF NEURO CONTOUR MESH LARGE ARC/0.6MM RIGID | CMF | EA
316232 | 10887587037882 | 1.0MM DRILL BIT/UNIVERSAL-HALL 60MM | CMF | EA
400422 | 20887587042838 | 1.0MM TI CRTX SCREW SLF-DRLG W/PLUSDRIVE(TM) RECESS 2MM | CMF | EA
SD311248 | 10887587002002 | TAP/CALIBRATED/HEX COUPLING FOR 2.4MM CORTEX SCREWS | CMF | EA
421535 | 10887587050690 | TI LOW PROF NEURO CONTOUR MESH 200MM X 200MM/0.6MM RIGID | CMF | EA
400448 | 20887587043163 | 1.3MM TI CRTX SCREW SLF-TPNG W/PLUSDRIVE(TM) RECESS 18MM | CMF | EA
SC40002501S | 10887587001371 | "SYNTHECEL® DURA REPAIR 5.0CM X 5.0CM(2\" X 2\")STERILE" | CMF | EA
329525 | 10887587039558 | BENDING TEMPLATE FOR 2.0MM MLP 6 HOLES-INTERMEDIATE | CMF | EA
400626E | 10887587044422 | 1.3MM TI MF CORTEX SCREW SELF-TAPPING WITH FLUTES 6MM | CMF | EA
04501096 | 10887587066974 | 1.5MM TI MATRIXRIB STRAIGHT PL 24 HOLES/240MM LENGTH | CMF | EA
313916 | 10887587036984 | 1.3MM SCREWDRIVER BLADE SELF-RETAINING/WEDGE | CMF | EA
306720 | 10887587034201 | BASE FOR MANDIBLE EXTERNAL FIXATOR II SET GRAPHIC CASE | CMF | EA
SD800417 | 10887587064932 | PSI SD800.417 PEEK IMPLANT | CMF | EA
304102 | 20887587030132 | SCREW LENGTH MARKER-2MM | CMF | EA
0450355605 | 20887587021666 | 2.0MM TI MATRIXMANDIBLE SCREW FINE PITCH / 6MM | CMF | EA
329653 | 10887587039732 | BENDING TEMPLATE FOR 2.0MM RESORBABLE 90° L-PLATES | CMF | EA
398902 | 10887587041698 | STERNAL REDUCTION FORCEPS | CMF | EA
0431578805 | 20887587072057 | 1.5MM TI RAISED HEAD SCREW SELF-DRILLING/PLUSDRIVE®/8MM | CMF | EA
446785 | 10887587052045 | 1.5MM TI OBLIQUE L-PLATE/LONG MALLEABLE 2 X 2 HOLES-LEFT | CMF | EA
04315421 | 10887587016191 | 2.0MM ELV MESH FOOT B-TYPE 5.5MM OFFSET | CMF | EA
31714 | 10887587038339 | 1.1MM DRILL BIT/STRYKER J-LTCH WITH 4MM STOP/44.5MM | CMF | EA
04501320 | 10887587077093 | MATRIXSTERNUM X-PLATE LARGE/8 HOLES | CMF | EA
401792 | 20887587047703 | 2.4MM TI EMERGENCY SCREW WITH PLUSDRIVE(TM) RECESS 6MM | CMF | EA
03507003 | 10887587014173 | 3.5MM THREADED REDUCTION TOOL SELF-TAPPING 78MM HEX | CMF | EA
0450121501 | 10887587074368 | 2.7MM MATRIXRIB TI LCKNG SCREW SELF-DRILLING/15MM | CMF | EA
311017 | 10887587035659 | HANDLE/LARGE/FOR RATCHETING SCREWDRIVER BODY | CMF | EA
SD800442 | 10887587065137 | PSI SD800.442 PEEK IMPLANT | CMF | EA
SD420538 | 10887587075099 | PSI SD420.538 TITANIUM IMPLANT | CMF | EA
SD800560 | 10887587066196 | PSI SD800.560 PEEK IMPLANT | CMF | EA
0450141801 | 10887587077499 | MATRIXSTERNUM LOCK SCREW Ø 2.7 SELF-DRILLING L 18 | CMF | EA
03511374 | 10887587014609 | BENDING TEMPLATE FOR TI MATRIX STRAIGHT SAGITTAL SPLIT PL/8M | CMF | EA
SD420412 | 10887587074641 | PSI SD420.412 TITANIUM IMPLANT | CMF | EA
04305130 | 10887587015200 | 2.5MM/4.0MM TI SCHANZ SCREW F/ RAMUS WITH 10MM THREAD LENGTH | CMF | EA
304132 | 20887587030545 | SCREW LENGTH MARKER 32MM | CMF | EA
04511424 | 10887587024400 | TI MATRIX SAGITTAL SPLIT PLATE STRAIGHT/4 HOLES/12MM BAR | CMF | EA
44906 | 10887587054124 | 2.0MM TI TENSION BAND PLATE STRAIGHT 6 HOLES/35MM | CMF | EA
04503322 | 10887587019758 | TI MATRIXMIDFACE H-PLATE 11 HOLES/0.5MM THICK | CMF | EA
0431578405 | 20887587072026 | 1.5MM TI RAISED HEAD SCREW SELF-DRILLING/PLUSDRIVE®/4MM | CMF | EA
460048S | 10887587055282 | TI STERNAL LCKNG DOUBLE T-PL TALL/18 HOLES/STERILE | CMF | EA
SD800511 | 10887587065717 | PSI SD800.511 PEEK IMPLANT | CMF | EA
04503333 | 10887587019864 | TI MATRIXMIDFACE STRUT PLATE 18 HOLES/0.4MM THICK | CMF | EA
311007 | 10887587035604 | SCREWDRIVER HANDLE WITH HEX COUPLING-LARGE | CMF | EA
449016 | 10887587053943 | 2.0MM TI CURVED NARROW PLATE 6 HOLES/41MM | CMF | EA
SD03503706 | 10887587076744 | 1.5MM TROCAR DRILL BIT J-LATCH W/ 6MM STOP/100MM | CMF | EA
03503123 | 10887587012100 | MATRIXMIDFACE 1.25MM DRILL BIT J-LATCH/18MM STOP/125MM | CMF | EA
31444 | 10887587037431 | LONG CRUCIFORM SCREWDRIVER SHAFT WITH HOLDING SLEEVE | CMF | EA
449025 | 10887587054001 | 2.0MM TI CURVED BROAD PLATE 4 HOLES/29MM | CMF | EA
421519 | 10887587050522 | TI LOW PROFILE NEURO ADAPTION PLATE 7 HOLES | CMF | EA
60501121 | 10887587068657 | MATRIXRIB IMPLANT INSERT TRAY FOR STACKABLE GRAPHIC CASE | CMF | EA
04503022 | 10887587017792 | TI MATRIXNEURO BURR HOLE COVER 15MM | CMF | EA
400785E | 10887587045160 | 2.0MM TI EMERGENCY SCREW W/FLUTED TIP 5MM | CMF | EA
SD03501800 | 10887587075679 | RIB REDUCTION ROD FOR 90 DEGREE SCREWDRIVER | CMF | EA
SD311244 | 10887587001968 | 2.4MM MATRIXMANDIBLE TAP CALIBRATED/HEX/122MM | CMF | EA
306777 | 10887587034607 | GRAPHIC CASE MEDIUM FOR MATRIXMANDIBLE SYSTEM | CMF | EA
SD420546 | 10887587075136 | PSI SD420.546 TITANIUM IMPLANT | CMF | EA
0450364020 | 20887587022205 | 2.4MM TI MATRIXMANDIBLE LOCKING SCREW SLF-TPNG 10MM | CMF | EA
44904 | 10887587054100 | 2.0MM TI TENSION BAND PLATE STRAIGHT 4 HOLES/22MM | CMF | EA
400788 | 20887587045211 | 2.0MM TI EMERGENCY SCREW W/FLUTED TIP 8MM | CMF | EA
68590009 | 10887587059020 | NANO INSERT TRAY/TRIPLE WIDE 1 HIGH | CMF | EA
03511244 | 10887587014272 | MATRIX 1.4MM DRILL BIT J-LATCH/4MM STOP/44.5MM | CMF | EA
413580 | 20887587048823 | 3.0MM TI LOCKING SCREW 10MM F/STERNAL LOCKING PLATES | CMF | EA
03501008 | 10887587010526 | 1.5MM DRILL BIT STRYKER J-LATCH/8MM STOP/82MM | CMF | EA
31106201S | 10887587035864 | TAP F/1.5MM RESORBABLE CORTEX SCR/(SLF-DRLG) 3MM HXC-STERILE | CMF | EA
400514 | 20887587044092 | 1.0MM TI MF CORTEX SCREW SELF-TAPPING W/FLUTES 14MM | CMF | EA
401048 | 20887587045877 | 2.0MM TI CRTX SCR COARSE PITCH SLF-TPNG W/PLUSDRIVE(TM) 16MM | CMF | EA
80560320S | 20887587061648 | 1.5MM RAPID RESORBABLE CORTEX SCREW 3MM-STERILE | CMF | EA
400046 | 20887587042104 | 1.5MM TI CORTEX SCR SLF-TPNG WITH PLUSDRIVE(TM) RECESS 16MM | CMF | EA
690015 | 10887587059846 | RATCHETING SCREWDRIVER TRAY F/ORTHOGNATHIC MODULAR SYSTEM | CMF | EA
08510543S | 10887587026183 | SYNPOR ORBITAL FLOOR PLATE 24MM/1.5MM THICK-STERILE | CMF | EA
04503093 | 10887587018232 | TI MATRIXNEURO CONTOUR MESH 30MM DIA/0.4MM RIGID | CMF | EA
04315006 | 10887587015392 | AB DISTRACTOR BODY END ACT. 30MM FOR CMF DISTRACTOR | CMF | EA
04305012 | 10887587015149 | 2.5MM/4.0MM TI SELF-DRILLING SCHANZ SCREW 70MM | CMF | EA
44738 | 10887587053417 | 2.0MM TI ADAPTION PLATE W/30 BROAD SPACED HOLES/193MM | CMF | EA
413588 | 20887587048908 | 3.0MM TI LOCKING SCREW 18MM F/STERNAL LOCKING PLATES | CMF | EA
0450367001 | 10887587022376 | 2.9MM TI MATRIXMANDIBLE LOCKING SCREW SLF-TPNG 10MM | CMF | EA
04503082 | 10887587018119 | TI MATRIXNEURO CONTOUR MESH 38MM X 45MM/0.4MM RIGID | CMF | EA
80604402S | 20887587061891 | 2.5MM RAPID RESORBABLE EMERGENCY SCREW 4MM-STERILE | CMF | EA
SD420406 | 10887587074603 | PSI SD420.406 TITANIUM IMPLANT | CMF | EA
SD800507 | 10887587065670 | PSI SD800.507 PEEK IMPLANT | CMF | EA
0451124801 | 10887587023830 | 2.1MM TI MATRIX SCREW/COARSE PITCH/SELF-TAPPING/18MM | CMF | EA
421043 | 10887587049830 | 1.3MM TI ORBITAL FLOOR PLATE ANATOMIC-MEDIUM | CMF | EA
60511115 | 10887587058351 | 0.8MM PLATE INSERT/HALF HEIGHT FOR MATRIXMIDFACE SYSTEM | CMF | EA
329471 | 10887587039473 | BENDING TEMPLATE FOR 2.0MM RESORB STRUT PL/2 X 10 HOLES | CMF | EA
03511373 | 10887587014593 | BENDING TEMPLATE FOR TI MATRIX STRAIGHT SAGITTAL SPLIT PL/6M | CMF | EA
SD420449 | 10887587074795 | PSI SD420.449 TITANIUM IMPLANT | CMF | EA
305880 | 10887587033402 | RESORBABLE CRANIAL CLAMP INSTRUMENT TRAY ASSEMBLY | CMF | EA
04511390 | 10887587024325 | TI MATRIX PRE-BENT MAXILLARY PLATE/10MM ADVMNT/0.8MM THK/R | CMF | EA
44754 | 10887587053646 | 2.0MM TI OBLIQUE L-PLATE 4 X 6 HOLES-LEFT | CMF | EA
SD449507 | 10887587004655 | PSPC MATRIXMANDIBLE DBL ANGLE RECON PLATE LARGE/2.0MM THICK | CMF | EA
400627E | 10887587044446 | 1.3MM TI MF CORTEX SCREW SELF-TAPPING WITH FLUTES 7MM | CMF | EA
401934 | 20887587047901 | 2.0MM TI CORTEX SCREW COARSE PITCH SELF-TAPPING 4MM | CMF | EA
400048 | 20887587042135 | 1.5MM TI CORTEX SCR SLF-TPNG WITH PLUSDRIVE(TM) RECESS 18MM | CMF | EA
401292 | 20887587046539 | 2.0MM TI LCKNG SCREW SLF-TPNG W/PLUSDRIVE(TM) RECESS 6MM | CMF | EA
497680E | 10887587056494 | 2.4MM TI LOCKING SCREW 20MM F/LOCKING RECONSTRUCTION PLATE | CMF | EA
04501002 | 10887587016948 | TI MATRIXRIB PRE-CONTOURED PL 15 HOLES FOR RIGHT RIB 3 | CMF | EA
SD420421 | 10887587070759 | PSI SD420.421 TITANIUM IMPLANT | CMF | EA
401292E | 10887587046549 | 2.0MM TI LCKNG SCREW SLF-TPNG W/PLUSDRIVE(TM) RECESS 6MM | CMF | EA
400630 | 20887587044498 | 1.3MM TI MF CORTEX SCREW SELF-TAPPING W/FLUTES 10MM | CMF | EA
399001 | 10887587041841 | PLATE HOLDING FORCEPS, LOCKING F/1.5MM & 2.0MM PLATES | CMF | EA
SD398909 | 10887587003085 | MATRIX RIB FORCEPS 90 DEGREE BALL TYPE | CMF | EA
401954 | 20887587048182 | 2.0MM TI CORTEX SCREW COARSE PITCH SELF-TAPPING 24MM | CMF | EA
0450346520 | 20887587021062 | 2.7MM TI MATRIXMANDIBLE EMERGENCY SCREW SLF-TPNG 5MM | CMF | EA
447537 | 10887587053639 | 2.0MM TI L-PLATE-MALLEABLE 3 X 4 HOLES-RIGHT | CMF | EA
304108 | 20887587030255 | SCREW LENGTH MARKER-8MM | CMF | EA
421536 | 10887587050713 | TI LOW PROF NEURO CONTOUR MESH SMALL ARC/0.4MM MALLEABLE | CMF | EA
400843 | 20887587045495 | TI LOW PROFILE NEURO SCREW SELF-TAPPING 3MM | CMF | EA
04503304 | 10887587019598 | TI MATRIXMIDFACE UNIV ORBITAL FLOOR PLATE/0.4MM THICK | CMF | EA
03315005 | 10887587010182 | SURGEON ACTIVATION INSTR 1.7MM W/ U-JOINT FOR CMF DISTRACTOR | CMF | EA
04511304 | 10887587023885 | TI MATRIX 90 DEG L-PL/2X2 H SHORT/REVERSIBLE/0.7MM THK | CMF | EA
306541 | 10887587033587 | MATRIXNEURO RECON MESH IMPLANT INSERT FOR TRAY | CMF | EA
68590041 | 10887587059303 | NANO MATRIXORTHOGNATHIC/ MATRIXMIDFACE SCR INSERT TRAY | CMF | EA
68590057 | 10887587069425 | MATRIXWAVE MMF SYSTEM INSERT TRAY ID TAG F/PLATES | CMF | EA
0431572605 | 20887587072064 | 1.2MM TI RAISED HEAD EMERG SCR SELF-TAPPING/PLUSDRIVE®/6MM | CMF | EA
SD449010 | 10887587004457 | Ø2.5MM/Ø4.0MM TI SCHANZ SCREW W/12MM THREAD LENGTH | CMF | EA
31448 | 10887587037448 | 1.0MM SCREWDRIVER BLADE WITH HOLDING SLEEVE | CMF | EA
306570 | 10887587033624 | NEURO MINIATURE MODULE | CMF | EA
03305026 | 10887587010021 | DRILL GUIDE/CANNULA FOR MANDIBLE EXTERNAL FIXATOR II | CMF | EA
0431576805 | 20887587072453 | 1.7MM TI RAISED HEAD EMERG SCR SELF-TAPPING/PLUSDRIVE®/8MM | CMF | EA
04503089 | 10887587018195 | TI MATRIXNEURO CONTOUR MESH LARGE ARC/0.4MM RIGID | CMF | EA
306745 | 10887587034379 | RECON SCREW CADDY INSERT TRAY FOR MATRIXMANDIBLE SYSTEM | CMF | EA
31712 | 10887587038322 | 1.1MM DRILL BIT/UNIVERSAL-HALL WITH 12MM STOP/44.5MM | CMF | EA
03501014 | 10887587010557 | 1.5MM DRILL BIT STRYKER J-LATCH/14MM STOP/82MM | CMF | EA
03501416 | 10887587011127 | 1.5MM DRILL BIT HEX COUPLING WITH 16MM STOP/82MM | CMF | EA
SD800450 | 10887587065212 | PSI SD800.450 PEEK IMPLANT | CMF | EA
312172 | 10887587036526 | 1.5/1.8MM INSERT DRILL GUIDE FOR BASIC TROCAR SYSTEM | CMF | EA
0450342501 | 10887587075860 | 2.4MM TI MATRIXMANDIBLE SCREW SELF-TAPPING 24MM | CMF | EA
03501218 | 10887587010984 | 1.8MM DRILL BIT STRYKER J-LATCH/18MM STOP/82MM | CMF | EA
08510640S | 10887587026244 | SYNPOR SMOOTH ORBITAL FLOOR PLATE 24MM/0.8MM THK-STERILE | CMF | EA
306795 | 10887587034768 | SCREW PART NUMBER INSERT FOR 401.791-401.799 | CMF | EA
04503315 | 10887587019680 | TI MATRIXMIDFACE ADAPTION PLATE/8 HOLES/0.4MM THICK | CMF | EA
305810 | 10887587033150 | LARGE INSTRUMENT TRAY BASE FOR RESORBABLE FIXATION SYSTEM | CMF | EA
04315127 | 10887587015675 | REMOVABLE EXTENSION ARM-FLEX 40MM FOR CMF DISTRACTOR | CMF | EA
400462 | 20887587043309 | 1.2MM TI EMERGENCY SCREW WITH PLUSDRIVE(TM) RECESS 2MM | CMF | EA
0451122405 | 20887587023608 | 1.85MM TI MATRIX SCREW SELF-DRILLING/4MM | CMF | EA
03503142 | 10887587012179 | MATRIXMIDFACE 1.25MM DRILL BIT MQC/12MM STOP/44.5MM | CMF | EA
0450382501 | 10887587069487 | MATRIXWAVE MMF TI 1.85MM SCREW SELF-DRILLING/8MM LENGTH | CMF | EA
04503771 | 10887587022987 | TI MATRIXMANDIBLE 20 HOLE RECON PLATE 2.8MM THICK | CMF | EA
319007 | 10887587039008 | DEPTH GAUGE FOR 2.0MM AND 2.4MM SCREWS, LONG | CMF | EA
03505211 | 10887587013954 | 0.5MM SLOTTED SCREWDRIVER BLD HEX COUPLING | CMF | EA
400997 | 10887587045665 | TI WIRE FIXATION SCREW SELF-DRILLING 21MM | CMF | EA
400740E | 10887587045023 | 1.5MM TI MF CORTEX SCREW SELF-TAPPING WITH FLUTES 10MM | CMF | EA
44984 | 10887587054667 | 2.4MM TI UNIV FRACTURE PLATE W/ANGLE 4 X 4 HOLES/32MMX32MM | CMF | EA
401174 | 20887587046454 | 2.0MM TI MF CORTEX SCREW SELF-TAPPING W/FLUTES 24MM | CMF | EA
31754 | 10887587038605 | 1.5MM DRILL BIT/UNIVERSAL-HALL WITH 4MM STOP/44.5MM | CMF | EA
421538S | 10887587050768 | LOW PROF NEURO CONTOURABLE TI MESH/RIGID/SMALL ARC-STERILE | CMF | EA
401526E | 10887587047300 | 2.4MM TI CORTEX SCREW SELF-TAPPING 26MM | CMF | EA
SD800544 | 10887587066035 | PSI SD800.544 PEEK IMPLANT | CMF | EA
04503802S | 10887587023137 | TI MATRIXMIDFACE PREFORMED ORBITAL PLATE LARGE/LEFT-STER | CMF | EA
0450310501 | 10887587018355 | TI MATRIXNEURO SCREW SELF-DRILLING 5MM | CMF | EA
SD398910 | 10887587003092 | MATRIX RIB FORCEPS WITH BALL AND FLAT BOTTOM | CMF | EA
400504E | 10887587043920 | 1.0MM TI MF CORTEX SCREW SELF-TAPPING WITH FLUTES 4MM | CMF | EA
SD420425 | 10887587074733 | PSI SD420.425 TITANIUM IMPLANT | CMF | EA
71000198S | 10887587060750 | CHRONOS(TM) BETA-TCP GRANULES 0.7-1.4MM/0.5CC-STERILE | CMF | EA
03503067 | 10887587011837 | MATRIXMANDIBLE HOLDING SLEEVE SHORT FOR USE WITH 03.503.066 | CMF | EA
400734E | 10887587044903 | 1.5MM TI MF CORTEX SCREW SELF-TAPPING WITH FLUTES 4MM | CMF | EA
03503205 | 10887587012537 | MATRIXMIDFACE SCREWDRIVER BLD W/SPRG HLDG SLV SHRT/79MM HXC | CMF | EA
03503039 | 10887587011653 | PLATE CUTTER FOR MIDFACE PLATES | CMF | EA
447102 | 10887587052816 | 2.0MM TI INTERMEDIATE LOCKING PLATE 12 HOLES | CMF | EA
04503811S | 10887587023151 | TI MATRIXMIDFACE PREFORMED ORBITAL PLATE SMALL/RIGHT-STER | CMF | EA
60501127 | 10887587078137 | MATRIXSTERNUM INSTRUMENT TRAY | CMF | EA
0431575201 | 10887587072227 | 1.3MM TI RAISED HEAD SCREW SELF-TAPPING/PLUSDRIVE®/12MM | CMF | EA
447037 | 10887587052472 | 2.0MM TI CURVED SAGITTAL SPLIT PL-LOW PROFILE 6HOLES/12MM BA | CMF | EA
313806 | 10887587036762 | 1.3MM SCREWDRIVER BLADE HXC SLF-RETAIN PLUSDRIVE(TM) 76MM | CMF | EA
447072 | 10887587052670 | 2.0MM TI CHIN PLATE, STRAIGHT 4 HOLES, 8MM OFFSET | CMF | EA
387421 | 10887587040745 | WIRE GUIDE/TISSUE PROTECTOR | CMF | EA
3294098 | 10887587039329 | BENDING TEMPLATE 37 HOLES FOR RECONSTRUCTION PLATES | CMF | EA
0431583005 | 20887587071890 | 2.0MM TI RAISED HEAD SCREW SELF-TAPPING/PLUSDRIVE®/10MM | CMF | EA
SD800419 | 10887587064499 | PSI SD800.419 PEEK IMPLANT | CMF | EA
400507E | 10887587043982 | 1.0MM TI MF CORTEX SCREW SELF-TAPPING WITH FLUTES 7MM | CMF | EA
421090 | 10887587050171 | 1.3MM TI BURR HOLE COVER 12MM DIA/6 HOLES | CMF | EA
401938 | 20887587047987 | 2.0MM TI CORTEX SCREW COARSE PITCH SELF-TAPPING 8MM | CMF | EA
306703 | 10887587034065 | GRAPHIC CASE LID FOR MATRIXMANDIBLE SYSTEM | CMF | EA
400744 | 20887587045075 | 1.5MM TI MF CORTEX SCREW SELF-TAPPING W/FLUTES 14MM | CMF | EA
329483 | 10887587039497 | BENDING TEMPLATE FOR 2.0MM RESORBABLE OBLIQUE L-PLATES | CMF | EA
305695 | 10887587033068 | PLATE BENDING INSERT BLOCK FOR TI STERNAL MODULES | CMF | EA
03501001 | 10887587010519 | DEPTH GAUGE FOR 2.7MM & LARGER SCREWS WITH ZERO OFFSET | CMF | EA
421525 | 10887587050577 | TI LOW PROFILE NEURO BURR HOLE COVER 12MM DIA | CMF | EA
401950E | 10887587048154 | 2.0MM TI CORTEX SCREW COARSE PITCH SELF-TAPPING 20MM | CMF | EA
SD311245 | 10887587001975 | 2.9MM MATRIXMANDIBLE TAP CALIBRATED/HEX/122MM | CMF | EA
03503176 | 10887587012391 | MATRIXMANDIBLE BENDNG TEMPLATE F/2.0MM THK ANGLE RECON PLATE | CMF | EA
690629 | 10887587060217 | RATCHETING SCREWDRIVER INSERT TRAY | CMF | EA
0450354605 | 20887587021536 | 2.0MM TI MATRIXMANDIBLE SCREW SELF-DRILLING/LOCKING/6MM | CMF | EA
447055 | 10887587052632 | 2.0MM TI MINI LOCKING PLATE 4 HOLES/BROAD | CMF | EA
04501329 | 10887587077154 | MATRIXSTERNUM H-PLATE LARGE/8 HOLES | CMF | EA
31107201S | 10887587035949 | TAP F/2.5MM RESORB EMERGENCY SCREWS (SLF-DRLG) 6MM HXC-STER | CMF | EA
0450364001 | 10887587022161 | 2.4MM TI MATRIXMANDIBLE LOCKING SCREW SLF-TPNG 10MM | CMF | EA
46010701S | 10887587055329 | TI CRANIAL FLAP TUBE CLAMP TEXTURED 11MM DIA-STERILE | CMF | EA
421504 | 10887587050393 | TI LOW PROFILE NEURO STRAIGHT PLATE 4 HOLES | CMF | EA
201506 | 10887587028521 | 2.4MM CORTEX SCREW SELF-TAPPING 6MM | CMF | EA
SD03503720 | 10887587076812 | 1.5MM TROCAR DRILL BIT J-LATCH W/ 20MM STOP/100MM | CMF | EA
487993 | 10887587056036 | TI UNIV JOINT EXTENSION 20MM F/TI MIDFACE DISTRACTOR | CMF | EA
317852 | 10887587038926 | 2.0MM DRILL BIT/UNIVERSAL-HALL 110MM | CMF | EA
SD03503714 | 10887587076782 | 1.5MM TROCAR DRILL BIT J-LATCH W/ 14MM STOP/100MM | CMF | EA
44640 | 10887587051697 | 1.5MM TI UNIVERSAL ORBITAL FLOOR PLATE | CMF | EA
0450101801 | 10887587017150 | 2.9MM TI MATRIXRIB LCKNG SCREW SELF-TAPPING/8MM | CMF | EA
400509 | 20887587044016 | 1.0MM TI MF CORTEX SCREW SELF-TAPPING W/FLUTES 9MM | CMF | EA
0450321001 | 10887587018874 | TI MATRIXMIDFACE SCREW SELF-TAPPING 10MM | CMF | EA
400784 | 20887587045136 | 2.0MM TI EMERGENCY SCREW W/FLUTED TIP 4MM | CMF | EA
0450350805 | 20887587021444 | 2.0MM TI MATRIXMANDIBLE SCREW SELF-DRILLING/8MM | CMF | EA
386914 | 10887587040523 | 2.0MM CANNULA & OBTURATOR THREADED/LONG | CMF | EA
04503122 | 10887587018492 | TI MATRIXNEURO CONTOUR MESH 200MM X 200MM/0.6MM RIGID | CMF | EA
400510 | 20887587044030 | 1.0MM TI MF CORTEX SCREW SELF-TAPPING W/FLUTES 10MM | CMF | EA
421534 | 10887587050676 | TI LOW PROF NEURO CONTOUR MESH 100MM X 100MM/0.6MM RIGID | CMF | EA
400609E | 10887587044262 | 1.2MM TI EMERGENCY SCREW WITH FLUTED TIP 9MM | CMF | EA
0431574601 | 10887587072197 | 1.3MM TI RAISED HEAD SCREW SELF-DRILLING/PLUSDRIVE®/6MM | CMF | EA
447559 | 10887587053738 | 2.0MM TI OBLIQUE L-PLATE/LONG 2 X 2 HOLES-LEFT | CMF | EA
400606E | 10887587044200 | 1.2MM TI EMERGENCY SCREW WITH FLUTED TIP 6MM | CMF | EA
400855 | 20887587045617 | TI LOW PROFILE NEURO EMERGENCY SCREW SELF-TAPPING 5MM | CMF | EA
0450361620 | 20887587022090 | 2.0MM TI MATRIXMANDIBLE LOCKING SCREW SLF-TPNG 16MM | CMF | EA
03503184 | 10887587012476 | MATRIXMANDIBLE BENDNG TEMPLATE F/2.5MM DBL ANGLE RECON PL/LR | CMF | EA
449020 | 10887587053974 | 2.0MM TI ADAPTION PLATE 20 HOLES/119MM | CMF | EA
0451124205 | 20887587023783 | 2.1MM TI MATRIX SCREW/COARSE PITCH/SELF-TAPPING/12MM | CMF | EA
413588E | 10887587048918 | 3.0MM TI LOCKING SCREW 18MM F/STERNAL LOCKING PLATES | CMF | EA
451101 | 10887587054728 | 2.0MM TI ADAPTION PLATE 20 HOLES/100MM-MALLEABLE | CMF | EA
421095 | 10887587050218 | 1.3MM TI BOX PLATE 13MM X 8MM/4 HOLES | CMF | EA
04502073 | 10887587017716 | TI MATRIXNEURO ULP 10MM X 16MM BOX PLATE | CMF | EA
400502 | 20887587043873 | 1.0MM TI MF CORTEX SCREW SELF-TAPPING W/FLUTES 2MM | CMF | EA
304140 | 20887587030583 | SCREW LENGTH MARKER 40MM | CMF | EA
04315413 | 10887587016184 | 2.0MM CLOVERLEAF FOOT C-TYPE FOR CMF DISTRACTOR | CMF | EA
44650 | 10887587051758 | 1.5MM TI OBLIQUE L-PLATE 2 X 3 HOLES-LEFT | CMF | EA
306712 | 10887587034157 | INSERT TRAY F/TROCAR INSTR FOR MATRIXMANDIBLE SYSTEM | CMF | EA
08520130S | 10887587026374 | SYNPOR TI REINFORCED FAN PLATE 1.5MM THICK-STERILE | CMF | EA
304136 | 20887587030569 | SCREW LENGTH MARKER 36MM | CMF | EA
0450310301 | 10887587018294 | TI MATRIXNEURO SCREW SELF-DRILLING 3MM | CMF | EA
44938 | 10887587054230 | 2.4MM TI UNIVERSAL FRACTURE PLATE 8 HOLES/64MM | CMF | EA
0431574605 | 20887587072279 | 1.3MM TI RAISED HEAD SCREW SELF-DRILLING/PLUSDRIVE®/6MM | CMF | EA
400494E | 10887587043807 | 1.7MM TI EMERGENCY SCREW WITH PLUSDRIVE(TM) RECESS 14MM | CMF | EA
304117 | 20887587030392 | SCREW LENGTH MARKER-17MM | CMF | EA
31772 | 10887587038674 | 1.5MM DRILL BIT/STRYKER J-LTCH WITH 12MM STOP/44.5MM | CMF | EA
SD310050 | 10887587001852 | 1.5MM WIRE PASSING DRILL BIT STRYKER J-LATCH 110MM | CMF | EA
400503 | 20887587043897 | 1.0MM TI MF CORTEX SCREW SELF-TAPPING W/FLUTES 3MM | CMF | EA
690005 | 10887587059778 | CRANIOFACIAL MODULAR FIXATION SYSTEM GRAPHIC CASE | CMF | EA
SD800535 | 10887587065946 | PSI SD800.535 PEEK IMPLANT | CMF | EA
04503307 | 10887587019628 | TI MATRIXMIDFACE ORBITAL MESH PLATE/0.3MM THICK | CMF | EA
04503386 | 10887587020297 | TI MATRIXMIDFACE OBLIQUE L-PL 3X4 HOLES-RIGHT/0.8MM THICK | CMF | EA
0431576401 | 10887587072111 | 1.7MM TI RAISED HEAD EMERG SCR SELF-TAPPING/PLUSDRIVE®/4MM | CMF | EA
306787 | 10887587034690 | MATRIX AUX INSERT TRAY/SMALL MANDIBLE/MIDFACE/ORTHOGNATHIC | CMF | EA
60503004 | 10887587057705 | 1.5MM/2.0MM TWINBOX MODULE WITH LID AND INSERTS | CMF | EA
04503075 | 10887587018072 | TI MATRIXNEURO STRUT PLATE 2 X 4 HOLES | CMF | EA
0450364420 | 20887587022274 | 2.4MM TI MATRIXMANDIBLE LOCKING SCREW SLF-TPNG 14MM | CMF | EA
0450102401 | 10887587017211 | 2.9MM TI MATRIXRIB LCKNG SCREW SELF-TAPPING/14MM | CMF | EA
401170 | 20887587046416 | 2.0MM TI MF CORTEX SCREW SELF-TAPPING W/FLUTES 20MM | CMF | EA
SD800424 | 10887587064987 | PSI SD800.424 PEEK IMPLANT | CMF | EA
449008 | 10887587053929 | 2.0MM TI NARROW PLATE 8 HOLES/55MM | CMF | EA
85160401S | 10887587063898 | 1.5MM RAPID RESORBABLE X-PLATE 4 HOLES-STERILE | CMF | EA
03501440 | 10887587077543 | MATRIXSTERNUM SCREW GUIDE 1 HOLE | CMF | EA
401564E | 10887587047560 | 2.7MM TI EMERGENCY SCREW 14MM | CMF | EA
421533 | 10887587050652 | TI LOW PROF NEURO CONTOUR MESH 100MMX100MM/0.4MM MALLEABLE | CMF | EA
400483 | 20887587043545 | 1.7MM TI EMERGENCY SCREW WITH PLUSDRIVE(TM) RECESS 3MM | CMF | EA
305690 | 10887587033013 | SELF DRILLING SCREW MODULE TI STERNAL FIXATION SYSTEM | CMF | EA
SD480101 | 10887587005300 | TI PATIENT SPECIFIC PLATE MANDIBLE/DBL-ANGLE/2.5MM THK | CMF | EA
SD03507003 | 10887587077864 | 3.5MM TAPERED THREADED REDUCTION TOOL/ HEX COUPLING | CMF | EA
SD800510 | 10887587065700 | PSI SD800.510 PEEK IMPLANT | CMF | EA
401524 | 20887587047277 | 2.4MM TI CORTEX SCREW SELF-TAPPING 24MM | CMF | EA
68590023 | 10887587059167 | NANO INSERT TRAY ID TAG / 1.25MM THICK PLATES | CMF | EA
401164 | 20887587046355 | 2.0MM TI MF CORTEX SCREW SELF-TAPPING W/FLUTES 14MM | CMF | EA
SD449518B | 10887587004969 | TI PSPC MATRIXMANDIBLE 7X23 H ANGLE RECON PL/RIGHT/2.8MM THK | CMF | EA
400463 | 20887587043323 | 1.2MM TI EMERGENCY SCREW WITH PLUSDRIVE(TM) RECESS 3MM | CMF | EA
446644 | 10887587051994 | 1.5MM TI MAXILLARY T-PLATE 4.0MM OFFSET/3H SHAFT/5H HEAD | CMF | EA
400632E | 10887587044545 | 1.3MM TI MF CORTEX SCREW SELF-TAPPING WITH FLUTES 12MM | CMF | EA
68590004 | 10887587058979 | NANO INSERT TRAY/SINGLE WIDE 2 HIGH | CMF | EA
413580E | 10887587048833 | 3.0MM TI LOCKING SCREW 10MM F/STERNAL LOCKING PLATES | CMF | EA
447046 | 10887587052564 | 2.0MM TI MINI LOCKING PLATE 4 HOLES/NARROW-MALLEABLE | CMF | EA
497694 | 20887587056644 | 3.0MM TI LOCKING SCREW 16MM F/LOCKING RECONSTRUCTION PLATE | CMF | EA
401797 | 20887587047826 | 2.4MM TI EMERGENCY SCREW WITH PLUSDRIVE(TM) RECESS 14MM | CMF | EA
447204 | 10887587053219 | 2.0MM TI MLP COMPRESSION PLATE-INTERMEDIATE 4 HOLES | CMF | EA
85100801S | 10887587063607 | 1.5MM RAPID RESORBABLE ADAPTION PLATE 8 HOLES-STERILE | CMF | EA
0451121201 | 10887587023519 | 1.85MM TI MATRIX SCREW/COARSE PITCH/SELF-TAPPING/12MM | CMF | EA
401161E | 10887587046327 | 2.0MM TI MF CORTEX SCREW SELF-TAPPING WITH FLUTES 11MM | CMF | EA
397440 | 10887587041582 | 1.5MM THREADED DRILL GUIDE- SHORT FOR 2.0MM MLP | CMF | EA
03503175 | 10887587012384 | MATRIXMANDIBLE BENDNG TEMPLATE F/2.0MM BROAD 3X3 ANGLE PLATE | CMF | EA
400454E | 10887587043234 | 1.3MM TI CRTX SCREW SLF-DRLG W/PLUSDRIVE(TM) RECESS 4MM | CMF | EA
288002 | 10886705018338 | MAXILLARY DISTRACTOR 15MM MEDIUM | CMF | EA
288001 | 10886705018321 | MAXILLARY DISTRACTOR 15MM SHORT | CMF | EA
04.501.304 | 10887587077055 | MATRIXSTERNUM STRAIGHT PLATE4 HOLES | CMF | EA
04.501.306 | 10887587077062 | MATRIXSTERNUM STRAIGHT PLATE6 HOLES | CMF | EA
04.501.316 | 10887587077079 | MATRIXSTERNUM T-PLATE7 HOLES | CMF | EA
04.501.318 | 10887587077086 | MATRIXSTERNUM X-PLATESMALL/8 HOLES | CMF | EA
04.501.320 | 10887587077093 | MATRIXSTERNUM X-PLATELARGE/8 HOLES | CMF | EA
04.501.322 | 10887587077109 | MATRIXSTERNUM STAR PLATE6 HOLES | CMF | EA
04.501.324 | 10887587077123 | MATRIXSTERNUM SQUARE PLATESMALL/4 HOLES | CMF | EA
04.501.325 | 10887587077130 | MATRIXSTERNUM SQUARE PLATELARGE/4 HOLES | CMF | EA
04.501.328 | 10887587077147 | MATRIXSTERNUM H-PLATESMALL/8 HOLES | CMF | EA
04.501.329 | 10887587077154 | MATRIXSTERNUM H-PLATELARGE/8 HOLES | CMF | EA
04.501.330 | 10887587077161 | MATRIXSTERNUM LADDER PLATESMALL/10 HOLES | CMF | EA
04.501.331 | 10887587077178 | MATRIXSTERNUM LADDER PLATELARGE/10 HOLES | CMF | EA
04.501.334 | 10887587077192 | MATRIXSTERNUM ANGLED PLATE4 HOLES | CMF | EA
04.501.336 | 10887587077208 | MATRIXSTERNUM ANGLED PLATE12 HOLES | CMF | EA
04.501.338 | 10887587077215 | MATRIXSTERNUM PI PLATE8 HOLES | CMF | EA
04.501.408.01 | 10887587077390 | MATRIXSTERNUM LOCK SCREW Ø 2.7SELF-DRILLING L 8 | CMF | EA
04.501.409.01 | 10887587077406 | MATRIXSTERNUM LOCK SCREW Ø 2.7SELF-DRILLING L 9 | CMF | EA
04.501.410.01 | 10887587077413 | MATRIXSTERNUM LOCK SCREW Ø 2.7SELF-DRILLING L 10 | CMF | EA
04.501.411.01 | 10887587077420 | MATRIXSTERNUM LOCK SCREW Ø 2.7SELF-DRILLING L 11 | CMF | EA
04.501.412.01 | 10887587077437 | MATRIXSTERNUM LOCK SCREW Ø 2.7SELF-DRILLING L 12 | CMF | EA
04.501.413.01 | 10887587077444 | MATRIXSTERNUM LOCK SCREW Ø 2.7SELF-DRILLING L 13 | CMF | EA
04.501.414.01 | 10887587077451 | MATRIXSTERNUM LOCK SCREW Ø 2.7SELF-DRILLING L 14 | CMF | EA
04.501.415.01 | 10887587077468 | MATRIXSTERNUM LOCK SCREW Ø 2.7SELF-DRILLING L 15 | CMF | EA
04.501.416.01 | 10887587077475 | MATRIXSTERNUM LOCK SCREW Ø 2.7SELF-DRILLING L 16 | CMF | EA
04.501.417.01 | 10887587077482 | MATRIXSTERNUM LOCK SCREW Ø 2.7SELF-DRILLING L 17 | CMF | EA
04.501.418.01 | 10887587077499 | MATRIXSTERNUM LOCK SCREW Ø 2.7SELF-DRILLING L 18 | CMF | EA
04.501.419.01 | 10887587077505 | MATRIXSTERNUM LOCK SCREW Ø 2.7SELF-DRILLING L 19 | CMF | EA
04.501.420.01 | 10887587077512 | MATRIXSTERNUM LOCK SCREW Ø 2.7SELF-DRILLING L 20 | CMF | EA
04.501.430.01 | 10887587077529 | MATRIXSTERNUM SCREW Ø 2.7SELF-DRILLING L 10 | CMF | EA
04.501.432.01 | 10887587077536 | MATRIXSTERNUM SCREW Ø 2.7SELF-DRILLING L 12 | CMF | EA
03.501.440 | 10887587077543 | MATRIXSTERNUM SCREW GUIDE1 HOLE | CMF | EA
03.501.441 | 10887587077550 | MATRIXSTERNUM SCREW GUIDESMALL/4 HOLES | CMF | EA
03.501.442 | 10887587077567 | MATRIXSTERNUM SCREW GUIDELARGE/4 HOLES | CMF | EA
03.501.443 | 10887587077574 | MATRIXSTERNUM HANDLEFOR SCREW GUIDE | CMF | EA
03.501.449 | 10887587077635 | MATRIXSTERNUM BENDING INSTRIN-SITU/ SHORT | CMF | EA
03.501.450 | 10887587077963 | MATRIXSTERNUM BENDING INSTRIN-SITU/ LONG | CMF | EA
60.133.600 | 10887587078212 | MODULE LID 3/3 WIDTH | CMF | EA
03.501.451 | 10887587078243 | MATRIXSTERNUM SCREW GUIDE6 HOLES | CMF | EA
03.501.452 | 10887587078250 | MATRIXSTERNUM SCREW GUIDESMALL/8 HOLES | CMF | EA
03.501.453 | 10887587078267 | MATRIXSTERNUM SCREW GUIDELARGE/8 HOLES | CMF | EA
SD398.417 | 10887587078366 | BONE PUSHER | CMF | EA
CD460.003 | 10887587078410 | CUSTOM PROS RIB IMPLANT | CMF | EA
SD398.660 | 10887587078311 | PLATE HOLDING FORCEPSWITH BALL AND FOOT | CMF | EA
01.503.107FE | 10887587069166 | MATRIXNEURO RECON & PREFORM MESH SET | CMF | EA
60.001.002 | 10887587057354 | LABEL SHEET FOR CONSOLE ELECTRIC PEN DRIVE | CMF | EA
05.001.177.98 | 10887587025599 | PERFORATOR WITH HUDSON COUPLING FOR PEN DRIVE | CMF | EA
SD313.807 | 10887587002255 | 1.3MM SCREWDRIVER BLADE HXC SELF-RETAINING PLUSDRIVE 150MM | CMF | EA
SD360.500 | 10887587002705 | CHEEK RETRACTOR FORCEPS F/WIRE GUIDE/TISSUE PROTECTOR | CMF | EA
01.503.123 | 10887587007717 | TI CRANIAL FLAP TUBE CLAMP SET W/ALIGNMENT GUIDE INSTRUMENT | CMF | EA
01.503.123EP1 | 10887587007731 | TI CRANIAL FLAP TUBE CLAMP SET W/ALIGNMENT GUIDE INSTR EP1 | CMF | EA
01.503.123FE | 10887587007748 | TI CRANIAL FLAP TUBE CLAMP SET W/ALIGNMENT GUIDE INSTR FLD EQ | CMF | EA
01.503.123E | 10887587007724 | TI CRANIAL FLAP TUBE CLAMP SET W/ALIGNMENT GUIDE INSTR-EVAL | CMF | EA
08.530.100S | 10887587026473 | SYNPOR OCULAR SPHERE/14MM STERILE | CMF | EA
08.530.110S | 10887587026480 | SYNPOR HD OCULAR SPHERE 16MM-STERILE | CMF | EA
08.530.120S | 10887587026497 | SYNPOR HD OCULAR SPHERE 18MM-STERILE | CMF | EA
08.530.130S | 10887587026510 | SYNPOR HD OCULAR SPHERE 20MM-STERILE | CMF | EA
08.530.135S | 10887587026527 | SYNPOR HD OCULAR SPHERE 21MM-STERILE | CMF | EA
08.530.140S | 10887587026534 | SYNPOR HD OCULAR SPHERE 22MM-STERILE | CMF | EA
08.530.145S | 10887587026541 | SYNPOR ORBITAL SPHERE 23MM STERILE | CMF | EA
08.530.125S | 10887587026503 | SYNPOR HD OCULAR SPHERE 19MM-STERILE | CMF | EA
SD397.209 | 10887587002897 | LOCKING CANNULA AND OBTURATOR FOR BASIC TROCAR | CMF | EA
SD397.216 | 10887587002927 | 1.1MM DRILL GUIDE F/MIDFACE FOR BASIC TROCAR | CMF | EA
SD397.217 | 10887587002934 | 1.5MM CANNULA AND OBTURATOR FOR MIDFACE FOR BASIC TROCAR | CMF | EA
SD313.300 | 10887587002231 | DRILL GUIDE/CANNULA 58MM F/MANDIBLE EXTERNAL FIXATOR II | CMF | EA
SD313.301 | 10887587002248 | 4.0MM OBTURATOR/68MM F/MANDIBLE EXTERNAL FIXATOR II | CMF | EA
SD312.156 | 10887587002019 | 1.8MM DRILL GUIDE 100MM | CMF | EA
306.505 | 10887587033457 | MINIATURE MODULE FOR MATRIXNEURO | CMF | EA
306.575 | 10887587033662 | MINIATURE INSTRUMENT TRAY FOR MATRIXNEURO | CMF | EA
05.001.180.98 | 10887587025636 | IRRIGATION NOZZLE F/PEN DRIVE F/PERFORATOR W/HUDSON COUPLING | CMF | EA
SD398.67 | 10887587003047 | ANGLED PLATE HOLDING FORCEPS WITH BALL FOR 2.4MM PLATES | CMF | EA
SD320.002 | 10887587002552 | 3.0MM THREADED REDUCTION TOOL SELF-TAPPING 75MM HEX | CMF | EA
SD422.003 | 10887587003269 | TI MATRIXNEURO CONTOUR MESH STEPPED/43MM X 33MM/RIGID | CMF | EA
03.505.071 | 10887587013589 | 1.5MM DIA DRILL BIT 6MM STOP LGTH 13MM FOR 90Â° SCREWDRIVER | CMF | EA
03.505.072 | 10887587013596 | 1.5MM DIA DRILL BIT W/8MM STOP LGTH 15MM FOR 90Â° SCREWDRIVER | CMF | EA
03.505.074 | 10887587013602 | 1.5MM DIA DRILL BIT 12MM STOP LGTH 19MM FOR 90Â° SCREWDRIVER | CMF | EA
68.505.041 | 10887587058887 | LID FOR MATRIXMANDIBLE MINI MODULE FOR 90Â° SCREWDRIVER | CMF | EA
01.501.626FE | 10887587007472 | TI STERNAL FIXATION SYSTEM PRIMARY CLOSURE SET | CMF | EA
60.503.012 | 10887587057774 | SCREWDRIVER BLADE INSERT TWINBOX MODULE | CMF | EA
01.315.002 | 10887587006994 | CMF DISTRACTION SYSTEM SET BC ONLY | CMF | EA
01.315.002E | 10887587007007 | CMF DISTRACTION SYSTEM SET BC ONLY-EVAL | CMF | EA
SD449.633A | 10887587005034 | PSPC LKNG RECON PL W/MAXILLA 6X23 HOLES/44MM X 214 MM-RIGHT | CMF | EA
820.004.01S | 10887587061924 | 2.0MM RAPIDSORB PLUS SCREW 4MM-STERILE | CMF | EA
820.006.01S | 10887587061955 | 2.0MM RAPIDSORB PLUS SCREW 6MM-STERILE | CMF | EA
820.008.01S | 10887587061986 | 2.0MM RAPIDSORB PLUS SCREW 8MM-STERILE | CMF | EA
820.010.01S | 10887587062013 | 2.0MM RAPIDSORB PLUS SCREW 10MM-STERILE | CMF | EA
820.012.01S | 10887587062044 | 2.0MM RAPIDSORB PLUS SCREW 12MM-STERILE | CMF | EA
820.018.02S | 20887587062140 | 2.0MM RAPIDSORB PLUS SCREW 18MM-STERILE | CMF | OP
820.014.01S | 10887587062075 | 2.0MM RAPIDSORB PLUS SCREW 14MM-STERILE | CMF | EA
820.020.02S | 20887587062171 | 2.0MM RAPIDSORB PLUS SCREW 20MM-STERILE | CMF | OP
820.024.02S | 20887587062201 | 2.0MM RAPIDSORB PLUS SCREW 24MM-STERILE | CMF | OP
820.028.02S | 20887587062232 | 2.0MM RAPIDSORB PLUS SCREW 28MM-STERILE | CMF | OP
820.016.01S | 10887587062105 | 2.0MM RAPIDSORB PLUS SCREW 16MM-STERILE | CMF | EA
820.018.01S | 10887587062136 | 2.0MM RAPIDSORB PLUS SCREW 18MM-STERILE | CMF | EA
820.020.01S | 10887587062167 | 2.0MM RAPIDSORB PLUS SCREW 20MM-STERILE | CMF | EA
820.024.01S | 10887587062198 | 2.0MM RAPIDSORB PLUS SCREW 24MM-STERILE | CMF | EA
820.032.02S | 20887587062263 | 2.0MM RAPIDSORB PLUS SCREW 32MM-STERILE | CMF | OP
820.028.01S | 10887587062228 | 2.0MM RAPIDSORB PLUS SCREW 28MM-STERILE | CMF | EA
820.032.01S | 10887587062259 | 2.0MM RAPIDSORB PLUS SCREW 32MM-STERILE | CMF | EA
820.036.02S | 20887587062294 | 2.0MM RAPIDSORB PLUS SCREW 36MM-STERILE | CMF | OP
820.004.04S | 20887587061945 | 2.0MM RAPIDSORB PLUS SCREW 4MM-STERILE | CMF | P4
SD449.632A | 10887587005003 | PSPC LCKNG RECON PL W/MAXILLA 6X23 HOLES/44MMX214MM-LEFT | CMF | EA
820.036.01S | 10887587062280 | 2.0MM RAPIDSORB PLUS SCREW 36MM-STERILE | CMF | EA
SD449.638A | 10887587005126 | PSPC LCKNG RECON PL W/MAXILLA W/DOUBLE ANGLE 6X24X6 HOLES | CMF | EA
820.004.02S | 20887587061938 | 2.0MM RAPIDSORB PLUS SCREW 4MM-STERILE | CMF | OP
820.006.02S | 20887587061969 | 2.0MM RAPIDSORB PLUS SCREW 6MM-STERILE | CMF | OP
820.008.02S | 20887587061990 | 2.0MM RAPIDSORB PLUS SCREW 8MM-STERILE | CMF | OP
820.006.04S | 20887587061976 | 2.0MM RAPIDSORB PLUS SCREW 6MM-STERILE | CMF | P4
820.008.04S | 20887587062003 | 2.0MM RAPIDSORB PLUS SCREW 8MM-STERILE | CMF | P4
820.010.02S | 20887587062027 | 2.0MM RAPIDSORB PLUS SCREW 10MM-STERILE | CMF | OP
820.010.04S | 20887587062034 | 2.0MM RAPIDSORB PLUS SCREW 10MM-STERILE | CMF | P4
820.012.04S | 20887587062065 | 2.0MM RAPIDSORB PLUS SCREW 12MM-STERILE | CMF | P4
820.014.04S | 20887587062096 | 2.0MM RAPIDSORB PLUS SCREW 14MM-STERILE | CMF | P4
820.012.02S | 20887587062058 | 2.0MM RAPIDSORB PLUS SCREW 12MM-STERILE | CMF | OP
820.014.02S | 20887587062089 | 2.0MM RAPIDSORB PLUS SCREW 14MM-STERILE | CMF | OP
820.016.02S | 20887587062119 | 2.0MM RAPIDSORB PLUS SCREW 16MM-STERILE | CMF | OP
825.020.01S | 10887587063041 | 2.5MM RAPIDSORB PLUS SCREW 20MM-STERILE | CMF | EA
825.024.01S | 10887587063072 | 2.5MM RAPIDSORB PLUS SCREW 24MM-STERILE | CMF | EA
820.016.04S | 20887587062126 | 2.0MM RAPIDSORB PLUS SCREW 16MM-STERILE | CMF | P4
825.028.01S | 10887587063102 | 2.5MM RAPIDSORB PLUS SCREW 28MM-STERILE | CMF | EA
825.032.01S | 10887587063133 | 2.5MM RAPIDSORB PLUS SCREW 32MM-STERILE | CMF | EA
825.036.01S | 10887587063164 | 2.5MM RAPIDSORB PLUS SCREW 36MM-STERILE | CMF | EA
825.004.02S | 20887587062812 | 2.5MM RAPIDSORB PLUS SCREW 4MM-STERILE | CMF | OP
825.006.02S | 20887587062843 | 2.5MM RAPIDSORB PLUS SCREW 6MM-STERILE | CMF | OP
825.008.02S | 20887587062874 | 2.5MM RAPIDSORB PLUS SCREW 8MM-STERILE | CMF | OP
825.010.02S | 20887587062904 | 2.5MM RAPIDSORB PLUS SCREW 10MM-STERILE | CMF | OP
825.012.02S | 20887587062935 | 2.5MM RAPIDSORB PLUS SCREW 12MM-STERILE | CMF | OP
825.014.02S | 20887587062966 | 2.5MM RAPIDSORB PLUS SCREW 14MM-STERILE | CMF | OP
820.018.04S | 20887587062157 | 2.0MM RAPIDSORB PLUS SCREW 18MM-STERILE | CMF | P4
825.016.02S | 20887587062997 | 2.5MM RAPIDSORB PLUS SCREW 16MM-STERILE | CMF | OP
825.018.02S | 20887587063024 | 2.5MM RAPIDSORB PLUS SCREW 18MM-STERILE | CMF | OP
825.020.02S | 20887587063055 | 2.5MM RAPIDSORB PLUS SCREW 20MM-STERILE | CMF | OP
820.020.04S | 20887587062188 | 2.0MM RAPIDSORB PLUS SCREW 20MM-STERILE | CMF | P4
825.024.02S | 20887587063086 | 2.5MM RAPIDSORB PLUS SCREW 24MM-STERILE | CMF | OP
825.028.02S | 20887587063116 | 2.5MM RAPIDSORB PLUS SCREW 28MM-STERILE | CMF | OP
825.032.02S | 20887587063147 | 2.5MM RAPIDSORB PLUS SCREW 32MM-STERILE | CMF | OP
825.036.02S | 20887587063178 | 2.5MM RAPIDSORB PLUS SCREW 36MM-STERILE | CMF | OP
825.004.04S | 20887587062829 | 2.5MM RAPIDSORB PLUS SCREW 4MM-STERILE | CMF | P4
825.006.04S | 20887587062850 | 2.5MM RAPIDSORB PLUS SCREW 6MM-STERILE | CMF | P4
825.008.04S | 20887587062881 | 2.5MM RAPIDSORB PLUS SCREW 8MM-STERILE | CMF | P4
825.010.04S | 20887587062911 | 2.5MM RAPIDSORB PLUS SCREW 10MM-STERILE | CMF | P4
825.012.04S | 20887587062942 | 2.5MM RAPIDSORB PLUS SCREW 12MM-STERILE | CMF | P4
825.014.04S | 20887587062973 | 2.5MM RAPIDSORB PLUS SCREW 14MM-STERILE | CMF | P4
825.016.04S | 20887587063000 | 2.5MM RAPIDSORB PLUS SCREW 16MM-STERILE | CMF | P4
825.018.04S | 20887587063031 | 2.5MM RAPIDSORB PLUS SCREW 18MM-STERILE | CMF | P4
825.020.04S | 20887587063062 | 2.5MM RAPIDSORB PLUS SCREW 20MM-STERILE | CMF | P4
820.024.04S | 20887587062218 | 2.0MM RAPIDSORB PLUS SCREW 24MM-STERILE | CMF | P4
828.028.01S | 10887587063492 | 2.8MM RAPIDSORB PLUS SCREW 28MM-STERILE | CMF | EA
820.028.04S | 20887587062249 | 2.0MM RAPIDSORB PLUS SCREW 28MM-STERILE | CMF | P4
828.032.02S | 20887587063536 | 2.8MM RAPIDSORB PLUS SCREW 32MM-STERILE | CMF | OP
828.036.02S | 20887587063567 | 2.8MM RAPIDSORB PLUS SCREW 36MM-STERILE | CMF | OP
820.032.04S | 20887587062270 | 2.0MM RAPIDSORB PLUS SCREW 32MM-STERILE | CMF | P4
828.004.04S | 20887587063215 | 2.8MM RAPIDSORB PLUS SCREW 4MM-STERILE | CMF | P4
828.006.04S | 20887587063246 | 2.8MM RAPIDSORB PLUS SCREW 6MM-STERILE | CMF | P4
828.008.04S | 20887587063277 | 2.8MM RAPIDSORB PLUS SCREW 8MM-STERILE | CMF | P4
820.036.04S | 20887587062300 | 2.0MM RAPIDSORB PLUS SCREW 36MM-STERILE | CMF | P4
828.010.04S | 20887587063307 | 2.8MM RAPIDSORB PLUS SCREW 10MM-STERILE | CMF | P4
828.012.04S | 20887587063338 | 2.8MM RAPIDSORB PLUS SCREW 12MM-STERILE | CMF | P4
825.004.01S | 10887587062808 | 2.5MM RAPIDSORB PLUS SCREW 4MM-STERILE | CMF | EA
828.014.04S | 20887587063369 | 2.8MM RAPIDSORB PLUS SCREW 14MM-STERILE | CMF | P4
828.016.04S | 20887587063390 | 2.8MM RAPIDSORB PLUS SCREW 16MM-STERILE | CMF | P4
828.018.04S | 20887587063420 | 2.8MM RAPIDSORB PLUS SCREW 18MM-STERILE | CMF | P4
828.020.04S | 20887587063451 | 2.8MM RAPIDSORB PLUS SCREW 20MM-STERILE | CMF | P4
828.024.04S | 20887587063482 | 2.8MM RAPIDSORB PLUS SCREW 24MM-STERILE | CMF | P4
828.028.04S | 20887587063512 | 2.8MM RAPIDSORB PLUS SCREW 28MM-STERILE | CMF | P4
825.006.01S | 10887587062839 | 2.5MM RAPIDSORB PLUS SCREW 6MM-STERILE | CMF | EA
828.032.04S | 20887587063543 | 2.8MM RAPIDSORB PLUS SCREW 32MM-STERILE | CMF | P4
828.036.04S | 20887587063574 | 2.8MM RAPIDSORB PLUS SCREW 36MM-STERILE | CMF | P4
825.008.01S | 10887587062860 | 2.5MM RAPIDSORB PLUS SCREW 8MM-STERILE | CMF | EA
825.010.01S | 10887587062891 | 2.5MM RAPIDSORB PLUS SCREW 10MM-STERILE | CMF | EA
825.012.01S | 10887587062921 | 2.5MM RAPIDSORB PLUS SCREW 12MM-STERILE | CMF | EA
825.024.04S | 20887587063093 | 2.5MM RAPIDSORB PLUS SCREW 24MM-STERILE | CMF | P4
825.016.01S | 10887587062983 | 2.5MM RAPIDSORB PLUS SCREW 16MM-STERILE | CMF | EA
825.028.04S | 20887587063123 | 2.5MM RAPIDSORB PLUS SCREW 28MM-STERILE | CMF | P4
825.032.04S | 20887587063154 | 2.5MM RAPIDSORB PLUS SCREW 32MM-STERILE | CMF | P4
825.018.01S | 10887587063010 | 2.5MM RAPIDSORB PLUS SCREW 18MM-STERILE | CMF | EA
825.036.04S | 20887587063185 | 2.5MM RAPIDSORB PLUS SCREW 36MM-STERILE | CMF | P4
828.004.01S | 10887587063195 | 2.8MM RAPIDSORB PLUS SCREW 4MM-STERILE | CMF | EA
828.006.01S | 10887587063225 | 2.8MM RAPIDSORB PLUS SCREW 6MM-STERILE | CMF | EA
828.008.01S | 10887587063256 | 2.8MM RAPIDSORB PLUS SCREW 8MM-STERILE | CMF | EA
828.010.01S | 10887587063287 | 2.8MM RAPIDSORB PLUS SCREW 10MM-STERILE | CMF | EA
828.012.01S | 10887587063317 | 2.8MM RAPIDSORB PLUS SCREW 12MM-STERILE | CMF | EA
828.014.01S | 10887587063348 | 2.8MM RAPIDSORB PLUS SCREW 14MM-STERILE | CMF | EA
828.016.01S | 10887587063379 | 2.8MM RAPIDSORB PLUS SCREW 16MM-STERILE | CMF | EA
828.018.01S | 10887587063409 | 2.8MM RAPIDSORB PLUS SCREW 18MM-STERILE | CMF | EA
828.020.01S | 10887587063430 | 2.8MM RAPIDSORB PLUS SCREW 20MM-STERILE | CMF | EA
828.024.01S | 10887587063461 | 2.8MM RAPIDSORB PLUS SCREW 24MM-STERILE | CMF | EA
828.028.02S | 20887587063505 | 2.8MM RAPIDSORB SR SCREW 28MM-STERILE | CMF | OP
828.032.01S | 10887587063522 | 2.8MM RAPIDSORB PLUS SCREW 32MM-STERILE | CMF | EA
828.036.01S | 10887587063553 | 2.8MM RAPIDSORB PLUS SCREW 36MM-STERILE | CMF | EA
828.004.02S | 20887587063208 | 2.8MM RAPIDSORB PLUS SCREW 4MM-STERILE | CMF | OP
828.006.02S | 20887587063239 | 2.8MM RAPIDSORB PLUS SCREW 6MM-STERILE | CMF | OP
828.008.02S | 20887587063260 | 2.8MM RAPIDSORB PLUS SCREW 8MM-STERILE | CMF | OP
828.010.02S | 20887587063291 | 2.8MM RAPIDSORB PLUS SCREW 10MM-STERILE | CMF | OP
828.012.02S | 20887587063321 | 2.8MM RAPIDSORB PLUS SCREW 12MM-STERILE | CMF | OP
828.014.02S | 20887587063352 | 2.8MM RAPIDSORB PLUS SCREW 14MM-STERILE | CMF | OP
828.016.02S | 20887587063383 | 2.8MM RAPIDSORB PLUS SCREW 16MM-STERILE | CMF | OP
828.018.02S | 20887587063413 | 2.8MM RAPIDSORB PLUS SCREW 18MM-STERILE | CMF | OP
828.020.02S | 20887587063444 | 2.8MM RAPIDSORB PLUS SCREW 20MM-STERILE | CMF | OP
828.024.02S | 20887587063475 | 2.8MM RAPIDSORB PLUS SCREW 24MM-STERILE | CMF | OP
825.014.01S | 10887587062952 | 2.5MM RAPIDSORB PLUS SCREW 14MM-STERILE | CMF | EA
05.001.123.98E | 10887587025575 | DRILL/BURR ATTACHMENT FOR 2.35MM SHAFTS-EVAL | CMF | EA
SD300.001 | 10887587001470 | ORBITAL RETRACTOR LEFT | CMF | EA
SD300.002 | 10887587001487 | ORBITAL RETRACTOR RIGHT | CMF | EA
SD311.063 | 10887587001883 | 2.2MM SELF-DRILLING TAP-HEX FOR 2.0MM RESORB SCR/6MM STOP | CMF | EA
SD311.065 | 10887587001906 | 2.2MM SELF-DRILLING TAP-HEX FOR 2.0MM RESORB SCR/8MM STOP | CMF | EA
01.449.002 | 10887587007038 | CONDYLAR HEAD ADD-ON SYSTEM SET FOR MATRIXMANDIBLE | CMF | EA
01.500.030 | 10887587007090 | CURVILINEAR DISTRACTOR SYSTEM SET | CMF | EA
01.500.030E | 10887587007113 | CURVILINEAR DISTRACTOR SYSTEM EVAL SET | CMF | EA
317.829 | 10887587038872 | 1.5MM DRILL BIT S-COUPLING 6MM STOP/54.5MM | CMF | EA
60.511.007 | 10887587058061 | SCR/DRILL/BLD INSERT NO RECESS HOLES F/MATRIXORTHOGNATHIC SYS | CMF | EA
01.503.150 | 10887587007755 | MATRIXMANDIBLE IMPL & INSTR SET | CMF | EA
01.001.593.98 | 10887587006819 | 90000RPM ELECTRIC PEN DRIVE SET | CMF | EA
01.503.801 | 10887587008080 | TI MATRIXMIDFACE PREFORMED ORBITAL PLATE SET | CMF | EA
SD397.244 | 10887587002972 | 1.1MM DRILL BIT J-LATCH W/6MM STOP FOR MIDFACE TROCAR | CMF | EA
SD445.011 | 10887587003405 | TI MATRIXMIDFACE 110Â° L-PLATE 2X2 HOLES/0.7MM THICK/17MM | CMF | EA
SD445.012 | 10887587003412 | TI MATRIXMIDFACE 110Â° L-PLATE 2X2 HOLES/0.7MM THICK/19MM | CMF | EA
SD445.013 | 10887587003429 | TI MATRIXMIDFACE 110Â° L-PLATE 2X2 HOLES/0.7MM THICK/21MM | CMF | EA
SD445.005 | 10887587003344 | TI MATRIXMIDFACE 90Â° L-PLATE 2X2 HOLES/0.7MM THICK/16MM | CMF | EA
SD445.006 | 10887587003351 | TI MATRIXMIDFACE 90Â° L-PLATE 2X2 HOLES/0.7MM THICK/18MM | CMF | EA
SD445.007 | 10887587003368 | TI MATRIXMIDFACE 90Â° L-PLATE 2X2 HOLES/0.7MM THICK/20MM | CMF | EA
SD445.008 | 10887587003375 | TI MATRIXMIDFACE ANATOMIC L-PL 3X3 HOLES/0.7MM THICK/SHORT | CMF | EA
SD445.009 | 10887587003382 | TI MATRIXMIDFACE ANATOMIC L-PL 3X3 HOLES/0.7MM THICK/MEDIUM | CMF | EA
SD445.010 | 10887587003399 | TI MATRIXMIDFACE ANATOMIC L-PL 3X3 HOLES/0.7MM THICK/LONG | CMF | EA
314.435 | 10887587037417 | 1.5MM CRUCIFORM BLD SLF-RETAIN CENTER PIN F/RESORB SCREW/MQC | CMF | EA
314.695 | 10887587037769 | 2.0MM CRUCIFORM BLD SLF-RETAIN CENTER PIN F/RESORB SCREW/MQC | CMF | EA
SD447.404A | 10887587004037 | 2.0MM PSPC MLP DOUBLE ANGLE PL LARGE 4X20X4 HOLES W/MAXILLA | CMF | EA
SD447.405A | 10887587004068 | 2.0MM PSPC MLP DOUBLE ANGLE PL LARGE 5X22X5 HOLES W/MAXILLA | CMF | EA
SD447.406A | 10887587004099 | 2.0MM PSPC MLP DOUBLE ANGLE PL LARGE 6X24X6 HOLES W/MAXILLA | CMF | EA
SD447.109A | 10887587003825 | 2.0MM PSPC LARGE LOCKING PLATE 6X21 HOLES/LEFT WITH MAXILLA | CMF | EA
SD447.108A | 10887587003795 | 2.0MM PSPC LARGE LOCKING PLATE 6X21 HOLES/RIGHT WITH MAXILLA | CMF | EA
SD397.208 | 10887587002880 | CANNULA W/TEETH AND OBTURATOR FOR BASIC TROCAR SYSTEM | CMF | EA
SD317.876 | 10887587002507 | 1.5MM DRILL BIT J-LATCH 110MM/CALIBRATED FOR 397.209 | CMF | EA
SD317.877 | 10887587002514 | 1.8MM DRILL BIT J-LATCH 110MM/CALIBRATED FOR 397.209 | CMF | EA
01.503.505E | 10887587008028 | 1.0MM CMFS MODULE FOR MATRIXMIDFACE EVALUATION SET | CMF | EA
01.501.005 | 10887587007151 | MATRIXRIB FIXATION SYSTEM SET | CMF | EA
01.501.005FE | 10887587007199 | MATRIXRIB FIXATION SYSTEM FIELD EQUIPMENT SET | CMF | EA
01.501.005E | 10887587007168 | MATRIXRIB FIXATION SYSTEM EVALUATION SET | CMF | EA
SD447.422A | 10887587004167 | 2.0MM PSPC MLP PL/RIGHT EXTRA 6 X 21 HOLE WITH MAXILLA | CMF | EA
SD447.423A | 10887587004198 | 2.0MM PSPC MLP PL/LEFT EXTRA 6 X 21 HOLE WITH MAXILLA | CMF | EA
SD447.424A | 10887587004228 | 2.0MM PSPC MLP PL/DBL ANGLE PL EXTRA/4X20X4 HOLE WITH MAXILLA | CMF | EA
SD447.425A | 10887587004259 | 2.0MM PSPC MLP PL/DBL ANGLE PL EXTRA/5X22X5 HOLE WITH MAXILLA | CMF | EA
SD447.426A | 10887587004280 | 2.0MM PSPC MLP PL/DBL ANGLE PL EXTRA/6X24X6 HOLE WITH MAXILLA | CMF | EA
SD449.636A | 10887587005065 | PSPC LCKNG RECON PL W/MAXILLA W/DOUBLE ANGLE 4X20X4 HOLE | CMF | EA
SD449.637A | 10887587005096 | PSPC LCKNG RECON PL W/MAXILLA W/DOUBLE ANGLE 5X22X5 HOLE | CMF | EA
04.503.545.05 | 20887587021505 | 2.0MM TI MATRIXMANDIBLE SCREW SLF-DRILLING/LOCKING/5MM | CMF | P5
04.503.510.05 | 20887587021475 | 2.0MM TI MATRIXMANDIBLE SCREW SELF-DRILLING/10MM | CMF | P5
04.503.550.05 | 20887587021598 | 2.0MM TI MATRIXMANDIBLE SCREW SELF-DRILLING/LOCKING/10MM | CMF | P5
04.503.550.01 | 10887587021584 | 2.0MM TI MATRIXMANDIBLE SCREW SELF-DRILLING/LOCKING/10MM | CMF | EA
04.503.545.01 | 10887587021492 | 2.0MM TI MATRIXMANDIBLE SCREW SLF-DRILLING/LOCKING/5MM | CMF | EA
04.503.546.20 | 20887587021543 | 2.0MM TI MATRIXMANDIBLE SCREW SLF-DRILLING/LOCKING/6MM | CMF | 4E
04.503.510.01 | 10887587021461 | 2.0MM TI MATRIXMANDIBLE SCREW SELF-DRILLING/10MM | CMF | EA
04.503.548.20 | 20887587021574 | 2.0MM TI MATRIXMANDIBLE SCREW SLF-DRILLING/LOCKING/8MM | CMF | 4E
04.503.510.20 | 20887587021482 | 2.0MM TI MATRIXMANDIBLE SLF-DRILLING SCREW/10MM | CMF | 4E
04.503.550.20 | 20887587021604 | 2.0MM TI MATRIXMANDIBLE SCREW SLF-DRILLING/LOCKING/10MM | CMF | 4E
04.503.545.20 | 20887587021512 | 2.0MM TI MATRIXMANDIBLE SCREW SLF-DRILLING/LOCKING/5MM | CMF | 4E
03.511.284 | 10887587014326 | MATRIX 1.4MM DRILL BIT MQC/4MM STOP/44.5MM | CMF | EA
03.511.286 | 10887587014333 | MATRIX 1.4MM DRILL BIT MQC/6MM STOP/44.5MM | CMF | EA
03.511.288 | 10887587014340 | MATRIX 1.4MM DRILL BIT MQC/8MM STOP/44.5MM | CMF | EA
SD386.918 | 10887587002712 | RETRACTOR BLADE 22MM WIDTH F/ USE W/OPTICAL RETRACTOR HANDLE | CMF | EA
SD300.003 | 10887587001494 | ORBITAL RETRACTOR RIGHT/ANGLED | CMF | EA
SD300.004 | 10887587001500 | ORBITAL RETRACTOR LEFT/ANGLED | CMF | EA
04.503.508.20 | 20887587021451 | 2.0MM TI MATRIXMANDIBLE SCREW SELF-DRILLING/8MM | CMF | 4E
310.611 | 10887587035352 | RAPIDSORB PLUS 1.6MM DIA DRILL BIT/STRYKER J-LATCH/6MM STOP | CMF | EA
310.612 | 10887587035369 | RAPIDSORB PLUS 1.6MM DIA DRILL BIT/STRYKER J-LATCH/8MM STOP | CMF | EA
310.613 | 10887587035376 | RAPIDSORB PLUS 1.6MM DIA DRILL BIT/STRYKER J-LATCH/10MM STOP | CMF | EA
310.614 | 10887587035383 | RAPIDSORB PLUS 1.6MM DIA CALIB DRILL BIT/STRYKER J-LATCH/18MM | CMF | EA
03.449.001 | 10887587010250 | HEIGHT GAUGE FOR CONDYLAR ADD-ON SYSTEM | CMF | EA
310.615 | 10887587035390 | RAPIDSORB PLUS 2.1MM DIA DRILL BIT/STRYKER J-LATCH/6MM STOP | CMF | EA
310.616 | 10887587035406 | RAPIDSORB PLUS 2.1MM DIA DRILL BIT/STRYKER J-LATCH/8MM STOP | CMF | EA
310.617 | 10887587035413 | RAPIDSORB PLUS 2.1MM DIA DRILL BIT/STRYKER J-LATCH/10MM STOP | CMF | EA
310.618 | 10887587035420 | RAPIDSORB PLUS 2.1MM DIA CALIB DRILL BIT/STRYKER J-LATCH/18MM | CMF | EA
310.619 | 10887587035437 | RAPIDSORB PLUS 2.4MM DIA DRILL BIT/STRYKER J-LATCH/6MM STOP | CMF | EA
310.620 | 10887587035444 | RAPIDSORB PLUS 2.4MM DIA DRILL BIT/STRYKER J-LATCH/8MM STOP | CMF | EA
310.621 | 10887587035451 | RAPIDSORB PLUS 2.4MM DIA DRILL BIT/STRYKER J-LATCH/10MM STOP | CMF | EA
310.622 | 10887587035468 | RAPIDSORB PLUS 2.4MM DIA CALIB DRILL BIT/STRYKER J-LATCH/18MM | CMF | EA
310.623 | 10887587035475 | RAPIDSORB PLUS 1.6MM DIA DRILL BIT/18MM STOP F/90Â° SCRWDRVR | CMF | EA
310.624 | 10887587035482 | RAPIDSORB PLUS 2.1MM DIA DRILL BIT/18MM STOP F/90Â° SCRWDRVR | CMF | EA
310.625 | 10887587035499 | RAPIDSORB PLUS 2.4MM DIA DRILL BIT/18MM STOP F/90Â° SCRWDRVR | CMF | EA
311.560.01S | 10887587036304 | TAP F/2.0MM RAPIDSORB PLUS SCREWS/6MM STOP/HEX-STERILE | CMF | EA
311.561.01S | 10887587036311 | TAP F/2.0MM RAPIDSORB PLUS SCR 8MM STOP/HEX-STERILE | CMF | EA
311.562.01S | 10887587036328 | TAP F/2.0MM RAPIDSORB PLUS SCR 10MM STOP/HEX-STERILE | CMF | EA
311.563.01S | 10887587036335 | CALIB TAP F/2.0MM RAPIDSORB PLUS SCR/18MM STOP/HEX-STERILE | CMF | EA
311.578.01S | 10887587036458 | 2.5MM STABILIZATION TAP F/ RAPIDSORB PLUS SCR/18MM-STER | CMF | EA
311.579.01S | 10887587036465 | 2.8MM STABILIZATION TAP F/ RAPIDSORB PLUS SCR/18MM-STER | CMF | EA
311.564.01S | 10887587036342 | TAP F/2.0MM RAPIDSORB PLUS SCR 18MM STOP F/90Â° SCRWDRVR-STER | CMF | EA
311.566.01S | 10887587036359 | TAP F/2.5MM RAPIDSORB PLUS SCR 6MM STOP/HEX-STERILE | CMF | EA
311.567.01S | 10887587036366 | TAP F/2.5MM RAPIDSORB PLUS SCR 8MM STOP/HEX-STERILE | CMF | EA
311.568.01S | 10887587036373 | TAP F/2.5MM RAPIDSORB PLUS SCR 10MM STOP/HEX-STERILE | CMF | EA
311.569.01S | 10887587036380 | CALIB TAP F/2.5MM RAPIDSORB PLUS SCR/18MM STOP/HEX-STER | CMF | EA
311.572.01S | 10887587036403 | TAP F/2.8MM RAPIDSORB PLUS SCR 6MM STOP/HEX-STERILE | CMF | EA
311.573.01S | 10887587036410 | TAP F/2.8MM RAPIDSORB PLUS SCR 8MM STOP/HEX-STERILE | CMF | EA
311.574.01S | 10887587036427 | TAP F/2.8MM RAPIDSORB PLUS SCR 10MM STOP/HEX-STERILE | CMF | EA
311.575.01S | 10887587036434 | CALIB TAP F/2.8MM RAPIDSORB PLUS SCREW/18MM STOP/HEX-STER | CMF | EA
SD391.098 | 10887587002798 | PLATE CUTTER-SHORT FOR MIDFACE PLATES | CMF | EA
SD306.503 | 10887587001692 | TOP BRACKET FOR PLATE CUTTER FOR 306.502 | CMF | EA
SD306.504 | 10887587001708 | BOTTOM BRACKET F/PLATE CUTTER FOR 306.502 | CMF | EA
NA0324.1 | 10887587000916 | CASE PSI SAMPLE KIT | CMF | EA
NA0324.2 | 10887587000923 | PEEK SAMPLE IMPLANT PSI SAMPLE KIT | CMF | EA
NA0324.3 | 10887587000930 | SAMPLE SKULL DEFECT PSI SAMPLE KIT | CMF | EA
04.503.900S | 10887587023243 | TI MATRIXMANDIBLE PREFORMED RECON PL/SM/RT/2.5MM THK-STER | CMF | EA
04.503.901S | 10887587023267 | TI MATRIXMANDIBLE PREFORMED RECON PL/SM/LT/2.5MM THK-STER | CMF | EA
04.503.902S | 10887587023281 | TI MATRIXMANDIBLE PREFORMED RECON PL/MED/RT/2.5MM THK-STER | CMF | EA
04.503.903S | 10887587023304 | TI MATRIXMANDIBLE PREFORMED RECON PL/MED/LT/2.5MM THK-STER | CMF | EA
04.503.904S | 10887587023328 | TI MATRIXMANDIBLE PREFORMED RECON PL/LRG/RT/2.5MM THK-STER | CMF | EA
04.503.905S | 10887587023342 | TI MATRIXMANDIBLE PREFORMED RECON PL/LRG/LT/2.5MM THK-STER | CMF | EA
03.503.510 | 10887587013060 | MATRIXMANDIBLE 1.5MM DRILL BIT MQC W/10MM STOP/50MM | CMF | EA
03.503.410 | 10887587012896 | MATRIXMANDIBLE 1.5MM DRILL BIT J-LATCH W/10MM STOP/50MM | CMF | EA
01.449.002E | 10887587007045 | CONDYLAR HEAD ADD-ON SYSTEM EVAL SET FOR MATRIXMANDIBLE | CMF | EA
01.503.514 | 10887587008035 | MATRIXORTHOGNATHIC PLATING SYSTEM SET | CMF | EA
01.503.514E | 10887587008042 | MATRIXORTHOGNATHIC PLATING SYSTEM EVALUATION SET | CMF | EA
SD347.965 | 10887587002668 | BENDING FORCEPS F/CRANIOFACIAL AND ORTHOGNATHIC PLATES | CMF | EA
05.001.108.98 | 10887587025506 | LIGHT ADAPTOR FOR SMALL BATTERY FOR EPD | CMF | EA
60.503.013 | 10887587057781 | LABEL SHEET FOR THE BATTERY POWERED DRIVER | CMF | EA
SD520.007 | 10887587005546 | SAW BLADE 25X5.5X0.6MM W/EXTENDED SHAFT FOR RECIP SAW | CMF | EA
SD329.004 | 10887587002583 | THREADED PLATE BENDER FOR 2.0MM MLP | CMF | EA
SD322.025 | 10887587002576 | DRILL GUIDE HANDLE MANDIBLE | CMF | EA
SD397.016 | 10887587002859 | Ã1.5MM DRILL GUIDE MANDIBLE | CMF | EA
01.501.627 | 10887587007489 | TI STERNAL FIXATION SYSTEM COMBINATION SET | CMF | EA
01.501.626E | 10887587007465 | TI STERNAL FIXATION SYSTEM PRIMARY CLOSURE EVAL SET | CMF | EA
01.501.626 | 10887587007458 | TI STERNAL FIXATION SYSTEM PRIMARY CLOSURE SET | CMF | EA
312.201 | 10887587036557 | RAPIDSORB PLUS DRILL GUIDE | CMF | EA
03.509.240 | 10887587014210 | 1.1MM DRILL BIT/STRYKER J-LATCH/110MM/16MM STOP | CMF | EA
03.509.280 | 10887587014227 | 1.1MM DRILL BIT/MQC/110MM 16MM STOP | CMF | EA
306.715 | 10887587034188 | LID FOR GRAPHIC CASE MEDIUM FOR MATRIXMANDIBLE SYSTEM | CMF | EA
306.776 | 10887587034591 | GRAPHIC CASE SMALL FOR MATRIXMANDIBLE SYSTEM | CMF | EA
306.717 | 10887587034195 | LID FOR GRAPHIC CASE SMALL FOR MATRIXMANDIBLE SYSTEM | CMF | EA
SD347.966 | 10887587002675 | BENDING PLIERS-FINE TIP FOR ORTHOGNATHIC PLATES | CMF | EA
SD329.143 | 10887587002620 | COMBINATION BENDERS MATRIXMANDIBLE | CMF | EA
306.779 | 10887587034621 | LID F/MATRIX AUX MODULE/MEDIUM MANDIBLE/MIDFACE/ORTHOGNATHIC | CMF | EA
SD389.002 | 10887587002736 | BONE SPREADER/HORIZONTAL | CMF | EA
08.540.100S | 10887587026558 | SYNPOR HD CHIN/ROUND 4MM-STERILE | CMF | EA
08.540.101S | 10887587026565 | SYNPOR HD CHIN/ROUND 6MM-STERILE | CMF | EA
08.540.102S | 10887587026572 | SYNPOR HD CHIN/ROUND 9MM-STERILE | CMF | EA
08.540.110S | 10887587026589 | SYNPOR HD CHIN/SQUARE 4MM-STERILE | CMF | EA
08.540.111S | 10887587026596 | SYNPOR HD CHIN/SQUARE 6MM-STERILE | CMF | EA
08.540.112S | 10887587026602 | SYNPOR HD CHIN/SQUARE 9MM-STERILE | CMF | EA
08.550.100S | 10887587026619 | SYNPOR HD MALAR ENHANCER RIGHT/3MM-STERILE | CMF | EA
08.550.101S | 10887587026626 | SYNPOR HD MALAR ENHANCER LEFT/3MM-STERILE | CMF | EA
08.550.102S | 10887587026633 | SYNPOR HD MALAR ENHANCER RIGHT/4MM-STERILE | CMF | EA
08.550.103S | 10887587026640 | SYNPOR HD MALAR ENHANCER LEFT/4MM-STERILE | CMF | EA
08.550.104S | 10887587026657 | SYNPOR HD MALAR ENHANCER RIGHT/5MM-STERILE | CMF | EA
08.550.105S | 10887587026664 | SYNPOR HD MALAR ENHANCER LEFT/5MM-STERILE | CMF | EA
08.550.110S | 10887587026671 | SYNPOR HD MALAR SHELL RIGHT/3MM-STERILE | CMF | EA
08.550.111S | 10887587026688 | SYNPOR HD MALAR SHELL LEFT/3MM-STERILE | CMF | EA
08.550.112S | 10887587026695 | SYNPOR HD MALAR SHELL RIGHT/4MM-STERILE | CMF | EA
08.550.113S | 10887587026701 | SYNPOR HD MALAR SHELL LEFT/4MM-STERILE | CMF | EA
08.550.114S | 10887587026718 | SYNPOR HD MALAR SHELL RIGHT/5MM-STERILE | CMF | EA
08.550.115S | 10887587026725 | SYNPOR HD MALAR SHELL LEFT/5MM-STERILE | CMF | EA
08.560.100S | 10887587026732 | SYNPOR ORBITAL RIM RIGHT-STERILE | CMF | EA
08.560.101S | 10887587026749 | SYNPOR ORBITAL RIM LEFT-STERILE | CMF | EA
08.570.100S | 10887587026756 | SYNPOR NASAL ARCH 13MM-STERILE | CMF | EA
08.510.150S | 10887587026084 | SYNPOR SQUARE SHEET 50X70MM/0.85MM THICK-STERILE | CMF | EA
08.510.160S | 10887587026091 | SYNPOR SQUARE SHEET 50X70MM/1.5MM THICK-STERILE | CMF | EA
01.503.200 | 10887587007823 | MATRIXMANDIBLE MILITARY SET | CMF | EA
306.708 | 10887587034119 | INSTR TRAY F/GRAPHIC CASE/SM MATRIXMANDIBLE BENDER/CUTTER | CMF | EA
306.709 | 10887587034126 | INSTR TRAY F/GRAPHIC CASE/SM MATRIXMANDIBLE TROCAR/DRIVERS | CMF | EA
01.001.594.98 | 10887587006833 | AIR PEN DRIVE SET | CMF | EA
01.001.594.98E | 10887587006840 | AIR PEN DRIVE EVALUATION SET | CMF | EA
01.001.596 | 10887587006857 | AIR PEN DRIVE CMF SET | CMF | EA
60.550.051.98 | 10887587058467 | INSERT TRAY FOR AIR PEN DRIVE GRAPHIC CASE | CMF | EA
60.550.052.98 | 10887587058474 | LID FOR GRAPHIC CASE FOR AIR PEN DRIVE | CMF | EA
SD422.008 | 10887587003276 | 1.8MM TI CONTOURABLE MESH 0.6MM RIGID 43MMX33MM/STEPPED | CMF | EA
01.505.002FE | 10887587008165 | 90Â° SCREWDRIVER FIELD EQUIPMENT SET | CMF | EA
SD398.906 | 10887587003061 | REDUCTION FORCEPS FOR 1.6MM KIRSCHNER WIRES | CMF | EA
460.019S | 10887587054926 | TI STERNAL LOCKING STRAIGHT PL 12 HOLES-STERILE | CMF | EA
460.023S | 10887587054988 | TI STERNAL LOCKING STRAIGHT PL 20 HOLES-STERILE | CMF | EA
04.509.001 | 10887587023359 | FOOTPLATE FOR TRANSPALATAL DISTRACTOR/RIGHT | CMF | EA
04.509.002 | 10887587023366 | FOOTPLATE FOR TRANSPALATAL DISTRACTOR/LEFT | CMF | EA
03.509.002 | 10887587014203 | ACTIVATION INSTRUMENT FOR TRANSPALATAL DISTRACTOR | CMF | EA
04.509.005 | 10887587023373 | TRANSPALATAL DISTRACTOR BODY 16-24MM | CMF | EA
04.509.006 | 10887587023380 | TRANSPALATAL DISTRACTOR BODY 20-36MM | CMF | EA
04.509.007 | 10887587023397 | TRANSPALATAL DISTRACTOR BODY 24-48MM | CMF | EA
04.509.008 | 10887587023403 | BLOCKING SCREW FOR TRANSPALATAL DISTRACTOR | CMF | EA
01.503.820 | 10887587008097 | MATRIXMANDIBLE SUBCONDYLAR PLATE SET | CMF | EA
01.503.820E | 10887587008103 | MATRIXMANDIBLE SUBCONDYLAR PLATE EVALUATION SET | CMF | EA
SD397.201 | 10887587002866 | 2.0MM CANNULA AND OBTURATOR STATIONARY | CMF | EA
SD306.505 | 10887587001715 | MINI MODULE MATRIXNEURO SYSTEM | CMF | EA
SD514.218 | 10887587005447 | 1.5/2.0MM PLUSDRIVE BLADE SELF-RETAINING 14MM | CMF | EA
SD300.100 | 10887587001562 | LOCKING PLATE SPACER | CMF | EA
03.702.400.98S | 10887587015026 | DELIVERY CANNULA AND TAMP 8 GAUGE X 10CM-STERILE | CMF | EA
03.702.401.98S | 10887587015033 | DELIVERY CANNULA AND TAMP 10 GAUGE X 10CM-STERILE | CMF | EA
03.702.402.98S | 10887587015040 | DELIVERY CANNULA AND TAMP 12GA X 5CM - STERILE | CMF | EA
SD329.101 | 10887587002590 | INFANT/CHILD MODEL THORAX | CMF | EA
SD390.100 | 10887587002743 | HEADFRAME ASSEMBLY - BLUE F/EXTERNAL MIDFACE DISTRACTOR | CMF | EA
SD390.102 | 10887587002750 | VERTICAL ROD ASSEMBLY NON-ANGULATING - BLUE | CMF | EA
SD390.104 | 10887587002767 | VERTICAL ROD ASSEMBLY ANGULATING - BLUE | CMF | EA
SD390.106 | 10887587002774 | HORIZONTAL ROD ASSEMBLY WITH RIGID CLAMPS - BLUE | CMF | EA
SD390.108 | 10887587002781 | HORIZONTAL ROD ASSEMBLY WITH SWIVEL CLAMPS - BLUE | CMF | EA
XM106.0620S | 00812337020152 | DD-XCM BIOLOGIC TISSUE MATRIX 6CM X 20CM/THICK-STERILE | CMF | EA
01.503.212 | 10887587007861 | MATRIXMIDFACE MILITARY SET B | CMF | EA
01.503.202 | 10887587007847 | MATRIXMANDIBLE MILITARY SET B | CMF | EA
01.503.211 | 10887587007854 | MATRIXMIDFACE MILITARY SET A | CMF | EA
01.503.201 | 10887587007830 | MATRIXMANDIBLE MILITARY SET A | CMF | EA
01.503.900 | 10887587008110 | MATRIXMANDIBLE PREFORMED RECON PLATE SET | CMF | EA
01.503.900FE | 10887587008134 | MATRIXMANDIBLE PREFORMED RECON PLATE FIELD EQUIPMENT SET | CMF | EA
01.503.900E | 10887587008127 | MATRIXMANDIBLE PREFORMED RECON PLATE EVALUATION SET | CMF | EA
SD445.015 | 10887587003443 | TI MATRIXMIDFACE OBLIQUE L-PL 21MM/2X2 H/RIGHT/0.7MM THICK | CMF | EA
SD445.014 | 10887587003436 | TI MATRIXMIDFACE OBLIQUE L-PL 21MM/2X2 H/LEFT/0.7MM THICK | CMF | EA
2318 | 10887587028965 | 2009-2010 SYNTHES CMF PRICE LIST | CMF | EA
03.000.400S | 20887587009671 | IRRIGATION TUBING FOR PIEZOELECTRIC SYSTEM-STER | CMF | P5
05.001.402 | 10887587025780 | FOOT PEDAL FOR PIEZOELECTRIC SYSTEM | CMF | EA
05.001.401 | 10887587025759 | HAND PIECE FOR PIEZOELECTRIC SYSTEM | CMF | EA
05.001.400 | 10887587025728 | CONSOLE FOR PIEZOELECTRIC SYSTEM | CMF | EA
05.001.403 | 10887587025810 | TORQUE WRENCH FOR PIEZOELECTRIC SYSTEM | CMF | EA
SD320.003 | 10887587002569 | 3.5MM THREADED REDUCTION TOOL W/SOFT TISSUE SLEEVE | CMF | EA
SD397.210 | 10887587002903 | SINGLE POINT CANNULA AND OBTURATOR-BASIC TROCAR SYSTEM | CMF | EA
SD311.246 | 10887587001982 | 2.0MM PLUSDRIVE COARSE PITCH CALIBRATED TAP - FOR SD397.210 | CMF | EA
SD311.247 | 10887587001999 | 1.85MM COARSE PITCH MATRIX CALIBRATED TAP - FOR SD397.210 | CMF | EA
SD312.158 | 10887587002033 | 1.5MM THREADED DRILL GUIDE FOR BASIC TROCAR SYSTEM - 68MM | CMF | EA
XM106.0416S | 00812337020084 | DD-XCM BIOLOGIC TISSUE MATRIX 4CM X 16CM/THICK-STERILE | CMF | EA
XM106.0516S | 00812337020114 | DD-XCM BIOLOGIC TISSUE MATRIX 5CM X 16CM/THICK-STERILE | CMF | EA
SD391.98 | 10887587002828 | PLATE CUTTER FOR 1.0MM-2.0MM PLATES - LEFT-HANDED | CMF | EA
SD391.952 | 10887587002811 | MESH CUTTER LEFT-HANDED | CMF | EA
305.851 | 10887587033273 | INSTRUMENT TRAY FOR RAPIDSORB PLUS SYSTEM | CMF | EA
305.852 | 10887587033280 | INSTRUMENT TRAY LID FOR RAPIDSORB PLUS SYSTEM | CMF | EA
05.001.409.98 | 10887587025841 | POWER CORD PLUG TYPE K FOR PIEZOELECTRIC SYSTEM | CMF | EA
NA0392 | 10887587000954 | DD-XCM BIOLOGIC TISSUE MATRIX DEMO SAMPLE | CMF | EA
NA0393 | 10887587000961 | DD-XCM BIOLOGIC TISSUE MATRIX DISPLAY SAMPLE | CMF | EA
SD398.987 | 10887587003122 | RAMUS CLAMP FORCEPS | CMF | EA
60.501.013 | 10887587057569 | LARGE LID FOR MATRIXRIB COMPACT GRAPHIC CASE | CMF | EA
60.501.014 | 10887587057576 | SCREW LID FOR MATRIXRIB COMPACT INSERT TRAY | CMF | EA
SD311.248 | 10887587002002 | TAP/CALIBRATED/HEX COUPLING FOR 2.4MM CORTEX SCREWS | CMF | EA
SD317.032 | 10887587002415 | 1.4MM DRILL BIT/STRYKER J-LATCH/8MM STOP/60MM | CMF | EA
05.001.006.98 | 10887587024653 | STANDARD CONSOLE W/O TORQUE LIMITING F/ELECTRIC PEN DRIVE | CMF | EA
SD300.101 | 10887587001579 | LOCKING PLATE SPACER | CMF | EA
SD387.422 | 10887587002729 | LINEAR ACTIVATION INSTR FOR MULTI-VECTOR DSTR - TWO PIECE | CMF | EA
05.001.140.98 | 10887587025582 | MEDICAL GRADE POWER CORD THREE PRONGS/CLEAR PLUG | CMF | EA
03.540.100 | 10887587014845 | SYNPOR HD SIZER/CHIN/ROUND 4MM | CMF | EA
03.540.101 | 10887587014852 | SYNPOR HD SIZER/CHIN/ROUND 6MM | CMF | EA
03.540.102 | 10887587014869 | SYNPOR HD SIZER/CHIN/ROUND 9MM | CMF | EA
03.540.110 | 10887587014876 | SYNPOR HD SIZER/CHIN/SQUARE 4MM | CMF | EA
03.540.111 | 10887587014883 | SYNPOR HD SIZER/CHIN/SQUARE 6MM | CMF | EA
03.540.112 | 10887587014890 | SYNPOR HD SIZER/CHIN/SQUARE 9MM | CMF | EA
03.550.100 | 10887587014906 | SYNPOR HD SIZER/MALAR ENHANCER/RIGHT/3MM | CMF | EA
03.550.101 | 10887587014913 | SYNPOR HD SIZER/MALAR ENHANCER/LEFT/3MM | CMF | EA
03.550.102 | 10887587014920 | SYNPOR HD SIZER/MALAR ENHANCER/RIGHT/4MM | CMF | EA
03.550.103 | 10887587014937 | SYNPOR HD SIZER/MALAR ENHANCER/LEFT/4MM | CMF | EA
03.550.104 | 10887587014944 | SYNPOR HD SIZER/MALAR ENHANCER/RIGHT/5MM | CMF | EA
03.550.105 | 10887587014951 | SYNPOR HD SIZER/MALAR ENHANCER/LEFT/5MM | CMF | EA
03.550.110 | 10887587014968 | SYNPOR HD SIZER/MALAR SHELL RIGHT/3MM | CMF | EA
03.550.111 | 10887587014975 | SYNPOR HD SIZER/MALAR SHELL LEFT/3MM | CMF | EA
03.550.112 | 10887587014982 | SYNPOR HD SIZER/MALAR SHELL RIGHT/4MM | CMF | EA
03.550.113 | 10887587014999 | SYNPOR HD SIZER/MALAR SHELL LEFT/4MM | CMF | EA
03.550.114 | 10887587015002 | SYNPOR HD SIZER/MALAR SHELL RIGHT/5MM | CMF | EA
03.550.115 | 10887587015019 | SYNPOR HD SIZER/MALAR SHELL LEFT/5MM | CMF | EA
03.503.093 | 10887587011981 | MANDIBULAR OBLIQUE FRACTURE REDUCTION INSTRUMENT | CMF | EA
03.530.001 | 10887587014654 | OCULAR SPHERE INSERTER | CMF | EA
60.510.001 | 10887587057972 | SYNPOR HD OCULAR SPHERE INSTRUMENT MODULE | CMF | EA
60.510.002 | 10887587057989 | SYNPOR HD OCULAR SPHERE INSTRUMENT MODULE LID | CMF | EA
XM106.0204S | 00812337020039 | DD-XCM BIOLOGIC TISSUE MATRIX 2CM X 4CM/THICK-STERILE | CMF | EA
05.001.007.98 | 10887587024660 | IRRIGATION BOTTLE HOLDER FOR EPD CONSOLE | CMF | EA
01.501.500E | 10887587007281 | EVALUATION KIT FOR XCM BIOLOGIC TISSUE MATRIX | CMF | EA
311.008 | 10887587035611 | TORQUE LIMITING SCREWDRIVER HANDLE W/HEX COUPLING/LARGE | CMF | EA
03.530.110 | 10887587014661 | OCULAR SPHERE SIZER/16MM | CMF | EA
03.530.120 | 10887587014678 | OCULAR SPHERE SIZER/18MM | CMF | EA
03.530.125 | 10887587014685 | OCULAR SPHERE SIZER/19MM | CMF | EA
03.530.130 | 10887587014692 | OCULAR SPHERE SIZER/20MM | CMF | EA
03.530.135 | 10887587014708 | OCULAR SPHERE SIZER/21MM | CMF | EA
03.530.140 | 10887587014715 | OCULAR SPHERE SIZER/22MM | CMF | EA
01.501.627FE | 10887587007496 | TI STERNAL FIXATION SYSTEM COMBINATION SET | CMF | EA
SD317.878 | 10887587002521 | MATRIXMANDIBLE 1.5MM DRILL BIT 90MM/CALIBRATED/J-LATCH | CMF | EA
60.510.005 | 10887587057996 | SYNPOR HD OCULAR SPHERE INSTRUMENT MODULE LABEL SHEET | CMF | EA
SD399.018 | 10887587003184 | PLATE HOLDER FOR MATRIX PLATES MANDIBLE | CMF | EA
01.501.010E | 10887587007250 | MATRIXRIB COMPACT PLATE AND SPLINT SYSTEM EVALUATION SET | CMF | EA
01.501.010FE | 10887587007267 | MATRIXRIB COMPACT PLATE AND SPLINT FIELD EQUIPMENT SET | CMF | EA
01.501.011 | 10887587007274 | MATRIXRIB COMPACT PLATE SYSTEM | CMF | EA
01.501.010 | 10887587007243 | MATRIXRIB COMPACT PLATE AND SPLINT SYSTEM | CMF | EA
SD448.016 | 10887587004433 | TI MATRIXMANDIBLE TENSION BAND PLATE/PREBENT/MALLEABLE/4H/RT | CMF | EA
SD448.017 | 10887587004440 | TI MATRIXMANDIBLE TENSION BAND PLATE/PREBENT/MALLEABLE/4H/LT | CMF | EA
01.500.030D | 10887587007106 | 2.0MM CURVILINEAR DISTRACTOR DEMO SET | CMF | EA
01.503.400E | 10887587007885 | MATRIXCOMBO PLATING SET EVALUATION SET | CMF | EA
01.503.400 | 10887587007878 | MATRIXCOMBO PLATING SET | CMF | EA
01.503.400EPA | 10887587007892 | MATRIXCOMBO PLATING SET INSTRUMENTS AND CASES | CMF | EA
01.503.400EPI | 10887587007908 | MATRIXCOMBO PLATING SET IMPLANTS | CMF | EA
01.503.401 | 10887587007915 | MATRIXCOMBO PLATING SET MIDFACE AND MANDIBLE TRAUMA | CMF | EA
01.503.402 | 10887587007922 | MANDIBLE RECONSTRUCTION MODULE FOR MATRIXCOMBO PLATING SET | CMF | EA
01.503.403 | 10887587007939 | LAG SCREW MODULE FOR MATRIXMANDIBLE PLATING SYSTEM | CMF | EA
01.503.404 | 10887587007946 | MINI IMF MODULE FOR MATRIXMANDIBLE PLATING SYSTEM | CMF | EA
01.503.405 | 10887587007953 | COMPACT IMF MODULE FOR MATRIXMANDIBLE PLATING SYSTEM | CMF | EA
2319 | 10887587028972 | SYNTHES CMF PRICE LIST 2010-2011 | CMF | EA
01.503.104EPA | 10887587007625 | MATRIXNEURO INSTRUMENT SET | CMF | EA
01.503.104EPI | 10887587007632 | MATRIXNEURO IMPLANT SET | CMF | EA
01.501.005EPA | 10887587007175 | MATRIXRIB FIXATION SYSTEM INSTRUMENT SET | CMF | EA
01.501.005EPI | 10887587007182 | MATRIXRIB FIXATION SYSTEM IMPLANT SET | CMF | EA
01.503.150EPA | 10887587007779 | MATRIXMANDIBLE INSTRUMENT SET | CMF | EA
01.503.150EPI | 10887587007786 | MATRIXMANDIBLE IMPLANT SET | CMF | EA
01.503.504EPA | 10887587007984 | MATRIXMIDFACE PLATING SYSTEM INSTRUMENT SET | CMF | EA
01.503.504EPI | 10887587007991 | MATRIXMIDFACE PLATING SYSTEM IMPLANT SET | CMF | EA
01.503.514EPA | 10887587008059 | MATRIXORTHOGNATHIC PLATING SYSTEM INSTRUMENT SET | CMF | EA
01.503.514EPI | 10887587008066 | MATRIXORTHOGNATHIC PLATING SYSTEM IMPLANT SET | CMF | EA
01.001.600.98 | 10887587006895 | PIEZOELECTRIC SYSTEM CUTTING TIP SET | CMF | EA
305.859 | 10887587033297 | INSTRUMENT TRAY BASE FOR RAPIDSORB PLUS SYSTEM | CMF | EA
305.861 | 10887587033303 | GENERAL INSTRUMENT TRAY FOR RAPIDSORB PLUS SYSTEM | CMF | EA
305.862 | 10887587033310 | TROCAR INSTRUMENT INSERT FOR RAPIDSORB PLUS SYSTEM | CMF | EA
305.863 | 10887587033327 | BLADE AND DRILL INSTR INSERT F/RAPIDSORB PLUS SYSTEM | CMF | EA
305.864 | 10887587033334 | CALIBRATED DRILL BIT MODULE F/ RAPIDSORB PLUS SYSTEM | CMF | EA
305.865 | 10887587033341 | BENDING TEMPLATE MODULE FOR RAPIDSORB PLUS SYSTEM | CMF | EA
305.866 | 10887587033358 | LID FOR RAPIDSORB PLUS BENDING TEMPLATE MODULE | CMF | EA
305.867 | 10887587033365 | INSTRUMENT MODULE F/RAPIDSORB PLUS SYSTEM/THIN | CMF | EA
305.868 | 10887587033372 | FINGER MAT FOR RAPIDSORB PLUS INSTRUMENT TRAY BASE | CMF | EA
305.869 | 10887587033389 | FINGER MAT FOR RAPIDSORB PLUS GENERAL INSTRUMENT TRAY | CMF | EA
305.871 | 10887587033396 | LABEL SHEET FOR RAPIDSORB PLUS SYSTEM | CMF | EA
01.001.598.98E | 10887587006871 | PIEZOELECTRIC SYSTEM EVALUATION SET | CMF | EA
01.001.599.98E | 10887587006888 | PIEZOELECTRIC SYSTEM HANDPIECE EVALUATION SET | CMF | EA
08.901.001.98S | 20887587026760 | HEMOSTATIC BONE PUTTY STERILE | CMF | TP
05.001.178.05S | 20887587025619 | IRRIGATION TUBE SET-STERILE | CMF | P5
SD460.037 | 10887587005287 | TI STERNAL LOCKING X PLATE 8 HOLES | CMF | EA
05.001.253.98 | 10887587025711 | LARGE CHUCK WITH KEY DRILLING SPEED | CMF | EA
05.001.252.98 | 10887587025704 | SMALL CHUCK WITH KEY DRILLING SPEED | CMF | EA
05.001.250.98 | 10887587025681 | AO/ASIF QUICK COUPLING FOR DRILL BITS | CMF | EA
05.001.251.98 | 10887587025698 | AO SCREW ATTACHMENT | CMF | EA
04.501.001S | 10887587016931 | TI MATRIXRIB PRE-CONTOURED PL 15H FOR LEFT RIB 3-STERILE | CMF | EA
04.501.002S | 10887587016955 | TI MATRIXRIB PRE-CONTOURED PL 15H FOR RIGHT RIB 3-STERILE | CMF | EA
04.501.003S | 10887587016979 | TI MATRIXRIB PRE-CONTOURED PL 16H FOR LT RIBS 4&5-STERILE | CMF | EA
04.501.004S | 10887587016993 | TI MATRIXRIB PRE-CONTOURED PL 16H FOR RT RIBS 4&5-STERILE | CMF | EA
04.501.005S | 10887587017013 | TI MATRIXRIB PRE-CONTOURED PL 17H FOR LT RIBS 6&7-STERILE | CMF | EA
04.501.006S | 10887587017037 | TI MATRIXRIB PRE-CONTOURED PL 17H FOR RT RIBS 6&7-STERILE | CMF | EA
04.501.007S | 10887587017051 | TI MATRIXRIB PRE-CONTOURED PL 18H FOR LT RIBS 8&9-STERILE | CMF | EA
04.501.008S | 10887587017075 | TI MATRIXRIB PRE-CONTOURED PL 18H FOR RT RIBS 8&9-STERILE | CMF | EA
04.501.009S | 10887587017099 | TI MATRIXRIB UNIVERSAL PLATE 8 HOLES-STERILE | CMF | EA
04.503.171 | 10887587018683 | TI TRANSSPHENOIDAL PLATE SMALL/10MM X 12MM | CMF | EA
04.503.172 | 10887587018690 | TI TRANSSPHENOIDAL PLATE MEDIUM/15MM X 20MM | CMF | EA
04.503.173 | 10887587018706 | TI TRANSSPHENOIDAL PLATE LARGE/17MM X 25MM | CMF | EA
04.503.174 | 10887587018713 | TI TRANSSPHENOIDAL PLATE EXTRA LARGE/19MM X 25MM | CMF | EA
03.500.019 | 10887587010397 | ONE WAY ACTIVATION INSTRUMENT FOR DISTRACTORS | CMF | EA
306.768 | 10887587034546 | LABEL SHEET FOR PEDIATRIC CURVILINEAR DISTRACTOR MODULE | CMF | EA
105.980E | 10887587027029 | RAPIDSORB PLUS EVALUATION SET | CMF | EA
03.540.005 | 10887587014760 | 1.1MM DRILL BIT/MQC WITH 12MM STOP/110MM | CMF | EA
03.540.006 | 10887587014777 | 1.1MM DRILL BIT/J-LATCH WITH 12MM STOP/110MM | CMF | EA
03.540.007 | 10887587014784 | 1.1MM DRILL BIT/MQC WITH 25MM STOP/110MM | CMF | EA
03.540.008 | 10887587014791 | 1.1MM DRILL BIT/J-LATCH WITH 25MM STOP/110MM | CMF | EA
03.540.001 | 10887587014722 | RAMUS CLAMP | CMF | EA
03.540.002 | 10887587014739 | CHIN FORCEPS | CMF | EA
04.501.323 | 10887587077116 | STERNOTOMY STAR PLATE 12 HOLES | CMF | EA
04.501.332 | 10887587077185 | STERNOTOMY LADDER PLATE LARGE/ 10 HOLES | CMF | EA
04.501.304S | 10887587077222 | MATRIXSTERNUM STRAIGHT PLATE 4 HOLES, STERILE | CMF | EA
04.501.306S | 10887587077239 | MATRIXSTERNUM STRAIGHT PLATE 6 HOLES STERILE | CMF | EA
04.501.316S | 10887587077246 | MATRIXSTERNUM T-PLATE 7 HOLES STERILE | CMF | EA
04.501.318S | 10887587077253 | MATRIXSTERNUM X-PLATE SMALL 8 HOLES STERILE | CMF | EA
04.501.320S | 10887587077260 | MATRIXSTERNUM X-PLATE LARGE 8 HOLES STERILE | CMF | EA
04.501.322S | 10887587077277 | MATRIXSTERNUM STAR PLATE 6 HOLES STERILE | CMF | EA
04.501.323S | 10887587077284 | STERNOTOMY STAR PLATE 12 HOLES/ STERILE | CMF | EA
04.501.324S | 10887587077291 | MATRIXSTERNUM SQUARE PLATE SMALL 4 HOLES STERILE | CMF | EA
04.501.325S | 10887587077307 | MATRIXSTERNUM SQUARE PLATE LARGE 4 HOLES STERILE | CMF | EA
04.501.328S | 10887587077314 | MATRIXSTERNUM H-PLATE SMALL 8 HOLES STERILE | CMF | EA
04.501.329S | 10887587077321 | MATRIXSTERNUM H-PLATE LARGE 8 HOLES STERILE | CMF | EA
04.501.330S | 10887587077338 | MATRIXSTERNUM LADDER PLATE SMALL 10 HOLES STERILE | CMF | EA
04.501.331S | 10887587077345 | MATRIXSTERNUM LADDER PLATE LARGE 10 HOLES STERILE | CMF | EA
04.501.332S | 10887587077352 | STERNOTOMY LADDER PLATE LARGE/ 10 HOLES/ STERILE | CMF | EA
04.501.334S | 10887587077369 | MATRIXSTERNUM ANGLED PLATE 4 HOLES STERILE | CMF | EA
04.501.336S | 10887587077376 | MATRIXSTERNUM ANGLED PLATE 12 HOLES STERILE | CMF | EA
04.501.338S | 10887587077383 | MATRIXSTERNUM PI PLATE 8 HOLES STERILE | CMF | EA
03.501.444 | 10887587077581 | SD SCREW GUIDE/ T-PLATE | CMF | EA
03.501.445 | 10887587077598 | MATRIXSTERNUM REDUCTN FORCEPS | CMF | EA
03.501.446 | 10887587077604 | LINEAR STERNAL REDUCTION FORCEPS | CMF | EA
03.501.447 | 10887587077611 | MATRIXSTERNUM PLATE CUTTER | CMF | EA
03.501.448 | 10887587077628 | MATRIXSTERNUM BENDING PLIERS | CMF | EA
CD806.044 | 10887587077642 | PEEK Ã2.5MM SCREW 4MM LONG | CMF | EA
CD806.046 | 10887587077659 | PEEK Ã2.5MM SCREW 6MM LONG | CMF | EA
60.591.001 | 10887587077666 | MATRIX NEURO BASIC SET TRAY | CMF | EA
60.591.002 | 10887587077673 | BASIC SET MESH MODULE | CMF | EA
60.591.003 | 10887587077680 | MATRIX NEURO FULL SET TRAY | CMF | EA
60.591.004 | 10887587077697 | BASIC SET MESH MODULE LID | CMF | EA
60.591.005 | 10887587077703 | SELF DRILLING SCREW MODULE LID | CMF | EA
60.591.006 | 10887587077710 | FULL SET PLATE MODULE LID | CMF | EA
60.591.007 | 10887587077727 | BASIC SET PLATE MODULE LID | CMF | EA
60.591.008 | 10887587077734 | SELF DRILLING SCREW MODULE | CMF | EA
60.591.009 | 10887587077741 | FULL SET PLATE MODULE | CMF | EA
60.591.010 | 10887587077758 | BASIC SET PLATE MODULE | CMF | EA
60.591.011 | 10887587077765 | FULL SET MESH MODULE LID | CMF | EA
60.591.012 | 10887587077772 | FULL SET MESH MODULE | CMF | EA
60.591.013 | 10887587077789 | SCREW DISK | CMF | EA
60.591.014 | 10887587077796 | SCREW DISK LID | CMF | EA
SD03.511.003 | 10887587077826 | CMF PLATE HOLDER HANDLE MANDIBLE | CMF | EA
SD03.511.004 | 10887587077833 | THREADED DRILL GUIDE FOR SD03.511.003 | CMF | EA
460.048S-15 |  | TI STERNAL LCKNG DOUBLE T-PL TALL/18 HOLES/STERILE | CMF
460.046S-15 |  | TI STERNAL LOCKING STRAIGHT PLATE/13H/WITHOUT PIN-STERILE | CMF
460.045S-15 |  | TI STERNAL LOCKING STRAIGHT PLATE/8 HOLE-STERILE | CMF
04.50324801C-15 |  | TI MATRIXMIDFACE EMERGENCY SCREW 18MM | CMF
04.50324601C-15 |  | TI MATRIXMIDFACE EMERGENCY SCREW 16MM | CMF
460.040S-15 |  | TI STERNAL LOCKING X PLATE WIDE-STERILE | CMF
04.50324401C-15 |  | TI MATRIXMIDFACE EMERGENCY SCREW 14MM | CMF
460.039S-15 |  | TI STERNAL LOCKING ANGLED PLATE/12 HOLE-STERILE | CMF
460.038S-15 |  | TI STERNAL LOCKING DOUBLE-T PLATE/14 HOLES-STERILE | CMF
460.037S-15 |  | TI STERNAL LOCKING X PLATE STERILE | CMF
460.036S-15 |  | TI STERNAL LOCKING STAR PLATE 12 HOLES-STERILE | CMF
04.50321801C-15 |  | TI MATRIXMIDFACE SCREW SELF-TAPPING 18MM | CMF
04.50321601C-15 |  | TI MATRIXMIDFACE SCREW SELF-TAPPING 16MM | CMF
04.50321401C-15 |  | TI MATRIXMIDFACE SCREW SELF-TAPPING 14MM | CMF
460.035S-15 |  | TI STERNAL LOCKING STAR PLATE 6 HOLES-STERILE | CMF
460.028S-15 |  | TI STERNAL LOCKING H-PLATE LARGE/8 HOLES-STERILE | CMF
460.027S-15 |  | TI STERNAL LOCKING H-PLATE SMALL/8 HOLES-STERILE | CMF
460.024S-15 |  | TI STERNAL LOCKING STRAIGHT PLATE 30 HOLES-STERILE | CMF
460.023S-15 |  | TI STERNAL LOCKING STRAIGHT PL 20 HOLES-STERILE | CMF
460.019S-15 |  | TI STERNAL LOCKING STRAIGHT PL 12 HOLES-STERILE | CMF
04.50398201C-15 |  | MATRIXMIDFACE SCREWÃ1.7MM/12MM SLF-TPNG/TAN/PACK= 1 IN CLIP | CMF
04.50398001C-15 |  | MATRIXMIDFACE SCREWÃ1.7MM/10MM SLF-TPNG/TAN/PACK= 1 IN CLIP | CMF
04.50397801C-15 |  | MATRIXMIDFACE SCREW Ã1.7MM/8MM SLF-TPNG/TAN/PACK= 1 IN CLIP | CMF
04.50397601C-15 |  | MATRIXMIDFACE SCREW Ã1.7MM/6MM SLF-TPNG/TAN/PACK= 1 IN CLIP | CMF
04.50397501C-15 |  | MATRIXMIDFACE SCREW Ã1.7MM/5MM SLF-TPNG/TAN/PACK= 1 IN CLIP | CMF
04.50397401C-15 |  | MATRIXMIDFACE SCREW Ã1.7MM/4MM SLF-TPNG/TAN/PACK= 1 IN CLIP | CMF
04.50397301C-15 |  | MATRIXMIDFACE SCREW Ã1.7MM/3MM SLF-TPNG/TAN/PACK= 1 IN CLIP | CMF
04.50396201C-15 |  | MATRIXMIDFACE SCREWÃ1.3MM/12MM SLF-TPNG/TAN/PACK= 1 IN CLIP | CMF
04.50396001C-15 |  | MATRIXMIDFACE SCREWÃ1.3MM/10MM SLF-TPNG/TAN/PACK= 1 IN CLIP | CMF
04.50395801C-15 |  | MATRIXMIDFACE SCREW Ã1.3MM/8MM SLF-TPNG/TAN/PACK= 1 IN CLIP | CMF
04.50395601C-15 |  | MATRIXMIDFACE SCREW Ã1.3MM/6MM SLF-TPNG/TAN/PACK= 1 IN CLIP | CMF
04.50395501C-15 |  | MATRIXMIDFACE SCREW Ã1.3MM/5MM SLF-TPNG/TAN/PACK= 1 IN CLIP | CMF
04.50395401C-15 |  | MATRIXMIDFACE SCREW Ã1.3MM/4MM SLF-TPNG/TAN/PACK= 1 IN CLIP | CMF
04.50395301C-15 |  | MATRIXMIDFACE SCREW Ã1.3MM/3MM SLF-TPNG/TAN/PACK= 1 IN CLIP | CMF
04.50394601C-15 |  | MATRIXMIDFACE SCREW Ã1.3MM/6MM SLF-DRLG/TAN/PACK= 1 IN CLIP | CMF
04.50394501C-15 |  | MATRIXMIDFACE SCREW Ã1.3MM/5MM SLF-DRLG/TAN/PACK= 1 IN CLIP | CMF
04.50394401C-15 |  | MATRIXMIDFACE SCREW Ã1.3MM/4MM SLF-DRLG/TAN/PACK= 1 IN CLIP | CMF
04.50394301C-15 |  | MATRIXMIDFACE SCREW Ã1.3MM/3MM SLF-DRLG/TAN/PACK= 1 IN CLIP | CMF
413.588-15 |  | 3.0MM TI LOCKING SCREW 18MM F/STERNAL LOCKING PLATES | CMF
413.586-15 |  | 3.0MM TI LOCKING SCREW 16MM F/STERNAL LOCKING PLATES | CMF
413.584-15 |  | 3.0MM TI LOCKING SCREW 14MM F/STERNAL LOCKING PLATES | CMF
413.582-15 |  | 3.0MM TI LOCKING SCREW 12MM F/STERNAL LOCKING PLATES | CMF
413.580-15 |  | 3.0MM TI LOCKING SCREW 10MM F/STERNAL LOCKING PLATES | CMF
413.578-15 |  | 3.0MM TI LOCKING SCREW 8MM F/STERNAL LOCKING PLATES | CMF
SD03.511.342 | 10887587077840 | 1.4MM TROCAR DRILL BIT W/ J-LATCH - CALIBRATED | CMF | EA
SD03.503.476 | 10887587077857 | 1.5MM TROCAR DRILL BIT W/ J-LATCH - CALIBRATED | CMF | EA
SD03.503.506 | 10887587077871 | 1.8MM DRILL BIT W/ 6MM STOP 50MM LONG/ J-LATCH COUPLING | CMF | EA
SD03.503.508 | 10887587077888 | 1.8MM DRILL BIT W/ 8MM STOP 50MM LONG/ J-LATCH COUPLING | CMF | EA
SD03.503.510 | 10887587077895 | 1.8MM DRILL BIT W/ 10MM STOP 50MM LONG/ J-LATCH COUPLING | CMF | EA
SD03.503.512 | 10887587077901 | 1.8MM DRILL BIT W/ 12MM STOP 50MM LONG/ J-LATCH COUPLING | CMF | EA
SD03.503.514 | 10887587077918 | 1.8MM DRILL BIT W/ 14MM STOP 50MM LONG/ J-LATCH COUPLING | CMF | EA
SD03.503.516 | 10887587077925 | 1.8MM DRILL BIT W/ 16MM STOP 50MM LONG/ J-LATCH COUPLING | CMF | EA
SD03.503.518 | 10887587077932 | 1.8MM DRILL BIT W/ 18MM STOP 50MM LONG/ J-LATCH COUPLING | CMF | EA
SD03.503.520 | 10887587077949 | 1.8MM DRILL BIT W/ 20MM STOP 50MM LONG/ J-LATCH COUPLING | CMF | EA
01.000.011 | 10887587077956 | MATRIXPRO DRIVER SET | CMF | EA
04.501.408.05 | 20887587077977 | MATRIXSTERNUM LOCK SCREW Ã 2.7 SELF-DRILLING L 8/5-PACK | CMF | P5
04.501.409.05 | 20887587077984 | MATRIXSTERNUM LOCK SCREW Ã 2.7 SELF-DRILLING L 9/5-PACK | CMF | P5
04.501.410.05 | 20887587077991 | MATRIXSTERNUM LOCK SCREW Ã 2.7 SELF-DRILLING L 10/5-PACK | CMF | P5
04.501.411.05 | 20887587078004 | MATRIXSTERNUM LOCK SCREW Ã 2.7 SELF-DRILLING L 11/5-PACK | CMF | P5
04.501.412.05 | 20887587078011 | MATRIXSTERNUM LOCK SCREW Ã 2.7 SELF-DRILLING L 12/5-PACK | CMF | P5
04.501.413.05 | 20887587078028 | MATRIXSTERNUM LOCK SCREW Ã 2.7 SELF-DRILLING L 13/5-PACK | CMF | P5
04.501.414.05 | 20887587078035 | MATRIXSTERNUM LOCK SCREW Ã 2.7 SELF-DRILLING L 14/5-PACK | CMF | P5
04.501.415.05 | 20887587078042 | MATRIXSTERNUM LOCK SCREW Ã 2.7 SELF-DRILLING L 15/5-PACK | CMF | P5
04.501.416.05 | 20887587078059 | MATRIXSTERNUM LOCK SCREW Ã 2.7 SELF-DRILLING L 16/5-PACK | CMF | P5
04.501.417.05 | 20887587078066 | MATRIXSTERNUM LOCK SCREW Ã 2.7 SELF-DRILLING L 17/5-PACK | CMF | P5
04.501.418.05 | 20887587078073 | MATRIXSTERNUM LOCK SCREW Ã 2.7 SELF-DRILLING L 18/5-PACK | CMF | P5
04.501.419.05 | 20887587078080 | MATRIXSTERNUM LOCK SCREW Ã 2.7 SELF-DRILLING L 19/5-PACK | CMF | P5
04.501.420.05 | 20887587078097 | MATRIXSTERNUM LOCK SCREW Ã 2.7 SELF-DRILLING L 20 /5-PACK | CMF | P5
04.501.430.05 | 20887587078103 | 2.7MM MATRIXSTERNUM SCREW SELF-DRILLING 10MM 5-PACK | CMF | P5
04.501.432.05 | 20887587078110 | 2.7MM MATRIXSTERNUM SCREW SELF-DRILLING 12MM 5-PACK | CMF | P5
60.501.126 | 10887587078120 | MATRIXSTERNUM IMPLANT TRAY | CMF | EA
60.501.127 | 10887587078137 | MATRIXSTERNUM INSTRUMENT TRAY | CMF | EA
60.501.128 | 10887587078144 | MATRIXSTERNUM PLATE MODULE | CMF | EA
60.501.129 | 10887587078151 | MATRIXSTERNUM SCREW MODULE | CMF | EA
60.501.131 | 10887587078168 | MATRIXSTERNUM MODULE LID | CMF | EA
04.50360501C-15 |  | 2.0MM TI MATRIXMANDIBLE LOCKING SCREW SLF-TPNG 5MM | CMF
04.50360601C-15 |  | 2.0MM TI MATRIXMANDIBLE LOCKING SCREW SLF-TPNG 6MM | CMF
04.50360801C-15 |  | 2.0MM TI MATRIXMANDIBLE LOCKING SCREW SLF-TPNG 8MM | CMF
04.50361001C-15 |  | 2.0MM TI MATRIXMANDIBLE LOCKING SCREW SLF-TPNG 10MM | CMF
04.50361201C-15 |  | 2.0MM TI MATRIXMANDIBLE LOCKING SCREW SLF-TPNG 12MM | CMF
04.50361401C-15 |  | 2.0MM TI MATRIXMANDIBLE LOCKING SCREW SLF-TPNG 14MM | CMF
04.50340501C-15 |  | 2.0MM TI MATRIXMANDIBLE SCREW SELF-TAPPING 5MM | CMF
04.50364001C-15 |  | 2.4MM TI MATRIXMANDIBLE LOCKING SCREW SLF-TPNG 10MM | CMF
04.50340601C-15 |  | 2.0MM TI MATRIXMANDIBLE SCREW SELF-TAPPING 6MM | CMF
04.50364201C-15 |  | 2.4MM TI MATRIXMANDIBLE LOCKING SCREW SLF-TPNG 12MM | CMF
04.50340801C-15 |  | 2.0MM TI MATRIXMANDIBLE SCREW SELF-TAPPING 8MM | CMF
04.50341001C-15 |  | 2.0MM TI MATRIXMANDIBLE SCREW SELF-TAPPING 10MM | CMF
04.50341201C-15 |  | 2.0MM TI MATRIXMANDIBLE SCREW SELF-TAPPING 12MM | CMF
04.50341401C-15 |  | 2.0MM TI MATRIXMANDIBLE SCREW SELF-TAPPING 14MM | CMF
04.50396204C-15 |  | MATRIXMIDFACE SCREWÃ1.3MM/12MM SLF-TPNG/TAN/PACK= 4 IN CLIP | CMF
04.50396004C-15 |  | MATRIXMIDFACE SCREWÃ1.3MM/10MM SLF-TPNG/TAN/PACK= 4 IN CLIP | CMF
04.50395804C-15 |  | MATRIXMIDFACE SCREW Ã1.3MM/8MM SLF-TPNG/TAN/PACK= 4 IN CLIP | CMF
04.50395604C-15 |  | MATRIXMIDFACE SCREW Ã1.3MM/6MM SLF-TPNG/TAN/PACK= 4 IN CLIP | CMF
04.50395504C-15 |  | MATRIXMIDFACE SCREW Ã1.3MM/5MM SLF-TPNG/TAN/PACK= 4 IN CLIP | CMF
04.50395404C-15 |  | MATRIXMIDFACE SCREW Ã1.3MM/4MM SLF-TPNG/TAN/PACK= 4 IN CLIP | CMF
04.50395304C-15 |  | MATRIXMIDFACE SCREW Ã1.3MM/3MM SLF-TPNG/TAN/PACK= 4 IN CLIP | CMF
304.126E-15 |  | SCREW LENGTH MARKER-26MM | CMF
304.125E-15 |  | SCREW LENGTH MARKER-25MM | CMF
304.124E-15 |  | SCREW LENGTH MARKER-24MM | CMF
304.122E-15 |  | SCREW LENGTH MARKER-22MM | CMF
304.120E-15 |  | SCREW LENGTH MARKER-20MM | CMF
SD03.503.083 | 10887587078182 | 90 DEG SCREWDRIVER BLADE MATRIX MIDFACE | CMF | EA
SD03.503.306 | 10887587078199 | Ã1.4MM DRILL W/ STOP L6MM MINI-QUICK COUPLING | CMF | EA
SD03.503.314 | 10887587078205 | Ã1.4MM DRILL W/ STOP L14MM MINI-QUICK COUPLING | CMF | EA
60.133.623 | 10887587078229 | TRAY MODULE 2/3 LID | CMF | EA
60.133.613 | 10887587078236 | TRAY MODULE 1/3 LID | CMF | EA
316.710-15 |  | 1.5MM 2 FLUTE DRILL BIT/80MM | CMF
316.700-15 |  | 1.1MM 2 FLUTE DRILL BIT/80MM | CMF
316.540-15 |  | 2.0MM 2 FLUTE DRILL BIT/125MM | CMF
316.530-15 |  | 2.0MM 2 FLUTE DRILL BIT/80MM | CMF
316.521-15 |  | 1.5MM 2 FLUTE DRILL BIT/125MM | CMF
316.520-15 |  | 1.5MM 2 FLUTE DRILL BIT/125MM | CMF
316.510-15 |  | 1.5MM 2 FLUTE DRILL BIT/80MM | CMF
316.500-15 |  | 1.1MM 2 FLUTE DRILL BIT/80MM | CMF
311.058-15 |  | TAP F/2.0MM RESORB CORTEX SCR F/1.5MM PL/(SLF-DRLG) 8MM | CMF
311.056-15 |  | TAP F/2.0MM RESORB CORTEX SCR F/1.5MM PL/(SLF-DRLG) 6MM | CMF
311.054-15 |  | TAP F/2.0MM RESORB CORTEX SCR F/1.5MM PL/(SLF-DRLG) 4MM | CMF
311.048-15 |  | TAP F/2.5MM RESORBABLE EMERGENCY SCREW/(SLF-DRLG) 8MM | CMF
311.046-15 |  | TAP F/2.5MM RESORBABLE EMERG SCREW/(SLF-DRLG) 6MM | CMF
311.044-15 |  | TAP F/2.5MM RESORBABLE EMERG SCREW/SLF-DRLG/4MM | CMF
311.034-15 |  | TAP F/2.0MM RESORBABLE CORTEX SCREW/(SLF-DRLG) 4MM | CMF
311.033-15 |  | TAP F/1.5MM RESORBABLE CORTEX SCREW/(SLF-DRLG) 3MM | CMF
311.032-15 |  | TAP F/1.5MM RESORBABLE CORTEX SCREW/(SLF-DRLG) 6MM | CMF
311.031-15 |  | TAP F/1.5MM RESORBABLE CORTEX SCREW/(SLF-DRLG) 4MM | CMF
310.442-15 |  | 2.4MM 2 FLUTE DRILL BIT/80MM | CMF
310.441-15 |  | 2.4MM 2 FLUTE DRILL BIT/80MM | CMF
311.038-15 |  | TAP F/2.0MM RESORBABLE CORTEX SCREW/SLF-DRLG/8MM | CMF
311.037-15 |  | TAP F/1.5MM RESORBABLE CORTEX SCR/(SLF-DRLG) 8MM MQC | CMF
311.036-15 |  | TAP F/2.0MM RESORBABLE CORTEX SCREW/SLF-DRLG/6MM | CMF
317.820-15 |  | 1.5MM DRILL BIT/MINI QC WITH 12MM STOP/44.5MM | CMF
317.780-15 |  | 1.5MM DRILL BIT/MINI QC WITH 8MM STOP/44.5MM | CMF
317.760-15 |  | 1.5MM DRILL BIT/MINI QC WITH 6MM STOP/44.5MM | CMF
317.740-15 |  | 1.5MM DRILL BIT/MINI QC WITH 4MM STOP/44.5MM | CMF
317.720-15 |  | 1.5MM DRILL BIT/STRYKER J-LTCH WITH 12MM STOP/44.5MM | CMF
317.680-15 |  | 1.5MM DRILL BIT/STRYKER J-LTCH WITH 8MM STOP/44.5MM | CMF
317.660-15 |  | 1.5MM DRILL BIT/STRYKER J-LTCH WITH 6MM STOP/44.5MM | CMF
317.640-15 |  | 1.5MM DRILL BIT/STRYKER J-LTCH WITH 4MM STOP/44.5MM | CMF
317.280-15 |  | 1.1MM DRILL BIT/MINI QC WITH 8MM STOP/44.5MM | CMF
317.220-15 |  | 1.1MM DRILL BIT/STRYKER J-LTCH WITH 12MM STOP/44.5MM | CMF
317.180-15 |  | 1.1MM DRILL BIT/STRYKER J-LTCH WITH 8MM STOP/44.5MM | CMF
317.160-15 |  | 1.1MM DRILL BIT/STRYKER J-LTCH WITH 6MM STOP/44.5MM | CMF
317.140-15 |  | 1.1MM DRILL BIT/STRYKER J-LTCH WITH 4MM STOP/44.5MM | CMF
316.453-15 |  | 1.0MM DRILL BIT/MINI QC WITH 8MM STOP/44.5MM | CMF
316.452-15 |  | 1.0MM DRILL BIT/MINI QC WITH 6MM STOP/44.5MM | CMF
316.451-15 |  | 1.0MM DRILL BIT/MINI QC WITH 4MM STOP/44.5MM | CMF
316.448-15 |  | 1.0MM DRILL BIT/STRYKER J-LTCH WITH 8MM STOP/44.5MM | CMF
316.447-15 |  | 1.0MM DRILL BIT/STRYKER J-LTCH WITH 6MM STOP/44.5MM | CMF
316.446-15 |  | 1.0MM DRILL BIT/STRYKER J-LTCH WITH 4MM STOP/44.5MM | CMF
316.180-15 |  | 0.76MM DRILL BIT/STRYKER J-LATCH/WITH 8MM STOP/44.5MM | CMF
316.150-15 |  | 0.76MM DRILL BIT/STRYKER J-LATCH/WITH 5MM STOP/44.5MM | CMF
310.520-15 |  | 1.8MM DRILL BIT/QC/125MM | CMF
310.510-15 |  | 1.8MM DRILL BIT/QC/100MM | CMF
310.139-15 |  | 1.3MM DRILL BIT/HXC WITH 6MM STOP/52MM | CMF
310.138-15 |  | 1.3MM DRILL BIT/HXC WITH 4MM STOP/52MM | CMF
03.503.571-15 |  | MATRIXMANDIBLE 2.4MM DRILL BIT MQC/90MM FOR 03.503.046 | CMF
03.503.561-15 |  | MATRIXMANDIBLE 1.8MM DRILL BIT MQC/90MM FOR 03.503.044 | CMF
03.503.551-15 |  | MATRIXMANDIBLE 1.5MM DRILL BIT MQC/90MM FOR 03.503.043 | CMF
03.503.512-15 |  | MATRIXMANDIBLE 1.5MM DRILL BIT MQC W/12MM STOP/50MM | CMF
03.503.508-15 |  | MATRIXMANDIBLE 1.5MM DRILL BIT MQC W/8MM STOP/50MM | CMF
03.503.506-15 |  | MATRIXMANDIBLE 1.5MM DRILL BIT MQC W/6MM STOP/50MM | CMF
03.503.504-15 |  | MATRIXMANDIBLE 1.5MM DRILL BIT MQC W/4MM STOP/50MM | CMF
03.503.481-15 |  | MATRIXMANDIBLE 2.4MM DRILL BIT MQC/125MM F/03.503.045/047 | CMF
03.503.480-15 |  | MATRIXMANDIBLE 1.8MM DRILL BIT MQC/125MM F/03.503.045/047 | CMF
03.503.479-15 |  | MATRIXMANDIBLE 1.5MM DRILL BIT MQC/125MM F/03.503.045/047 | CMF
310.137-15 |  | 1.3MM DRILL BIT/STRYKER J-LATCH/WITH 6MM STOP/45MM | CMF
03.503.478-15 |  | MATRIXMANDIBLE 2.4MM DRILL BIT J-LATCH FOR 03.503.045/.047 | CMF
310.136-15 |  | 1.3MM DRILL BIT/STRYKER J-LATCH/WITH 4MM STOP/45MM | CMF
03.503.477-15 |  | MATRIXMANDIBLE 1.8MM DRILL BIT J-LATCH FOR 03.503.045/.047 | CMF
03.503.476-15 |  | MATRIXMANDIBLE 1.5MM DRILL BIT J-LATCH FOR 03.503.045/.047 | CMF
03.503.471-15 |  | MATRIXMANDIBLE 2.4MM DRILL BIT J-LATCH/90MM FOR 03.503.046 | CMF
03.503.461-15 |  | MATRIXMANDIBLE 1.8MM DRILL BIT J-LATCH/90MM FOR 03.503.044 | CMF
03.503.451-15 |  | MATRIXMANDIBLE 1.5MM DRILL BIT J-LATCH/90MM FOR 03.503.043 | CMF
03.503.412-15 |  | MATRIXMANDIBLE 1.5MM DRILL BIT J-LATCH W/12MM STOP/50MM | CMF
03.503.408-15 |  | MATRIXMANDIBLE 1.5MM DRILL BIT J-LATCH W/8MM STOP/50MM | CMF
03.503.406-15 |  | MATRIXMANDIBLE 1.5MM DRILL BIT J-LATCH W/6MM STOP/50MM | CMF
03.503.404-15 |  | MATRIXMANDIBLE 1.5MM DRILL BIT J-LATCH W/4MM STOP/50MM | CMF
03.503.264-15 |  | MATRIX 1.1MM DRILL BIT/HXC 4MM STOP/52MM | CMF
03.503.248-15 |  | MATRIX 1.1MM DRILL BIT J-LATCH/8MM STOP/44.5MM | CMF
03.503.246-15 |  | MATRIX 1.1MM DRILL BIT J-LATCH/6MM STOP/44.5MM | CMF
03.503.244-15 |  | MATRIX 1.1MM DRILL BIT J-LATCH/4MM STOP/44.5MM | CMF
03.503.153-15 |  | MATRIXMIDFACE 1.25MM DRILL BIT MQC/18MM STOP/125MM | CMF
03.503.152-15 |  | MATRIXMIDFACE 1.25MM DRILL BIT MQC/8MM STOP/125MM | CMF
03.503.151-15 |  | MATRIXMIDFACE 1.25MM DRILL BIT MQC/125MM | CMF
03.503.150-15 |  | MATRIXMIDFACE 1.25MM DRILL BIT MQC/80MM | CMF
03.503.148-15 |  | MATRIXMIDFACE 1.25MM DRILL BIT MQC/18MM STOP/44.5MM | CMF
03.503.142-15 |  | MATRIXMIDFACE 1.25MM DRILL BIT MQC/12MM STOP/44.5MM | CMF
03.503.140-15 |  | MATRIXMIDFACE 1.25MM DRILL BIT MQC/10MM STOP/44.5MM | CMF
03.503.138-15 |  | MATRIXMIDFACE 1.25MM DRILL BIT MQC/8MM STOP/44.5MM | CMF
03.503.136-15 |  | MATRIXMIDFACE 1.25MM DRILL BIT MQC/6MM STOP/44.5MM | CMF
03.503.134-15 |  | MATRIXMIDFACE 1.25MM DRILL BIT MQC/4MM STOP/44.5MM | CMF
03.503.123-15 |  | MATRIXMIDFACE 1.25MM DRILL BIT J-LATCH/18MM STOP/125MM | CMF
03.503.122-15 |  | MATRIXMIDFACE 1.25MM DRILL BIT J-LATCH/8MM STOP/125MM | CMF
03.503.121-15 |  | MATRIXMIDFACE 1.25MM DRILL BIT J-LATCH/125MM | CMF
03.503.120-15 |  | MATRIXMIDFACE 1.25MM DRILL BIT J-LATCH/80MM | CMF
03.503.118-15 |  | MATRIXMIDFACE 1.25MM DRILL BIT J-LATCH/18MM STOP/44.5MM | CMF
03.503.112-15 |  | MATRIXMIDFACE 1.25MM DRILL BIT J-LATCH/12MM STOP/44.5MM | CMF
03.503.110-15 |  | MATRIXMIDFACE 1.25MM DRILL BIT J-LATCH/10MM STOP/44.5MM | CMF
03.503.108-15 |  | MATRIXMIDFACE 1.25MM DRILL BIT J-LATCH/8MM STOP/44.5MM | CMF
03.503.106-15 |  | MATRIXMIDFACE 1.25MM DRILL BIT J-LATCH/6MM STOP/44.5MM | CMF
03.503.104-15 |  | MATRIXMIDFACE 1.25MM DRILL BIT J-LATCH/4MM STOP/44.5MM | CMF
03.503.103-15 |  | MATRIXMIDFACE 1.25MM DRILL BIT J-LATCH/3MM STOP/44.5MM | CMF
03.501.620-15 |  | 2.2MM DRILL BIT W/20MM STOP AO QUICK COUPLING/135MM | CMF
03.501.618-15 |  | 2.2MM DRILL BIT W/18MM STOP AO QUICK COUPLING/135MM | CMF
03.501.616-15 |  | 2.2MM DRILL BIT W/16MM STOP AO QUICK COUPLING/135MM | CMF
03.501.614-15 |  | 2.2MM DRILL BIT W/14MM STOP AO QUICK COUPLING/135MM | CMF
03.501.612-15 |  | 2.2MM DRILL BIT W/12MM STOP AO QUICK COUPLING/135MM | CMF
03.501.610-15 |  | 2.2MM DRILL BIT W/10MM STOP AO QUICK COUPLING/135MM | CMF
03.501.608-15 |  | 2.2MM DRILL BIT W/8MM STOP AO QUICK COUPLING/135MM | CMF
03.501.606-15 |  | 2.2MM DRILL BIT W/6MM STOP AO QUICK COUPLING/135MM | CMF
03.501.070-15 |  | 5.5MM DRILL BIT W/STOP STRYKER J-LATCH/125MM | CMF
03.501.050-15 |  | 2.2MM DRILL BIT W/20MM STOP STRYKER J-LATCH/135MM | CMF
03.501.048-15 |  | 2.2MM DRILL BIT STRYKER J-LATCH/WITH 18MM STOP/135MM | CMF
03.501.046-15 |  | 2.2MM DRILL BIT STRYKER J-LATCH/WITH 16MM STOP/135MM | CMF
03.501.044-15 |  | 2.2MM DRILL BIT STRYKER J-LATCH/WITH 14MM STOP/135MM | CMF
03.501.042-15 |  | 2.2MM DRILL BIT STRYKER J-LATCH/WITH 12MM STOP/135MM | CMF
03.501.040-15 |  | 2.2MM DRILL BIT STRYKER J-LATCH/WITH 10MM STOP/135MM | CMF
03.501.038-15 |  | 2.2MM DRILL BIT STRYKER J-LATCH/WITH 8MM STOP/135MM | CMF
03.501.036-15 |  | 2.2MM DRILL BIT STRYKER J-LATCH/WITH 6MM STOP/135MM | CMF
03.501.018-15 |  | 1.5MM DRILL BIT STRYKER J-LATCH/18MM STOP/82MM | CMF
03.501.016-15 |  | 1.5MM DRILL BIT STRYKER J-LATCH/16MM STOP/82MM | CMF
03.501.014-15 |  | 1.5MM DRILL BIT STRYKER J-LATCH/14MM STOP/82MM | CMF
03.501.012-15 |  | 1.5MM DRILL BIT STRYKER J-LATCH/12MM STOP/82MM | CMF
03.501.010-15 |  | 1.5MM DRILL BIT STRYKER J-LATCH/10MM STOP/82MM | CMF
03.501.008-15 |  | 1.5MM DRILL BIT STRYKER J-LATCH/8MM STOP/82MM | CMF
03.315.011-15 |  | 1.0MM DRILL BIT/STRYKER J-LATCH/12MM STOP/75MM | CMF
03.315.010-15 |  | 0.76MM DRILL BIT/STRYKER J-LATCH/14MM STOP/75MM | CMF
01.501.101E | 10887587078281 | MATRIXRIB CHEST WALL SD SCREW EVALUATION SET | CMF | EA
01.501.101 | 10887587078298 | MATRIXRIB CHEST WALL SD SCREW SET | CMF | EA
01.501.101FE | 10887587078304 | MATRIXRIB CHEST WALL SD SCREW SET | CMF | EA
400.854-15 |  | TI LOW PROFILE NEURO EMERGENCY SCREW SELF-TAPPING 4MM | CMF
400.846-15 |  | TI LOW PROFILE NEURO SCREW SELF-TAPPING 6MM | CMF
400.845-15 |  | TI LOW PROFILE NEURO SCREW SELF-TAPPING 5MM | CMF
400.844-15 |  | TI LOW PROFILE NEURO SCREW SELF-TAPPING 4MM | CMF
400.843-15 |  | TI LOW PROFILE NEURO SCREW SELF-TAPPING 3MM | CMF
400.834-15 |  | TI LOW PROFILE NEURO SCREW SELF-DRILLING 4MM | CMF
CD800.800 | 10887587078342 | CUSTOM PEEK STERNUM IMPLANT | CMF | EA
SD386.911 | 10887587078359 | MANDIBLE BODY REDUCTION HANDLE | CMF | EA
04.503.82505-15 |  | MATRIXWAVE MMF TI 1.85MM SCREW SELF-DRILLING/8MM LENGTH | CMF
04.503.82405-15 |  | MATRIXWAVE MMF TI 1.85MM SCREW SELF-DRILLING/6MM LENGTH | CMF
SD802.619 | 10887587071053 | PSI SD802.619 PEEK IMPLANT | CMF | EA
SD802.620 | 10887587071060 | PSI SD802.620 PEEK IMPLANT | CMF | EA
SD802.625 | 10887587071077 | PSI SD802.625 PEEK IMPLANT | CMF | EA
SD802.626 | 10887587071084 | PSI SD802.626 PEEK IMPLANT | CMF | EA
SD803.009 | 10887587071091 | PSI SD803.009 PEEK MANDIBLE ONLAY | CMF | EA
SD803.012 | 10887587071107 | PSI SD803.012 PEEK MANDIBLE ONLAY | CMF | EA
SD802.628 | 10887587071114 | PSI SD802.628 PEEK IMPLANT | CMF | EA
SD802.629 | 10887587071121 | PSI SD802.629 PEEK IMPLANT | CMF | EA
SD802.630 | 10887587071138 | PSI SD802.630 PEEK IMPLANT | CMF | EA
SD802.631 | 10887587071145 | PSI SD802.631 PEEK IMPLANT | CMF | EA
01.500.400E | 10887587071176 | SYNTHECEL DURA REPAIR EVALUATION KIT | CMF | EA
SD802.632 | 10887587071152 | PSI SD802.632 PEEK IMPLANT | CMF | EA
SD802.633 | 10887587071169 | PSI SD802.633 PEEK IMPLANT | CMF | EA
SD802.634 | 10887587071183 | PSI SD802.634 PEEK IMPLANT | CMF | EA
SD802.635 | 10887587071190 | PSI SD802.635 PEEK IMPLANT | CMF | EA
SD802.636 | 10887587071206 | PSI SD802.636 PEEK IMPLANT | CMF | EA
SD802.637 | 10887587071213 | PSI SD802.637 PEEK IMPLANT | CMF | EA
SD802.638 | 10887587071220 | PSI SD802.638 PEEK IMPLANT | CMF | EA
SD802.639 | 10887587071237 | PSI SD802.639 PEEK IMPLANT | CMF | EA
SD802.640 | 10887587071244 | PSI SD802.640 PEEK IMPLANT | CMF | EA
SD802.641 | 10887587071251 | PSI SD802.641 PEEK IMPLANT | CMF | EA
SD802.646 | 10887587071268 | PSI SD802.646 PEEK IMPLANT | CMF | EA
SD802.647 | 10887587071275 | PSI SD802.647 PEEK IMPLANT | CMF | EA
SD802.648 | 10887587071282 | PSI SD802.648 PEEK IMPLANT | CMF | EA
SD802.642 | 10887587071299 | PSI SD802.642 PEEK IMPLANT | CMF | EA
SD802.643 | 10887587071305 | PSI SD802.643 PEEK IMPLANT | CMF | EA
SD802.644 | 10887587071329 | PSI SD802.644 PEEK IMPLANT | CMF | EA
SD802.645 | 10887587071336 | PSI SD802.645 PEEK IMPLANT | CMF | EA
SD802.651 | 10887587071343 | PSI SD802.651 PEEK IMPLANT | CMF | EA
SD802.652 | 10887587071350 | PSI SD802.652 PEEK IMPLANT | CMF | EA
SD802.649 | 10887587071367 | PSI SD802.649 PEEK IMPLANT | CMF | EA
SD802.650 | 10887587071374 | PSI SD802.650 PEEK IMPLANT | CMF | EA
SD802.653 | 10887587071381 | PSI SD802.653 PEEK IMPLANT | CMF | EA
SD802.654 | 10887587071398 | PSI SD802.654 PEEK IMPLANT | CMF | EA
SD803.008 | 10887587071404 | PSI SD803.008 PEEK IMPLANT | CMF | EA
SD802.655 | 10887587071428 | PSI SD802.655 PEEK IMPLANT | CMF | EA
SD802.656 | 10887587071435 | PSI SD802.656 PEEK IMPLANT | CMF | EA
SD802.657 | 10887587071442 | PSI SD802.657 PEEK IMPLANT | CMF | EA
SD802.658 | 10887587071459 | PSI SD802.658 PEEK IMPLANT | CMF | EA
SD802.659 | 10887587071466 | PSI SD802.659 PEEK IMPLANT | CMF | EA
SD802.662 | 10887587071473 | PSI SD802.662 PEEK IMPLANT | CMF | EA
SD802.663 | 10887587071480 | PSI SD802.663 PEEK IMPLANT | CMF | EA
SD802.664 | 10887587071497 | PSI SD802.664 PEEK IMPLANT | CMF | EA
SD802.665 | 10887587071503 | PSI SD802.665 PEEK IMPLANT | CMF | EA
SD802.660 | 10887587071510 | PSI SD802.660 PEEK IMPLANT | CMF | EA
SD802.661 | 10887587071527 | PSI SD802.661 PEEK IMPLANT | CMF | EA
322.180 |  | 1.8MM DCU DRILL GUIDE NEUTRAL & LOAD | CMF
310.800 |  | COUNTERSINK W/CENTERING PINS F/2.4MM CORTEX SCREWS | CMF
397.460 |  | 2.0MM/1.5MM INSERT DRILL GUIDE FOR 397.41 | CMF
397.420 |  | 2.0 CHEEK RETRACTOR BLADE | CMF
SD802.666 | 10887587071541 | PSI SD802.666 PEEK IMPLANT | CMF | EA
SD802.667 | 10887587071558 | PSI SD802.667 PEEK IMPLANT | CMF | EA
SD802.668 | 10887587071565 | PSI SD802.668 PEEK IMPLANT | CMF | EA
SD802.671 | 10887587071572 | PSI SD802.671 PEEK IMPLANT | CMF | EA
SD802.672 | 10887587071589 | PSI SD802.672 PEEK IMPLANT | CMF | EA
311.030 |  | HANDLE W/MINI QUICK COUPLING / SMALL | CMF
SD802.673 | 10887587071596 | PSI SD802.673 PEEK IMPLANT | CMF | EA
SD802.674 | 10887587071602 | PSI SD802.674 PEEK IMPLANT | CMF | EA
SD802.669 | 10887587071657 | PSI SD802.669 PEEK IMPLANT | CMF | EA
SD802.670 | 10887587071664 | PSI SD802.670 PEEK IMPLANT | CMF | EA
SD802.675 | 10887587071688 | PSI SD802.675 PEEK IMPLANT | CMF | EA
SD802.676 | 10887587071695 | PSI SD802.676 PEEK IMPLANT | CMF | EA
SD802.677 | 10887587071701 | PSI SD802.677 PEEK IMPLANT | CMF | EA
SD802.678 | 10887587071718 | PSI SD802.678 PEEK IMPLANT | CMF | EA
SD802.679 | 10887587071725 | PSI SD802.679 PEEK IMPLANT | CMF | EA
SD802.680 | 10887587071732 | PSI SD802.680 PEEK IMPLANT | CMF | EA
SD802.681 | 10887587071749 | PSI SD802.681 PEEK IMPLANT | CMF | EA
SD802.684 | 10887587071756 | PSI SD802.684 PEEK IMPLANT | CMF | EA
SD802.685 | 10887587071763 | PSI SD802.685 PEEK IMPLANT | CMF | EA
SD802.686 | 10887587071770 | PSI SD802.686 PEEK IMPLANT | CMF | EA
SD802.687 | 10887587071787 | PSI SD802.687 PEEK IMPLANT | CMF | EA
SD802.682 | 10887587071794 | PSI SD802.682 PEEK IMPLANT | CMF | EA
SD802.683 | 10887587071800 | PSI SD802.683 PEEK IMPLANT | CMF | EA
04.315.844.01 | 10887587071916 | 2.4MM TI RAISED HEAD EMERG SCR PLUSDRIVEÂ®/4MM | CMF | EA
04.315.844.05 | 20887587071975 | 2.4MM TI RAISED HEAD EMERG SCR PLUSDRIVEÂ®/4MM | CMF | P5
SD802.688 | 10887587072579 | PSI SD802.688 PEEK IMPLANT | CMF | EA
SD802.689 | 10887587072586 | PSI SD802.689 PEEK IMPLANT | CMF | EA
SD802.692 | 10887587072609 | PSI SD802.692 PEEK IMPLANT | CMF | EA
SD802.693 | 10887587072616 | PSI SD802.693 PEEK IMPLANT | CMF | EA
SD802.694 | 10887587072623 | PSI SD802.694 PEEK IMPLANT | CMF | EA
SD802.695 | 10887587072630 | PSI SD802.695 PEEK IMPLANT | CMF | EA
SD802.696 | 10887587072647 | PSI SD802.696 PEEK IMPLANT | CMF | EA
SD802.697 | 10887587072654 | PSI SD802.697 PEEK IMPLANT | CMF | EA
SD802.698 | 10887587072661 | PSI SD802.698 PEEK IMPLANT | CMF | EA
SD802.701 | 10887587072678 | PSI SD802.701 PEEK IMPLANT | CMF | EA
SD802.702 | 10887587072685 | PSI SD802.702 PEEK IMPLANT | CMF | EA
SD802.703 | 10887587072692 | PSI SD802.703 PEEK IMPLANT | CMF | EA
SD802.704 | 10887587072708 | PSI SD802.704 PEEK IMPLANT | CMF | EA
SD802.705 | 10887587072777 | PSI SD802.705 PEEK IMPLANT | CMF | EA
SD802.706 | 10887587072784 | PSI SD802.706 PEEK IMPLANT | CMF | EA
SD802.707 | 10887587072791 | PSI SD802.707 PEEK IMPLANT | CMF | EA
SD802.708 | 10887587072807 | PSI SD802.708 PEEK IMPLANT | CMF | EA
SD802.709 | 10887587072814 | PSI SD802.709 PEEK IMPLANT | CMF | EA
SD802.710 | 10887587072821 | PSI SD802.710 PEEK IMPLANT | CMF | EA
SD802.711 | 10887587072838 | PSI SD802.711 PEEK IMPLANT | CMF | EA
SD802.712 | 10887587072845 | PSI SD802.712 PEEK IMPLANT | CMF | EA
SD802.713 | 10887587072852 | PSI SD802.713 PEEK IMPLANT | CMF | EA
SD802.714 | 10887587072869 | PSI SD802.714 PEEK IMPLANT | CMF | EA
SD802.715 | 10887587072876 | PSI SD802.715 PEEK IMPLANT | CMF | EA
SD802.716 | 10887587072883 | PSI SD802.716 PEEK IMPLANT | CMF | EA
SD802.717 | 10887587072890 | PSI SD802.717 PEEK IMPLANT | CMF | EA
SD802.718 | 10887587072906 | PSI SD802.718 PEEK IMPLANT | CMF | EA
SD802.719 | 10887587072913 | PSI SD802.719 PEEK IMPLANT | CMF | EA
SD802.720 | 10887587072920 | PSI SD802.720 PEEK IMPLANT | CMF | EA
SD802.721 | 10887587072937 | PSI SD802.721 PEEK IMPLANT | CMF | EA
SD802.722 | 10887587072944 | PSI SD802.722 PEEK IMPLANT | CMF | EA
313.970 |  | HOLDING SLEEVE | CMF
397.430 |  | 2.0MM CHEEK RETRACTOR RING | CMF
SD802.723 | 10887587072951 | PSI SD802.723 PEEK IMPLANT | CMF | EA
SD802.724 | 10887587072968 | PSI SD802.724 PEEK IMPLANT | CMF | EA
SD802.725 | 10887587072975 | PSI SD802.725 PEEK IMPLANT | CMF | EA
SD802.726 | 10887587072982 | PSI SD802.726 PEEK IMPLANT | CMF | EA
SD802.727 | 10887587072999 | PSI SD802.727 PEEK IMPLANT | CMF | EA
SD802.728 | 10887587073002 | PSI SD802.728 PEEK IMPLANT | CMF | EA
SD802.729 | 10887587073019 | PSI SD802.729 PEEK IMPLANT | CMF | EA
SD802.730 | 10887587073026 | PSI SD802.730 PEEK IMPLANT | CMF | EA
SD802.733 | 10887587073040 | PSI SD802.733 PEEK IMPLANT | CMF | EA
SD802.734 | 10887587073057 | PSI SD802.734 PEEK IMPLANT | CMF | EA
316.130 |  | 0.70MM DRILL BIT/STRYKER J-LATCH/WITH 3MM STOP/44.5MM | CMF
316.150 |  | 0.76MM DRILL BIT/STRYKER J-LATCH/WITH 5MM STOP/44.5MM | CMF
316.250 |  | 0.76MM DRILL BIT/MINI QC WITH 5MM STOP/44.5MM | CMF
SD802.735 | 10887587073064 | PSI SD802.735 PEEK IMPLANT | CMF | EA
SD802.736 | 10887587073071 | PSI SD802.736 PEEK IMPLANT | CMF | EA
SD802.737 | 10887587073088 | PSI SD802.737 PEEK IMPLANT | CMF | EA
SD802.738 | 10887587073095 | PSI SD802.738 PEEK IMPLANT | CMF | EA
304.098 | 10887587073156 | AB DISTRACTION LABEL F/PATIENT ACTIVATION INSTR | CMF | EA
316.180 |  | 0.76MM DRILL BIT/STRYKER J-LATCH/WITH 8MM STOP/44.5MM | CMF
01.550.800E | 10887587073293 | RAPIDSORB IPS IMPLANT AND INSTRUMENT SET - EVAL | CMF | EA
04.501.096S | 10887587073392 | 1.5MM TI MATRIXRIB STRAIGHT PL 24 HOLES/240MM LENGTH/STERILE | CMF | EA
04.501.097S | 10887587073408 | 1.5MM TI MATRIXRIB STRAIGHT PL 30 HOLES/300MM LENGTH/STERILE | CMF | EA
01.550.800 | 10887587073415 | RAPIDSORB IPS IMPLANT AND INSTRUMENT SET | CMF | EA
04.501.250.05 | 20887587073450 | 2.7MM TI MATRIXRIB NON-LCKNG SCREW SELF-DRILLING/10MM | CMF | P5
04.501.252.05 | 20887587073467 | 2.7MM TI MATRIXRIB NON-LCKNG SCREW SELF-DRILLING/12MM | CMF | P5
04.501.208.01S | 10887587073477 | 2.7MM TI MATRIXRIB LCKNG SCREW SELF-DRILLING/8MM - STERILE | CMF | EA
04.501.210.01S | 10887587073484 | 2.7MM TI MATRIXRIB LCKNG SCREW SELF-DRILLING/10MM - STERILE | CMF | EA
04.501.212.01S | 10887587073491 | 2.7MM TI MATRIXRIB LCKNG SCREW SELF-DRILLING/12MM - STERILE | CMF | EA
04.501.214.01S | 10887587073507 | 2.7MM TI MATRIXRIB LCKNG SCREW SELF-DRILLING/14MM - STERILE | CMF | EA
04.501.216.01S | 10887587073514 | 2.7MM TI MATRIXRIB LCKNG SCREW SELF-DRILLING/16MM - STERILE | CMF | EA
04.501.218.01S | 10887587073521 | 2.7MM TI MATRIXRIB LCKNG SCREW SELF-DRILLING/18MM - STERILE | CMF | EA
04.501.220.01S | 10887587073538 | 2.7MM TI MATRIXRIB LCKNG SCREW SELF-DRILLING/20MM - STERILE | CMF | EA
CD322.001 | 10887587073576 | DISTRACTION RING 1 | CMF | EA
CD322.002 | 10887587073583 | DISTRACTION RING 2 | CMF | EA
CD394.080 | 10887587073613 | CUSTOM LENGTHENING DEVICE | CMF | EA
01.501.100E | 10887587073903 | MATRIXRIB FIXATION SYSTEM CHEST WALL EVALUATION SET | CMF | EA
01.501.100FE | 10887587074009 | MATRIXRIB FIXATION SYSTEM CHEST WALL FIELD EQUIPMENT SET | CMF | EA
60.550.805 | 10887587073897 | BATTERY SHIPPER TOTE FOR RAPIDSORB IPS | CMF | EA
SD980.101 | 05420060381010 | TRUMATCH CRANIAL TI 3D PRINTED IMPLANT/LRG | CMF | EA
SD980.102 | 05420060381027 | TRUMATCH CRANIAL TI 3D PRINTED IMPLANT/SM | CMF | EA
SD980.112 | 05420060381126 | TRUMATCH CRANIAL TI 3D PRINTED GUIDE | CMF | EA
SD980.114 | 05420060381140 | TRUMATCH MIDFACE/MANDIBLE TI 3D PRNT IMPL/MAND RECON/MED | CMF | EA
SD980.115 | 05420060381157 | TRUMATCH MIDFACE/MANDIBLE TI 3D PRNT IMPL/MAND RECON/LRG | CMF | EA
04.315.704.01C |  | 1.0MM TI RAISED HEAD SCREW SELF-TAPPING/PLUSDRIVEÂ®/4MM | CMF
04.315.706.01C |  | 1.0MM TI RAISED HEAD SCREW SELF-TAPPING/PLUSDRIVEÂ®/6MM | CMF
04.315.708.01C |  | 1.0MM TI RAISED HEAD SCREW SELF-TAPPING/PLUSDRIVEÂ®/8MM | CMF
04.315.724.01C |  | 1.2MM TI RAISED HEAD EMERG SCR SELF-TAPPING/PLUSDRIVEÂ®/4MM | CMF
04.315.726.01C |  | 1.2MM TI RAISED HEAD EMERG SCR SELF-TAPPING/PLUSDRIVEÂ®/6MM | CMF
04.315.728.01C |  | 1.2MM TI RAISED HEAD EMERG SCR SELF-TAPPING/PLUSDRIVEÂ®/8MM | CMF
04.315.744.01C |  | 1.3MM TI RAISED HEAD SCREW SELF-DRILLING/PLUSDRIVEÂ®/4MM | CMF
04.315.746.01C |  | 1.3MM TI RAISED HEAD SCREW SELF-DRILLING/PLUSDRIVEÂ®/6MM | CMF
04.315.784.01C |  | 1.5MM TI RAISED HEAD SCREW SELF-DRILLING/PLUSDRIVEÂ®/4MM | CMF
04.315.786.01C |  | 1.5MM TI RAISED HEAD SCREW SELF-DRILLING/PLUSDRIVEÂ®/6MM | CMF
04.315.788.01C |  | 1.5MM TI RAISED HEAD SCREW SELF-DRILLING/PLUSDRIVEÂ®/8MM | CMF
04.315.824.01C |  | 2.0MM TI RAISED HEAD SCREW SELF-DRILLING/PLUSDRIVEÂ®/4MM | CMF
04.315.826.01C |  | 2.0MM TI RAISED HEAD SCREW SELF-DRILLING/PLUSDRIVEÂ®/6MM | CMF
04.315.828.01C |  | 2.0MM TI RAISED HEAD SCREW SELF-DRILLING/PLUSDRIVEÂ®/8MM | CMF
04.315.764.01C |  | 1.7MM TI RAISED HEAD EMERG SCR SELF-TAPPING/PLUSDRIVEÂ®/4MM | CMF
04.315.748.01C |  | 1.3MM TI RAISED HEAD SCREW SELF-TAPPING/PLUSDRIVEÂ®/8MM | CMF
04.315.750.01C |  | 1.3MM TI RAISED HEAD SCREW SELF-TAPPING/PLUSDRIVEÂ®/10MM | CMF
04.315.752.01C |  | 1.3MM TI RAISED HEAD SCREW SELF-TAPPING/PLUSDRIVEÂ®/12MM | CMF
04.315.790.01C |  | 1.5MM TI RAISED HEAD SCREW SELF-TAPPING/PLUSDRIVEÂ®/10MM | CMF
04.315.792.01C |  | 1.5MM TI RAISED HEAD SCREW SELF-TAPPING/PLUSDRIVEÂ®/12MM | CMF
04.315.830.01C |  | 2.0MM TI RAISED HEAD SCREW SELF-TAPPING/PLUSDRIVEÂ®/10MM | CMF
04.315.832.01C |  | 2.0MM TI RAISED HEAD SCREW SELF-TAPPING/PLUSDRIVEÂ®/12MM | CMF
04.315.766.01C |  | 1.7MM TI RAISED HEAD EMERG SCR SELF-TAPPING/PLUSDRIVEÂ®/6MM | CMF
04.315.768.01C |  | 1.7MM TI RAISED HEAD EMERG SCR SELF-TAPPING/PLUSDRIVEÂ®/8MM | CMF
04.315.770.01C |  | 1.7MM TI RAISED HEAD EMERG SCR SELF-TAPPING/PLUSDRIVEÂ®/10MM | CMF
04.315.772.01C |  | 1.7MM TI RAISED HEAD EMERG SCR SELF-TAPPING/PLUSDRIVEÂ®/12MM | CMF
04.315.804.01C |  | 2.0MM TI RAISED HEAD EMERG SCR SELF-TAPPING/PLUSDRIVEÂ®/4MM | CMF
04.315.806.01C |  | 2.0MM TI RAISED HEAD EMERG SCR SELF-TAPPING/PLUSDRIVEÂ®/6MM | CMF
04.315.808.01C |  | 2.0MM TI RAISED HEAD EMERG SCR SELF-TAPPING/PLUSDRIVEÂ®/8MM | CMF
04.315.810.01C |  | 2.0MM TI RAISED HEAD EMERG SCR SELF-TAPPING/PLUSDRIVEÂ®/10MM | CMF
04.315.812.01C |  | 2.0MM TI RAISED HEAD EMERG SCR SELF-TAPPING/PLUSDRIVEÂ®/12MM | CMF
04.315.845.01C |  | 2.4MM TI RAISED HEAD EMERG SCR SELF-TAPPING/PLUSDRIVEÂ®/5MM | CMF
04.315.846.01C |  | 2.4MM TI RAISED HEAD EMERG SCR SELF-TAPPING/PLUSDRIVEÂ®/6MM | CMF
04.315.848.01C |  | 2.4MM TI RAISED HEAD EMERG SCR SELF-TAPPING/PLUSDRIVEÂ®/8MM | CMF
04.315.850.01C |  | 2.4MM TI RAISED HEAD EMERG SCR SELF-TAPPING/PLUSDRIVEÂ®/10MM | CMF
04.315.852.01C |  | 2.4MM TI RAISED HEAD EMERG SCR SELF-TAPPING/PLUSDRIVEÂ®/12MM | CMF
317.240 |  | 1.1MM DRILL BIT/MINI QC WITH 4MM STOP/44.5MM | CMF
317.260 |  | 1.1MM DRILL BIT/MINI QC WITH 6MM STOP/44.5MM | CMF
317.280 |  | 1.1MM DRILL BIT/MINI QC WITH 8MM STOP/44.5MM | CMF
317.320 |  | 1.1MM DRILL BIT/MINI QC WITH 12MM STOP/44.5MM | CMF
317.140 |  | 1.1MM DRILL BIT/STRYKER J-LTCH WITH 4MM STOP/44.5MM | CMF
317.160 |  | 1.1MM DRILL BIT/STRYKER J-LTCH WITH 6MM STOP/44.5MM | CMF
317.180 |  | 1.1MM DRILL BIT/STRYKER J-LTCH WITH 8MM STOP/44.5MM | CMF
317.220 |  | 1.1MM DRILL BIT/STRYKER J-LTCH WITH 12MM STOP/44.5MM | CMF
317.740 |  | 1.5MM DRILL BIT/MINI QC WITH 4MM STOP/44.5MM | CMF
317.760 |  | 1.5MM DRILL BIT/MINI QC WITH 6MM STOP/44.5MM | CMF
317.780 |  | 1.5MM DRILL BIT/MINI QC WITH 8MM STOP/44.5MM | CMF
317.820 |  | 1.5MM DRILL BIT/MINI QC WITH 12MM STOP/44.5MM | CMF
317.640 |  | 1.5MM DRILL BIT/STRYKER J-LTCH WITH 4MM STOP/44.5MM | CMF
317.660 |  | 1.5MM DRILL BIT/STRYKER J-LTCH WITH 6MM STOP/44.5MM | CMF
317.680 |  | 1.5MM DRILL BIT/STRYKER J-LTCH WITH 8MM STOP/44.5MM | CMF
317.720 |  | 1.5MM DRILL BIT/STRYKER J-LTCH WITH 12MM STOP/44.5MM | CMF
CONBGKSDB | 10887587074016 | DEPUY SYNTHES CMF BONE GRAFT KIT.SCREWS & DB | CMF | EA
CONBGKSPMDB | 10887587074023 | DEPUY SYNTHES CMF BONE GRAFT KIT.SCR/PLT/DB | CMF | EA
CONCBGK | 10887587074030 | DEPUY SYNTHES CMF BONE GRAFT KIT | CMF | EA
CONIMF | 10887587074047 | DEPUY SYNTHES CMF IMF KIT | CMF | EA
CONRAPID | 10887587074054 | DEPUY SYNTHES CMF RAPIDSORB KIT | CMF | EA
SD900.600S | 10887587074061 | TRUMATCH MANDIBLE GRAFT CAGE MANDIBLE/ANGLED/LEFT/STERILE | CMF | EA
SD900.601S | 10887587074092 | TRUMATCH MANDIBLE GRAFT CAGE MANDIBLE/ANGLED/RIGHT/STERILE | CMF | EA
SD900.602S | 10887587074108 | TRUMATCH MANDIBLE GRAFT CAGE MANDIBLE/NO ANGLE/LEFT/STERILE | CMF | EA
SD900.603S | 10887587074115 | TRUMATCH MANDIBLE GRAFT CAGE MANDIBLE/NO ANGLE/RIGHT/STER | CMF | EA
SD900.604S | 10887587074122 | TRUMATCH MANDIBLE GRAFT CAGE MAND/NO ANGLE/BILATERAL/STER | CMF | EA
316.510 |  | 1.5MM 2 FLUTE DRILL BIT/80MM | CMF
316.520 |  | 1.5MM 2 FLUTE DRILL BIT/125MM | CMF
316.521 |  | 1.5MM 2 FLUTE DRILL BIT/125MM | CMF
316.710 |  | 1.5MM 2 FLUTE DRILL BIT/80MM | CMF
316.530 |  | 2.0MM 2 FLUTE DRILL BIT/80MM | CMF
316.540 |  | 2.0MM 2 FLUTE DRILL BIT/125MM | CMF
316.500 |  | 1.1MM 2 FLUTE DRILL BIT/80MM | CMF
316.700 |  | 1.1MM 2 FLUTE DRILL BIT/80MM | CMF
310.566 |  | 1.8MM 2 FLUTE DRILL BIT/80MM | CMF
310.567 |  | 1.8MM 2 FLUTE DRILL BIT/125MM | CMF
310.441 |  | 2.4MM 2 FLUTE DRILL BIT/80MM | CMF
310.443 |  | 2.4MM 2 FLUTE DRILL BIT/125MM | CMF
310.442 |  | 2.4MM 2 FLUTE DRILL BIT/80MM | CMF
CONBGK | 10887587074139 | DEPUY SYNTHES CMF BONE GRAFT KIT | CMF | EA
01.000.001E | 10887587074184 | MATRIXPRO DRIVER SET - EVAL | CMF | EA
01.520.000 | 10887587074320 | TISSUE AND PALATAL RETRACTOR INSTRUMENT SET | CMF | EA
01.520.000E | 10887587075648 | TISSUE AND PALATAL RETRACTOR INSTRUMENTS EVALUATION SET | CMF | EA
05.000.032 | 00856482008047 | DD - MATRIXPRO II BATTERY RECHARGEABLE | CMF | EA
05.000.033 | 00856482008054 | DD - MATRIXPRO II BATTERY CHARGER | CMF | EA
04.503.423 | 10887587075730 | MATRIXMANDIBLE SCREW/Ã2.4MM SELF-TAPPING/ L 20MM | CMF | EA
04.503.424 | 10887587075747 | MATRIXMANDIBLE SCREW /Ã2.4MM SELF-TAPPING/ L 22MM | CMF | EA
04.503.425 | 10887587075754 | MATRIXMANDIBLE SCREW /Ã2.4MM SELF-TAPPING/ L 24MM | CMF | EA
04.503.426 | 10887587075761 | MATRIXMANDIBLE SCREW /Ã2.4MM SELF-TAPPING/ L 26MM | CMF | EA
04.503.427 | 10887587075778 | MATRIXMANDIBLE SCREW /Ã2.4MM SELF-TAPPING/ L 28MM | CMF | EA
04.503.428 | 10887587075785 | MATRIXMANDIBLE SCREW /Ã2.4MM SELF-TAPPING/ L 30MM | CMF | EA
04.503.429 | 10887587075792 | MATRIXMANDIBLE SCREW /Ã2.4MM SELF-TAPPING/ L 32MM | CMF | EA
04.503.430 | 10887587075808 | MATRIXMANDIBLE SCREW /Ã2.4MM SELF-TAPPING/ L 34MM | CMF | EA
04.503.431 | 10887587075815 | MATRIXMANDIBLE SCREW /Ã2.4MM SELF-TAPPING/ L 36MM | CMF | EA
04.503.432 | 10887587075822 | MATRIXMANDIBLE SCREW /Ã2.4MM SELF-TAPPING/ L 38MM | CMF | EA
04.503.433 | 10887587075839 | MATRIXMANDIBLE SCREW /Ã2.4MM SELF-TAPPING/ L 40MM | CMF | EA
01.000.002 | 10887587075969 | MATRIXPRO II DRIVER FIELD EQUIPMENT SET | CMF | EA
01.000.002E | 10887587075976 | MATRIXPRO II DRIVER EVALUATION SET | CMF | EA
04.503.943.01C | 10887587076218 | MATRIXMIDFACE SCREW Ã1.3MM/3MM SLF-DRLG/TAN/PACK= 1 IN CLIP | CMF | EA
04.503.944.01C | 10887587076225 | MATRIXMIDFACE SCREW Ã1.3MM/4MM SLF-DRLG/TAN/PACK= 1 IN CLIP | CMF | EA
04.503.945.01C | 10887587076232 | MATRIXMIDFACE SCREW Ã1.3MM/5MM SLF-DRLG/TAN/PACK= 1 IN CLIP | CMF | EA
04.503.946.01C | 10887587076249 | MATRIXMIDFACE SCREW Ã1.3MM/6MM SLF-DRLG/TAN/PACK= 1 IN CLIP | CMF | EA
04.503.953.01C | 10887587076256 | MATRIXMIDFACE SCREW Ã1.3MM/3MM SLF-TPNG/TAN/PACK= 1 IN CLIP | CMF | EA
04.503.954.01C | 10887587076263 | MATRIXMIDFACE SCREW Ã1.3MM/4MM SLF-TPNG/TAN/PACK= 1 IN CLIP | CMF | EA
04.503.955.01C | 10887587076270 | MATRIXMIDFACE SCREW Ã1.3MM/5MM SLF-TPNG/TAN/PACK= 1 IN CLIP | CMF | EA
04.503.956.01C | 10887587076287 | MATRIXMIDFACE SCREW Ã1.3MM/6MM SLF-TPNG/TAN/PACK= 1 IN CLIP | CMF | EA
04.503.958.01C | 10887587076294 | MATRIXMIDFACE SCREW Ã1.3MM/8MM SLF-TPNG/TAN/PACK= 1 IN CLIP | CMF | EA
04.503.960.01C | 10887587076300 | MATRIXMIDFACE SCREWÃ1.3MM/10MM SLF-TPNG/TAN/PACK= 1 IN CLIP | CMF | EA
04.503.962.01C | 10887587076317 | MATRIXMIDFACE SCREWÃ1.3MM/12MM SLF-TPNG/TAN/PACK= 1 IN CLIP | CMF | EA
04.503.973.01C | 10887587076324 | MATRIXMIDFACE SCREW Ã1.7MM/3MM SLF-TPNG/TAN/PACK= 1 IN CLIP | CMF | EA
04.503.974.01C | 10887587076331 | MATRIXMIDFACE SCREW Ã1.7MM/4MM SLF-TPNG/TAN/PACK= 1 IN CLIP | CMF | EA
04.503.975.01C | 10887587076348 | MATRIXMIDFACE SCREW Ã1.7MM/5MM SLF-TPNG/TAN/PACK= 1 IN CLIP | CMF | EA
04.503.976.01C | 10887587076355 | MATRIXMIDFACE SCREW Ã1.7MM/6MM SLF-TPNG/TAN/PACK= 1 IN CLIP | CMF | EA
04.503.978.01C | 10887587076362 | MATRIXMIDFACE SCREW Ã1.7MM/8MM SLF-TPNG/TAN/PACK= 1 IN CLIP | CMF | EA
04.503.980.01C | 10887587076379 | MATRIXMIDFACE SCREWÃ1.7MM/10MM SLF-TPNG/TAN/PACK= 1 IN CLIP | CMF | EA
04.503.982.01C | 10887587076386 | MATRIXMIDFACE SCREWÃ1.7MM/12MM SLF-TPNG/TAN/PACK= 1 IN CLIP | CMF | EA
04.503.953.04C | 20887587076475 | MATRIXMIDFACE SCREW Ã1.3MM/3MM SLF-TPNG/TAN/PACK= 4 IN CLIP | CMF | P4
04.503.954.04C | 20887587076482 | MATRIXMIDFACE SCREW Ã1.3MM/4MM SLF-TPNG/TAN/PACK= 4 IN CLIP | CMF | P4
04.503.955.04C | 20887587076499 | MATRIXMIDFACE SCREW Ã1.3MM/5MM SLF-TPNG/TAN/PACK= 4 IN CLIP | CMF | P4
04.503.956.04C | 20887587076505 | MATRIXMIDFACE SCREW Ã1.3MM/6MM SLF-TPNG/TAN/PACK= 4 IN CLIP | CMF | P4
04.503.958.04C | 20887587076512 | MATRIXMIDFACE SCREW Ã1.3MM/8MM SLF-TPNG/TAN/PACK= 4 IN CLIP | CMF | P4
04.503.960.04C | 20887587076529 | MATRIXMIDFACE SCREWÃ1.3MM/10MM SLF-TPNG/TAN/PACK= 4 IN CLIP | CMF | P4
04.503.962.04C | 20887587076536 | MATRIXMIDFACE SCREWÃ1.3MM/12MM SLF-TPNG/TAN/PACK= 4 IN CLIP | CMF | P4
03.305.009-15 |  | ROD TEMPLATE FOR 4.0MM RODS FOR MANDIBLE EXTERNAL FIXATOR | CMF
03.305.024-15 |  | SCHANZ SCREW RAPID DRIVER FOR MANDIBLE EXTERNAL FIXATOR II | CMF
03.305.025-15 |  | 4.0MM OBTURATOR FOR MANDIBLE EXTERNAL FIXATOR II | CMF
03.305.026-15 |  | DRILL GUIDE/CANNULA FOR MANDIBLE EXTERNAL FIXATOR II | CMF
03.307.010-15 |  | CARBON FIBER ROD NOTCHED 100MM | CMF
03.315.003-15 |  | ALIGNMENT ROD FOR CMF DISTRACTOR | CMF
03.315.004-15 |  | EXTENSION ARM REMOVAL INSTRUMENT | CMF
03.315.005-15 |  | SURGEON ACTIVATION INSTR 1.7MM W/ U-JOINT FOR CMF DISTRACTOR | CMF
03.500.016-15 |  | ACTIVATION INSTRUMENT FOR CURVILINEAR DISTRACTOR | CMF
03.500.018-15 |  | BENDING TEMPLATE F/CURVILINEAR DISTRACTOR/STRAIGHT | CMF
03.500.030-15 |  | BENDING TEMPLATE F/CURVILINEAR DISTRACTOR R30/RIGHT | CMF
03.500.031-15 |  | BENDING TEMPLATE F/CURVILINEAR DISTRACTOR R30/LEFT | CMF
03.500.040-15 |  | BENDING TEMPLATE F/CURVILINEAR DISTRACTOR R40/RIGHT | CMF
03.500.041-15 |  | BENDING TEMPLATE F/CURVILINEAR DISTRACTOR R40/LEFT | CMF
03.500.050-15 |  | BENDING TEMPLATE F/CURVILINEAR DISTRACTOR R50/RIGHT | CMF
03.500.051-15 |  | BENDING TEMPLATE F/CURVILINEAR DISTRACTOR R50/LEFT | CMF
03.500.070-15 |  | BENDING TEMPLATE F/CURVILINEAR DISTRACTOR R70/RIGHT | CMF
03.500.071-15 |  | BENDING TEMPLATE F/CURVILINEAR DISTRACTOR R70/LEFT | CMF
03.500.100-15 |  | BENDING TEMPLATE F/CURVILINEAR DISTRACTOR R100/RIGHT | CMF
03.500.101-15 |  | BENDING TEMPLATE F/CURVILINEAR DISTRACTOR R100/LEFT | CMF
03.501.056-15 |  | LAG TOOL FOR TI STERNAL FIXATION SYSTEM | CMF
03.501.090-15 |  | BENDING TEMPLATE FOR MATRIXRIB LOCKING PLATES/300MM LENGTH | CMF
03.503.016-15 |  | MATRIXNEURO SCREWDRIVER BLADE HEX COUPLING/SELF-RETAIN/SHORT | CMF
03.503.017-15 |  | MATRIXNEURO SCREWDRIVER BLADE HEX COUPLING/SELF-RETAIN/MED | CMF
03.503.058-15 |  | MATRIXMANDIBLE ARTICULATING PLATE INTRODUCER WITH TIP | CMF
03.503.059-15 |  | PL HLDG TIP F/MATRIXMANDIBLE ARTICULATING PLATE INTRODUCER | CMF
03.503.070-15 |  | MATRIXMANDIBLE/THORAX SCRWDRVR BLADE SELF RETAINING-SHORT | CMF
03.503.071-15 |  | MATRIXMANDIBLE/THORAX SCRWDRVR BLADE SELF RETAINING-MEDIUM | CMF
03.503.072-15 |  | MATRIXMANDIBLE/THORAX SCRWDRVR BLADE SELF RETAINING-LONG | CMF
03.503.073-15 |  | MATRIXMANDIBLE/THORAX SCRWDRVR FIXED HANDLE/SELF-RETAINING | CMF
03.503.161-15 |  | MATRIXMANDIBLE BENDNG TEMPLATE F/1.0MM BROAD TENSION BAND PL | CMF
03.503.162-15 |  | MATRIXMANDIBLE BENDNG TEMPLATE F/1.0MM THICK ADAPTION PLATES | CMF
03.503.163-15 |  | MATRIXMANDIBLE BENDNG TEMPLATE F/1.25MM THICK STRAIGHT PLATES | CMF
03.503.164-15 |  | MATRIXMANDIBLE BENDNG TEMPLATE F/1.25MM 2X2 CRESCENT PLATES | CMF
03.503.165-15 |  | MATRIXMANDIBLE BENDNG TEMPLATE F/1.25MM 3X3 CRESCENT PLATES | CMF
03.503.166-15 |  | MATRIXMANDIBLE BENDNG TEMPLATE F/1.25MM THICK ANGLE PLATES | CMF
03.503.168-15 |  | MATRIXMANDIBLE BENDNG TEMPLATE F/1.5MM THICK STRAIGHT PLATES | CMF
03.503.169-15 |  | MATRIXMANDIBLE BENDNG TEMPLATE F/1.5MM THK 3X3 STRAIGHT PLATE | CMF
03.503.170-15 |  | MATRIXMANDIBLE BENDNG TEMPLATE F/1.5MM THICK 3X3 ANGLE PLATES | CMF
03.503.171-15 |  | MATRIXMANDIBLE BENDNG TEMPLATE F/1.5MM 6H CRESCENT PLATES | CMF
03.503.172-15 |  | MATRIXMANDIBLE BENDNG TEMPLATE F/1.5MM BROAD 2X2/3X3 PLATES | CMF
03.503.173-15 |  | MATRIXMANDIBLE BENDNG TEMPLATE F/2.0MM BROAD CRESCENT PLATES | CMF
03.503.174-15 |  | MATRIXMANDIBLE BENDNG TEMPLATE F/2.0MM THICK STRAIGHT PLATES | CMF
03.503.175-15 |  | MATRIXMANDIBLE BENDNG TEMPLATE F/2.0MM BROAD 3X3 ANGLE PLATES | CMF
03.503.177-15 |  | MATRIXMANDIBLE BENDNG TEMPLATE F/2.0MM DBL ANGLE RECON PL/SM | CMF
03.503.178-15 |  | MATRIXMANDIBLE BENDNG TEMPLATE F/2.0MM DBL ANGLE RECON PL/MED | CMF
03.503.179-15 |  | MATRIXMANDIBLE BENDNG TEMPLATE F/2.0MM DBL ANGLE RECON PL/LRG | CMF
03.503.180-15 |  | MATRIXMANDIBLE BENDNG TEMPLATE F/2.5/2.8MM STRAIGHT RECON PL | CMF
03.503.182-15 |  | MATRIXMANDIBLE BENDNG TEMPLATE F/2.5MM DBL ANGLE RECON PL/SM | CMF
03.503.183-15 |  | MATRIXMANDIBLE BENDNG TEMPLATE F/2.5MM DBL ANGLE RECON PL/MED | CMF
03.503.184-15 |  | MATRIXMANDIBLE BENDNG TEMPLATE F/2.5MM DBL ANGLE RECON PL/LRG | CMF
03.503.185-15 |  | MATRIXMANDIBLE BENDNG TEMPLATE F/1.25MM 2X2H TENSION BAND PL | CMF
03.503.201-15 |  | MATRIXMIDFACE SCREWDRIVER BLD HEX COUPLING/SELF-RETAIN/52MM | CMF
03.503.202-15 |  | MATRIXMIDFACE SCREWDRIVER BLD HEX COUPLING/SELF-RETAIN/76MM | CMF
03.503.203-15 |  | MATRIXMIDFACE SCREWDRIVER BLD HEX COUPLING/SELF-RETAIN/96MM | CMF
03.503.360-15 |  | BENDING TEMPLATE F/ORBITAL FLR PL/ANATOMIC/SM/MATRIXMIDFACE | CMF
03.503.361-15 |  | BENDING TEMPLATE F/ORBITAL FLR PL/ANATOMIC/MED/MATRIXMIDFACE | CMF
03.503.362-15 |  | BENDING TEMPLATE F/ORBITAL FLR PL/ANATOMIC/LRG/MATRIXMIDFACE | CMF
03.503.363-15 |  | BENDING TEMPLATE F/UNIVERSAL ORBITAL FLR PL/MATRIXMIDFACE | CMF
03.503.364-15 |  | BENDING TEMPLATE F/UNIVERSAL MEDIAL WALL PL/MATRIXMIDFACE | CMF
03.503.365-15 |  | BENDING TEMPLATE F/ORBITAL MESH PLATES/MATRIXMIDFACE | CMF
03.503.366-15 |  | BENDING TEMPLATE F/ADAPTION PLATES/MATRIXMIDFACE | CMF
03.503.367-15 |  | BENDING TEMPLATE F/ORBITAL RIM PLATES/MATRIXMIDFACE | CMF
03.503.368-15 |  | BENDING TEMPLATE F/OBLIQUE L PLATES/2X3/MATRIXMIDFACE | CMF
03.503.369-15 |  | BENDING TEMPLATE F/OBLIQUE L PLATES/3X4/MATRIXMIDFACE | CMF
03.503.370-15 |  | BENDING TEMPLATE F/OBLIQUE L PLATES/4X6/MATRIXMIDFACE | CMF
03.503.371-15 |  | BENDING TEMPLATE F/Y-PLATES 1X3/MATRIXMIDFACE | CMF
03.503.372-15 |  | BENDING TEMPLATE F/X-PLATES MATRIXMIDFACE | CMF
03.503.373-15 |  | BENDING TEMPLATE F/H-PLATES MATRIXMIDFACE | CMF
03.503.374-15 |  | BENDING TEMPLATE F/T-PLATES MATRIXMIDFACE | CMF
03.503.375-15 |  | BENDING TEMPLATE F/BOX PLATES 5MMX10MM/MATRIXMIDFACE | CMF
03.503.376-15 |  | BENDING TEMPLATE F/BOX PLATES 10MMX10MM/MATRIXMIDFACE | CMF
03.503.377-15 |  | BENDING TEMPLATE F/STRUT PLATES/MATRIXMIDFACE | CMF
03.503.379-15 |  | BENDING TEMPLATE F/BLUE DOUBLE Y-PLATE/MATRIXMIDFACE | CMF
03.503.380-15 |  | BENDING TEMPLATE F/PINK DOUBLE Y-PLATE/MATRIXMIDFACE | CMF
03.505.202-15 |  | 1.5MM HEX SCREWDRIVER BLADE HEX COUPLING | CMF
03.505.203-15 |  | 2.0MM HEX SCREWDRIVER BLADE HEX COUPLING | CMF
03.505.204-15 |  | 2.5MM HEX SCREWDRIVER BLADE HEX COUPLING | CMF
03.505.205-15 |  | CRUCIFORM SCREWDRIVER BLADE HEX COUPLING/SMALL | CMF
03.505.206-15 |  | CRUCIFORM SCREWDRIVER BLADE HEX COUPLING/MEDIUM | CMF
03.505.207-15 |  | CRUCIFORM SCREWDRIVER BLADE HEX COUPLING/LARGE | CMF
03.505.208-15 |  | EXPANSION HEAD SCREWDRIVER BLD HXC FOR 3.5MM RECON SCREWS | CMF
03.505.210-15 |  | 0.25MM SLOTTED SCREWDRIVER BLD HEX COUPLING | CMF
03.505.211-15 |  | 0.5MM SLOTTED SCREWDRIVER BLD HEX COUPLING | CMF
03.505.212-15 |  | CENTER DRIVE SCREWDRIVER BLADE HEX COUPLING/SMALL | CMF
03.505.213-15 |  | CENTER DRIVE SCREWDRIVER BLADE HEX COUPLING/MEDIUM | CMF
03.505.214-15 |  | CENTER DRIVE SCREWDRIVER BLADE HEX COUPLING/LARGE | CMF
03.505.215-15 |  | CENTER DRIVE SCREWDRIVER BLADE HEX COUPLING/EXTRA LARGE | CMF
03.505.216-15 |  | 2.0MM/2.7MM PHILLIPS SCRWDRVR BLADE-HEX COUPLING | CMF
03.505.217-15 |  | T4 TORX SCREWDRIVER BLADE HEX COUPLING | CMF
03.505.218-15 |  | T5 TORX SCREWDRIVER BLADE HEX COUPLING | CMF
03.505.219-15 |  | T6 TORX SCREWDRIVER BLADE HEX COUPLING | CMF
03.505.220-15 |  | OSTEOTOME/HEX COUPLING | CMF
03.505.221-15 |  | THORP SCREWDRIVER BLADE HEX COUPLING | CMF
03.505.222-15 |  | BROKEN SCREW EXTRACTOR HEX COUPLING | CMF
03.505.223-15 |  | STRIPPED SCREW EXTRACTOR HEX COUPLING | CMF
03.505.224-15 |  | STRIPPED SCREW EXTRACTOR HEX COUPLING/LARGE | CMF
03.505.225-15 |  | CONICAL EXTRACTION SCREW HEX COUPLING | CMF
03.507.003-15 |  | 3.5MM THREADED REDUCTION TOOL SELF-TAPPING 78MM HEX | CMF
03.507.004-15 |  | 3.5MM THREADED REDUCTION TOOL SELF-TAPPING 43MM HEX | CMF
03.507.005-15 |  | 2.4MM DRILL GUIDE | CMF
03.511.377-15 |  | BENDING TEMPLATE FOR TI MATRIX SAGITTAL SPLT PL W/SLIDER-33MM | CMF
03.511.378-15 |  | BENDING TEMPLATE FOR TI MATRIX SAGITTAL SPLT PL W/SLIDER-40MM | CMF
05.725.010-15 |  | COMPACT WATER BATH | CMF
304.095-15 |  | MODULE FOR 2.0MM CURVILINEAR DISTRACTOR | CMF
304.103-15 |  | SCREW LENGTH MARKER-3MM | CMF
304.103W-15 |  | SCREW LENGTH MARKER FOR 3MM SELF-DRILLING SCREWS | CMF
304.104-15 |  | SCREW LENGTH MARKER-4MM | CMF
304.104W-15 |  | SCREW LENGTH MARKER FOR 4MM SELF-DRILLING SCREWS | CMF
304.105-15 |  | SCREW LENGTH MARKER-5MM | CMF
304.105W-15 |  | SCREW LENGTH MARKER FOR 5MM SELF-DRILLING SCREWS | CMF
304.106-15 |  | SCREW LENGTH MARKER-6MM | CMF
304.106W-15 |  | SCREW LENGTH MARKER FOR 6MM SELF-DRILLING SCREWS | CMF
304.107-15 |  | SCREW LENGTH MARKER-7MM | CMF
304.108-15 |  | SCREW LENGTH MARKER-8MM | CMF
304.108W-15 |  | SCREW LENGTH MARKER FOR 8MM SELF-DRILLING SCREWS | CMF
304.109-15 |  | SCREW LENGTH MARKER-9MM | CMF
304.110-15 |  | SCREW LENGTH MARKER-10MM | CMF
304.110W-15 |  | SCREW LENGTH MARKER FOR 10MM SELF-DRILLING SCREWS | CMF
304.111-15 |  | SCREW LENGTH MARKER-11MM | CMF
304.112-15 |  | SCREW LENGTH MARKER-12MM | CMF
304.112W-15 |  | SCREW LENGTH MARKER FOR 12MM SELF-DRILLING SCREWS | CMF
304.113-15 |  | SCREW LENGTH MARKER-13MM | CMF
304.114-15 |  | SCREW LENGTH MARKER-14MM | CMF
304.114W-15 |  | SCREW LENGTH MARKER FOR 14MM SELF-DRILLING SCREWS | CMF
304.115-15 |  | SCREW LENGTH MARKER-15MM | CMF
304.116-15 |  | SCREW LENGTH MARKER-16MM | CMF
304.116W-15 |  | SCREW LENGTH MARKER FOR 16MM SELF-DRILLING SCREWS | CMF
304.117-15 |  | SCREW LENGTH MARKER-17MM | CMF
304.118-15 |  | SCREW LENGTH MARKER-18MM | CMF
304.118W-15 |  | SCREW LENGTH MARKER FOR 18MM SELF-DRILLING SCREWS | CMF
304.119-15 |  | SCREW LENGTH MARKER-19MM | CMF
304.120W-15 |  | SCREW LENGTH MARKER FOR 20MM SELF-DRILLING SCREWS | CMF
304.121-15 |  | SCREW LENGTH MARKER-21MM | CMF
304.123-15 |  | SCREW LENGTH MARKER-23MM | CMF
304.634-15 |  | LOW PROFILE NEURO COMPACT MODULE | CMF
304.679-15 |  | 2.0MM COMPACT FIXATION MODULE | CMF
304.686-15 |  | MODULAR FIXATION SYSTEM INSTRUMENT TRAY - UNIVERSAL | CMF
304.687-15 |  | MODULAR FIXATION SYSTEM INSTR TRAY LID - UNIVERSAL | CMF
304.730T-15 |  | LARGE UNIVERSAL INSTRUMENT TRAY | CMF
304.739-15 |  | UNIVERSAL INSTRUMENT TRAY LID-LARGE | CMF
304.753-15 |  | MAXILLARY DISTRACTOR MODULE CASE | CMF
304.760-15 |  | UNIVERSAL INSTRUMENT TRAY LARGE/DEEP | CMF
304.761-15 |  | NEURO INSTRUMENT TRAY LID LARGE | CMF
304.762-15 |  | NEURO INSERT TRAY FOR INSTRUMENTS | CMF
304.793-15 |  | CRANIAL CLAMP MODULE (UP TO 18MM ONLY) | CMF
304.797-15 |  | TI MIDFACE DISTRACTOR MODULE CASE | CMF
305.690-15 |  | SELF DRILLING SCREW MODULE TI STERNAL FIXATION SYSTEM | CMF
305.694-15 |  | MODULE FOR LONGER TI STERNAL LOCKING SCREW/PLATE/DRILL BIT | CMF
305.695-15 |  | PLATE BENDING INSERT BLOCK FOR TI STERNAL MODULES | CMF
305.699-15 |  | LABEL SHEET FOR TI STERNAL MODULE 305.694 | CMF
305.880-15 |  | RESORBABLE CRANIAL CLAMP INSTRUMENT TRAY ASSEMBLY | CMF
306.634-15 |  | LABEL SHEET FOR 0.4MM PLATES MATRIXMIDFACE SYSTEM | CMF
306.635-15 |  | LABEL SHEET FOR 0.5MM PLATES MATRIXMIDFACE SYSTEM | CMF
306.637-15 |  | LABEL SHEET FOR 0.7MM PLATES MATRIXMIDFACE SYSTEM | CMF
306.638-15 |  | LABEL SHEET FOR 0.8MM PLATES MATRIXMIDFACE SYSTEM | CMF
306.639-15 |  | LABEL SHEET FOR ORBITAL PLATES MATRIXMIDFACE SYSTEM | CMF
306.641-15 |  | LABEL SHEET FOR PREFORMED ORBITAL PLATES-MATRIXMIDFACE | CMF
306.704-15 |  | LABEL SHEET SMALL PLATE MODULE FOR MATRIXMANDIBLE SYSTEM | CMF
306.720-15 |  | BASE FOR MANDIBLE EXTERNAL FIXATOR II SET GRAPHIC CASE | CMF
306.721-15 |  | LID FOR MANDIBLE EXTERNAL FIXATOR II SET GRAPHIC CASE | CMF
310.805-15 |  | COUNTERSINK W/CENTERING PINS FOR 2.4MM SCREWS/HEX COUPLING | CMF
311.204-15 |  | TAP FOR 2.0MM MANDIBLE LOCKING SCREWS 100MM | CMF
312.154-15 |  | 1.5MM THREADED DRILL GUIDE- LONG FOR 2.0MM MLP | CMF
312.155-15 |  | 1.5MM DRILL GUIDE | CMF
312.156-15 |  | 1.5MM THREADED DRILL GUIDE | CMF
313.251-15 |  | 1.5MM/2.0MM PLUSDRIVE(TM) SCREWDRIVER/SELF-RETAINING | CMF
313.252-15 |  | 1.5MM/2.0MM SCRWDRVR BLD HXC SLF-RETAIN PLUSDRIVE(TM) 96MM | CMF
313.822-15 |  | 1.3MM SCREWDRIVER BLADE SLF-RETAIN/STARDRIVE(TM)/SHORT | CMF
313.832-15 |  | 1.5MM SCREWDRIVER BLADE/SELF- RETAINING/STARDRIVE(TM)/SHORT | CMF
313.837-15 |  | 1.5MM STARDRIVE(TM) SCRWDRVR BLD/SHORT/SLF-RET/HEX COUPLING | CMF
313.842-15 |  | 2.0MM SCREWDRIVER BLADE/SELF- RETAINING/STARDRIVE(TM)/SHORT | CMF
313.843-15 |  | STARDRIVE SCREWDRIVER SHAFT SD6/SELF-RETAINING/2.0MM | CMF
313.928-15 |  | 2.0/2.4MM CRUCIFORM SCRWDRVR BLD/SL-RETAINNG W/HEX COUPLING | CMF
313.933-15 |  | LOW PROFILE NEURO SCRWDRVR BLD SLF-RETAIN/CRUCIFORM/SHORT/MQC | CMF
313.939-15 |  | 2.4/3.0MM CRUCIFORM SCRWDRVR BLADE WITH HEX COUPLING | CMF
314.404-15 |  | ACTIVATION INTSTRUMENT 2.8MM HEX FOR MAXILLARY DISTRACTOR | CMF
314.407-15 |  | HEADFRAME ADJUSTMENT INSTR 72MM F/EXTERNAL MIDFACE DSTR | CMF
314.408-15 |  | HEADFRAME ADJUSTMENT INSTR 209MM F/EXTERNAL MIDFACE DSTR | CMF
329.521-15 |  | BENDING TEMPLATE FOR 2.0MM MLP 6 X 21 HOLES-RIGHT | CMF
329.522-15 |  | BENDING TEMPLATE FOR 2.0MM MLP 4 X 4 HOLES-ANGLED | CMF
329.523-15 |  | BENDING TEMPLATE FOR 2.0MM MLP 3 X 3 HOLES-CRESCENT | CMF
329.524-15 |  | BENDING TEMPLATE FOR 2.0MM MLP 20 HOLES-LARGE | CMF
329.525-15 |  | BENDING TEMPLATE FOR 2.0MM MLP 6 HOLES-INTERMEDIATE | CMF
329.526-15 |  | BENDING TEMPLATE FOR 2.0MM MLP 3 X 3 HOLES-LARGE | CMF
329.527-15 |  | BENDING TEMPLATE FOR 2.0MM MLP 12 HOLES-INTERMEDIATE | CMF
329.528-15 |  | BENDING TEMPLATE FOR 2.0MM MLP 20 HOLES-ADAPTION | CMF
329.529-15 |  | BENDING TEMPLATE FOR 2.0MM MLP 6 HOLES-NARROW | CMF
329.530-15 |  | BENDING TEMPLATE FOR 2.0MM MLP 6 X 21 HOLES-LEFT | CMF
329.571-15 |  | BENDING TEMPLATE FOR 2.0MM MLP CRESCENT 5 & 7 HOLES | CMF
329.572-15 |  | BENDING TEMPLATE FOR 2.0MM MLP ANGLE COMPRESSION 6 & 8 HOLES | CMF
329.573-15 |  | BENDING TEMPLATE FOR 2.0MM MLP COMPRESSION 4/6/8 HOLES | CMF
329.574-15 |  | BENDING TEMPLATE FOR 2.0MM MLP 4X20X4 HOLES DOUBLE ANGLE | CMF
329.575-15 |  | BENDING TEMPLATE FOR 2.0MM MLP 5X22X5 HOLES DOUBLE ANGLE | CMF
329.576-15 |  | BENDING TEMPLATE FOR 2.0MM MLP 6X24X6 HOLES DOUBLE ANGLE | CMF
329.632-15 |  | BENDING TEMPLATE FOR 1.5MM RESORB ORBITAL FLOOR PL 24MM | CMF
329.633-15 |  | BENDING TEMPLATE FOR 1.5MM RESORB ORBITAL FLOOR PL 30MM | CMF
329.634-15 |  | BENDING TEMPLATE FOR 1.5MM RESORB ORBITAL FLOOR PL 35MM | CMF
386.900-15 |  | ARTICULATING PLATE INTRODUCER WITH PLATE HOLDING TIP | CMF
386.901-15 |  | PL HOLDING TIP F/ARTICULATING PLATE INTRODUCER (386.900) | CMF
386.903-15 |  | FRAGMENT MANIPULATOR HANDLE FOR 386.902 | CMF
386.904-15 |  | 2.0MM CANNULA & OBTURATOR/ SELF-RETAINING | CMF
386.908-15 |  | CHEEK RETRACTOR RING/THREADED FOR 386.914 | CMF
386.913-15 |  | 1.5MM INSERT DRILL GUIDE-LONG | CMF
386.914-15 |  | 2.0MM CANNULA & OBTURATOR THREADED/LONG | CMF
386.915-15 |  | OPTICAL RETRACTOR HANDLE | CMF
387.421-15 |  | WIRE GUIDE/TISSUE PROTECTOR | CMF
387.422-15 |  | LINEAR ACTIVATION INSTRUMENT FOR MULTI-VECTOR DISTRACTOR | CMF
387.423-15 |  | ANGULAR ADJUSTMENT INSTRUMENT FOR MULTI-VECTOR DISTRACTOR | CMF
387.424-15 |  | PIN CLAMP/ARM FASTENER FOR MULTI-VECTOR DISTRACTOR | CMF
387.425-15 |  | THUMB SCREW FOR WIRE GUIDE/ TISSUE PROTECTOR | CMF
387.426-15 |  | OBTURATOR FOR WIRE GUIDE/ TISSUE PROTECTOR | CMF
387.427-15 |  | CHEEK RETRACTOR RING FOR WIRE GUIDE/TISSUE PROTECTOR | CMF
395.101-15 |  | ALIGNMENT ROD FOR MAXILLARY DISTRACTOR | CMF
397.211-15 |  | UNIVERSAL TROCAR HANDLE | CMF
397.213-15 |  | 2.0MM CANNULA & OBTURATOR | CMF
397.420-15 |  | 2.0 CHEEK RETRACTOR BLADE | CMF
397.430-15 |  | 2.0MM CHEEK RETRACTOR RING | CMF
397.440-15 |  | 1.5MM THREADED DRILL GUIDE- SHORT FOR 2.0MM MLP | CMF
60.501.001-15 |  | GRAPHIC CASE WITH LID FOR MATRIXRIB FIXATION SYSTEM | CMF
60.501.004-15 |  | SCREW MODULE MATRIXRIB FIXATION SYSTEM | CMF
60.511.016-15 |  | LABEL SHEET F/MAXILLARY MODULE MATRIXORTHOGNATHIC SYSTEM | CMF
60.511.017-15 |  | LABEL SHEET F/MANDIBLE MODULE MATRIXORTHOGNATHIC SYSTEM | CMF
60.511.020-15 |  | LABEL SHEET FOR MATRIX SYSTEM STRENGTH GRADIENTS | CMF
60.590.001-15 |  | NANO MATRIXMIDFACE SCR/INSTR LABEL SHEET | CMF
60.590.003-15 |  | NANO MATRIXMANDIBLE SCR/INSTR LABEL SHEET | CMF
60.590.004-15 |  | MATRIXWAVE MMF SYSTEM LABEL SHEET | CMF
68.590.001-15 |  | NANO INSTRUMENT MODULE | CMF
68.590.002-15 |  | NANO IMPLANT MODULE | CMF
68.590.003-15 |  | NANO INSERT TRAY/SINGLE WIDE 1 HIGH | CMF
68.590.004-15 |  | NANO INSERT TRAY/SINGLE WIDE 2 HIGH | CMF
68.590.005-15 |  | NANO INSERT TRAY/SINGLE WIDE 3 HIGH | CMF
68.590.006-15 |  | NANO INSERT TRAY/DOUBLE WIDE 1 HIGH | CMF
68.590.007-15 |  | NANO INSERT TRAY/DOUBLE WIDE 2 HIGH | CMF
68.590.009-15 |  | NANO INSERT TRAY/TRIPLE WIDE 1 HIGH | CMF
68.590.012-15 |  | NANO INSERT TRAY ID TAG / BLANK | CMF
68.590.019-15 |  | NANO INSERT TRAY ID TAG / 0.7MM THICK PLATES | CMF
68.590.022-15 |  | NANO INSERT TRAY ID TAG / 1.0MM THICK PLATES | CMF
68.590.023-15 |  | NANO INSERT TRAY ID TAG / 1.25MM THICK PLATES | CMF
68.590.025-15 |  | NANO INSERT TRAY ID TAG / 1.5MM THICK PLATES | CMF
68.590.03101-15 |  | NANO INSERT TRAY DIVIDER SINGLE WIDE/1 HIGH | CMF
68.590.03105-15 |  | NANO INSERT TRAY DIVIDER SINGLE WIDE/1 HIGH | CMF
68.590.03201-15 |  | NANO INSERT TRAY DIVIDER SINGLE WIDE/2 HIGH | CMF
68.590.03205-15 |  | NANO INSERT TRAY DIVIDER SINGLE WIDE/2 HIGH | CMF
68.590.03305-15 |  | NANO INSERT TRAY DIVIDER SINGLE WIDE/3 HIGH | CMF
68.590.041-15 |  | NANO MATRIXORTHOGNATHIC/ MATRIXMIDFACE SCR INSERT TRAY | CMF
68.590.043-15 |  | NANO MATRIXMANDIBLE SCREW INSERT TRAY | CMF
68.590.045-15 |  | NANO IMF SCREW AND INSTRUMENT INSERT TRAY | CMF
68.590.050-15 |  | MATRIXWAVE MMF SYSTEM INSTRUMENT MODULE BASE | CMF
68.590.051-15 |  | MATRIXWAVE MMF SYSTEM IMPLANT MODULE BASE | CMF
68.590.052-15 |  | MATRIXWAVE MMF SYSTEM MODULE LID | CMF
68.590.053-15 |  | MATRIXWAVE MMF SYSTEM INSTRUMENT MODULE ID TAG | CMF
68.590.054-15 |  | MATRIXWAVE MMF SYSTEM IMPLANT MODULE ID TAG | CMF
68.590.055-15 |  | MATRIXWAVE MMF SYSTEM INSERT TRAY F/1.85MM LOCKING SCREWS | CMF
68.590.056-15 |  | MATRIXWAVE MMF INSERT TRAY ID TAG F/1.85MM LOCKING SCREWS | CMF
68.590.057-15 |  | MATRIXWAVE MMF SYSTEM INSERT TRAY ID TAG F/PLATES | CMF
68.590.081-15 |  | NANO MATRIXMIDFACE 1.55/1.85MM SCR Ã INSERT TRAY ID TAG | CMF
68.590.096-15 |  | NANO INSTRUMENT MODULE DIVIDER/FULL LENGTH | CMF
68.590.097-15 |  | NANO INSTRUMENT MODULE DIVIDER/FULL WIDTH | CMF
68.590.098-15 |  | NANO FINGER MAT/FULL SIZE | CMF
68.590.099-15 |  | NANO FINGER MAT/HALF SIZE | CMF
68.590.103-15 |  | NANO IMPLANT MODULE ID TAG MATRIXMANDIBLE | CMF
68.590.104-15 |  | NANO INSTRUMENT MODULE ID TAG MATRIXMANDIBLE | CMF
68.590.105-15 |  | NANO IMPLANT MODULE ID TAG MATRIXMIDFACE | CMF
68.590.106-15 |  | NANO INSTRUMENT MODULE ID TAG MATRIXMIDFACE | CMF
68.590.107-15 |  | NANO IMPLANT MODULE ID TAG MATRIXORTHOGNATHIC | CMF
68.590.108-15 |  | NANO INSTRUMENT MODULE ID TAG MATRIXORTHOGNATHIC | CMF
68.590.123-15 |  | NANO IMPLANT MODULE ID TAG BLANK | CMF
68.590.124-15 |  | NANO INSTRUMENT MODULE ID TAG BLANK | CMF
68.590.130-15 |  | NANO INSERT TRAY ID TAG / PLATES | CMF
68.590.132-15 |  | NANO INSERT TRAY ID TAG / DRILL BITS | CMF
690.600-15 |  | SUBCONDYLAR/RAMUS FIXATION SET GRAPHIC CASE | CMF
690.691-15 |  | GRAPHIC CASE FOR TITANIUM STERNAL FIXATION SYSTEM | CMF
690.692-15 |  | STERNAL FIXATION INSTR TRAY F/ SCREWDRIVERS/FORCEPS | CMF
690.694-15 |  | STERNAL FIXATION INSTR TRAY F/ RATCHETING SCREWDRIVER/FORCEPS | CMF
690.699-15 |  | STERNAL FIXATION INSTR TRAY F/ SHORTCUTS/BENDING PLIERS | CMF
03.501.751-15 |  | 2.2MM MATRIXRIB DRILL GUIDE F/90Â° SCREWDRIVER W/0Â° & 90Â° | CMF
03.501.752-15 |  | 2.2MM MATRIXRIB DRILL GUIDE F/90Â° SCREWDRIVER W/L & R 45Â° | CMF
CD460.001 | 10887587076546 | CUSTOM PROSTHETIC MANUBRIUM | CMF | EA
530.551LN | 10887587076652 | RAPIDSORB IPS POWER DRIVE UNIT LOANER | CMF | EA
SD386.916 | 10887587076584 | RETRACTOR BLADE LEFT, 17MM TIP | CMF | EA
SD386.919 | 10887587076591 | RETRACTOR BLADE RIGHT, 17MM TIP | CMF | EA
851.801.03S | 10887587076607 | RAPID RESORBABLE CRANIAL CLAMP 18MM/ 3PACK/ STERILE | CMF | EA
851.803.01S | 10887587076614 | RAPID RESORBABLE CRANIAL CLAMP 13MM/ STERILE | CMF | EA
851.803.03S | 10887587076621 | RAPID RESORBABLE CRANIAL CLAMP 13MM/ 3PACK/ STERILE | CMF | EA
68.590.085-15 |  | NANO IMF SCREW AND INSTRUMENT INSERT TRAY ID TAG | CMF
68.590.109-15 |  | NANO IMPLANT MODULE ID TAG MATRIXORBITAL | CMF
68.590.125-15 |  | NANO IMPLANT MODULE ID TAG TRANSBUCCAL | CMF
68.590.03301-15 |  | NANO INSERT TRAY DIVIDER SINGLE WIDE/3 HIGH | CMF
68.590.013-15 |  | NANO INSERT TRAY ID TAG / 0.1MM THICK PLATES | CMF
68.590.014-15 |  | NANO INSERT TRAY ID TAG / 0.2MM THICK PLATES | CMF
68.590.015-15 |  | NANO INSERT TRAY ID TAG / 0.3MM THICK PLATES | CMF
68.590.016-15 |  | NANO INSERT TRAY ID TAG / 0.4MM THICK PLATES | CMF
68.590.017-15 |  | NANO INSERT TRAY ID TAG / 0.5MM THICK PLATES | CMF
68.590.018-15 |  | NANO INSERT TRAY ID TAG / 0.6MM THICK PLATES | CMF
68.590.020-15 |  | NANO INSERT TRAY ID TAG / 0.8MM THICK PLATES | CMF
68.590.021-15 |  | NANO INSERT TRAY ID TAG / 0.9MM THICK PLATES | CMF
68.590.024-15 |  | NANO INSERT TRAY ID TAG / 1.3MM THICK PLATES | CMF
68.590.026-15 |  | NANO INSERT TRAY ID TAG / 1.65MM THICK PLATES | CMF
68.590.027-15 |  | NANO INSERT TRAY ID TAG / 2.0MM THICK PLATES | CMF
304.754-15 |  | GRAPHIC CASE FOR EXTERNAL MIDFACE DISTRACTOR SYSTEM | CMF
311.030-15 |  | HANDLE W/MINI QUICK COUPLING / SMALL | CMF
304.756-15 |  | IMPLANT MODULE FOR EXTERNAL MIDFACE DISTRACTOR SYSTEM | CMF
306.630-15 |  | LABEL SHEET F/MODULE 306.610 MATRXMAND/MIDFACE/ORTHOGNATHIC | CMF
306.767-15 |  | LABEL SHEET F/SUBCONDYLAR TRAY FOR MATRIXMANDIBLE SYSTEM | CMF
306.628-15 |  | LABEL SHEET FOR DRILLS/BLADES MATRIXMIDFACE SYSTEM | CMF
306.765-15 |  | LABEL SHEET FOR IMF MODULE MATRIXMANDIBLE SYSTEM | CMF
306.522-15 |  | LABEL SHEET FOR MATRIXNEURO MODULE | CMF
306.774-15 |  | LABEL SHEET FOR SCREW MODULE FOR MATRIXMANDIBLE SYSTEM | CMF
306.636-15 |  | LABEL SHEET FOR SCREWS MATRIXMIDFACE SYSTEM | CMF
306.631-15 |  | LABEL SHEET FOR 1.0MM CMFS MATRIXMIDFACE SYSTEM | CMF
306.633-15 |  | LABEL SHEET FOR 1.3MM CMFS MATRIXMIDFACE SYSTEM | CMF
306.735-15 |  | LABEL SHEET FOR 306.731 MATRIXMANDIBLE INSTRUMENTS | CMF
306.736-15 |  | LABEL SHEET FOR 306.732 MATRIXMANDIBLE INSTRUMENTS | CMF
306.744-15 |  | LABEL SHEET FOR 306.733 MATRIXMANDIBLE INSTRUMENTS | CMF
306.766-15 |  | LABEL SHEET LAG SCREW MODULE MATRIXMANDIBLE SYSTEM | CMF
306.706-15 |  | LABEL SHEET LARGE PLATE MODULE FOR MATRIXMANDIBLE SYSTEM | CMF
306.705-15 |  | LABEL SHEET SCREW MODULE FOR MATRIXMANDIBLE SYSTEM | CMF
306.788-15 |  | LABEL SHEET SMALL PL INSERT FOR MATRIXMANDIBLE SYSTEM | CMF
68.590.028-15 |  | NANO INSERT TRAY ID TAG / 2.5MM THICK PLATES | CMF
68.590.029-15 |  | NANO INSERT TRAY ID TAG / 2.8MM THICK PLATES | CMF
68.590.030-15 |  | NANO INSERT TRAY ID TAG / 3.0MM THICK PLATES | CMF
68.590.131-15 |  | NANO INSERT TRAY ID TAG / SCREWDRIVER BLADES | CMF
68.590.008-15 |  | NANO INSERT TRAY/DOUBLE WIDE 3 HIGH | CMF
68.590.010-15 |  | NANO INSERT TRAY/TRIPLE WIDE 2 HIGH | CMF
68.590.110-15 |  | NANO INSTRUMENT MODULE ID TAG MATRIXORBITAL | CMF
68.590.112-15 |  | NANO INSTRUMENT MODULE ID TAG MATRIXMANDIBLE/MATRIXMIDFACE | CMF
68.590.126-15 |  | NANO INSTRUMENT MODULE ID TAG TRANSBUCCAL | CMF
68.590.083-15 |  | NANO MATRIXMANDIBLE 2.0/2.4MM SCR Ã INSERT TRAY ID TAG | CMF
68.590.084-15 |  | NANO MATRIXMANDIBLE 2.4/2.7MM SCR Ã INSERT TRAY ID TAG | CMF
60.590.002-15 |  | NANO MATRIXORTHOGNATHIC SCR/INSTR LABEL SHEET | CMF
68.590.082-15 |  | NANO MATRIXORTHOGNATHIC 1.85/ 2.1MM SCR Ã INSERT TRAY ID TAG | CMF
304.107W-15 |  | SCREW LENGTH MARKER FOR 7MM SELF-DRILLING SCREWS | CMF
306.762-15 |  | STRENGTH GRADIENT LABEL SHEET MATRIXMANDIBLE SYSTEM | CMF
304.706-15 |  | TI MULTI VECTOR DISTRACTOR MODULE | CMF
304.120-15 |  | SCREW LENGTH MARKER-20MM | CMF
304.122-15 |  | SCREW LENGTH MARKER-22MM | CMF
304.124-15 |  | SCREW LENGTH MARKER-24MM | CMF
304.125-15 |  | SCREW LENGTH MARKER 25MM | CMF
304.126-15 |  | SCREW LENGTH MARKER 26MM | CMF
03.315.001-15 |  | SURGEON ACTIVATION INSTR 1.7MM FOR CMF DISTRACTOR | CMF
304.102-15 |  | SCREW LENGTH MARKER-2MM | CMF
03.503.378-15 |  | BENDING TEMPLATE F/SILVER DOUBLE Y-PLATE/MATRIXMIDFACE | CMF
03.315.700-15 |  | 1.0MM/1.3MM SCRWDRIVER BLADE FOR RAISED HD SCRW/HEX CO/86MM | CMF
03.501.715-15 |  | CALIPER FORCEPS | CMF
03.315.013-15 |  | PATIENT ACTIVATION INSTRUMENT FOR CMF DISTRACTOR | CMF
304.772-15 |  | NEURO INSTRUMENT TRAY LID EXTRA LARGE | CMF
304.773-15 |  | NEURO INSERT TRAY FOR CRANIAL CLAMPS | CMF
03.501.065-15 |  | CALIPER | CMF
03.315.701-15 |  | 1.5MM/2.0MM SCRWDRIVER BLADE FOR RAISED HD SCRW/HEX CO/86MM | CMF
61.501.110 | 10887587076836 | TRAY SIZE Â¼ F/SCR MOD F/SELF- DRILLING SCREW | CMF | EA
61.501.116 | 10887587076843 | SCREW MODULE F/SELF-DRILLING SCREW | CMF | EA
61.501.104 | 10887587076850 | MOD 1 MATRIXRIB | CMF | EA
04.501.209.01S | 10887587076874 | 2.7MM TI MATRIXRIB LCKNG SCREW SELF-DRILLING/9MM/STERILE | CMF | EA
04.501.211.01S | 10887587076881 | 2.7MM MATRIXRIB TI LCKNG SCREW SELF-DRILLING/11MM/STERILE | CMF | EA
04.501.213.01S | 10887587076898 | 2.7MM MATRIXRIB TI LCKNG SCREW SELF-DRILLING/13MM/STERILE | CMF | EA
04.501.215.01S | 10887587076904 | 2.7MM MATRIXRIB TI LCKNG SCREW SELF-DRILLING/15MM/STERILE | CMF | EA
04.501.217.01S | 10887587076911 | 2.7MM MATRIXRIB TI LCKNG SCREW SELF-DRILLING/17MM/STERILE | CMF | EA
04.501.219.01S | 10887587076928 | 2.7MM MATRIXRIB TI LCKNG SCREW SELF-DRILLING/19MM/STERILE | CMF | EA
04.501.250.01S | 10887587076935 | 2.7MM TI MATRIXRIB NON-LCKNG SCREW SELF-DRILLING/10MM/STER | CMF | EA
04.501.252.01S | 10887587076942 | 2.7MM TI MATRIXRIB NON-LCKNG SCREW SELF-DRILLING/12MM/STER | CMF | EA
CONSTERNPLT | 10887587076959 | DEPUY SYNTHES STERNAL CONSTR PLATE AND SCREW | CMF | EA
CONSTERNPLTZIPB | 10887587076966 | DEPUY SYNTHES STERNAL CONSTRU PLATE/ SCREWS/ ZIPFIX/ BATTERY | CMF | EA
CONSTERNPLTZIP | 10887587076973 | DEPUY SYNTHES STERNAL CONSTR PLATE AND SCREWS AND ZIPFIX | CMF | EA
CONSTERNPLTBAT | 10887587076980 | DEPUY SYNTHES STERNAL CONSTR PLATE AND SCREWS AND BATTERY | CMF | EA
SD03.503.202 | 10887587076997 | CRUCIFORM BLADE SELF-RETAIN, HEX COUPLING | CMF | EA
CONSTRNP | 10887587077000 | DEPUY SYNTHES STERNAL CONSTR PLATE AND SCREWS | CMF | EA
CONSTRNPB | 10887587077017 | DEPUY SYNTHES STERNAL CONSTR PLATE AND SCREWS AND BATTERY | CMF | EA
CONSTRNPZ | 10887587077024 | DEPUY SYNTHES STERNAL CONSTR PLATE AND SCREWS AND ZIPFIX | CMF | EA
CONSTRNPZB | 10887587077031 | DEPUY SYNTHES STERNAL CONSTR PLATE, SCREWS, ZIPFIX, BATTERY | CMF | EA
01.503.506 | 10887587077048 | 1.3 MATRIXMIDFACE PLATING SYSTEM SET | CMF | EA
05.001.183.98 | 10887587025650 | SAW ATTACHMENT/IN-LINE FOR EPD AND APD | CMF | EA
05.001.185.98 | 10887587025674 | IRRIGATION NOZZLE FOR EPD AND APD FOR USE WITH 05.001.183.98 | CMF | EA
05.001.182.98 | 10887587025643 | SAW ATTACHMENT/90 DEGREE ANGLED FOR EPD AND APD | CMF | EA
05.001.184.98 | 10887587025667 | IRRIGATION NOZZLE FOR EPD AND APD FOR USE WITH 05.001.182.98 | CMF | EA
SD398.989 | 10887587003139 | IMPLANT FORCEPS | CMF | EA
SD398.992 | 10887587003153 | PLATE MANIPULATION HOOK | CMF | EA
01.503.505 | 10887587008011 | 1.0MM CMFS MODULE FOR MATRIXMIDFACE PLATING SYSTEM | CMF | EA
04.540.001 | 10887587024554 | SYNPOR HD TI CHIN CONNECTOR | CMF | EA
01.530.100 | 10887587008233 | SYNPOR HD OCULAR SPHERE INSTRUMENT SET | CMF | EA
01.530.100FE | 10887587008257 | SYNPOR HD OCULAR SPHERE FIELD EQUIPMENT SET | CMF | EA
01.530.100E | 10887587008240 | SYNPOR HD OCULAR SPHERE EVALUATION SET | CMF | EA
03.540.004 | 10887587014753 | CUTTING BOARD | CMF | EA
60.540.001 | 10887587058375 | INSTRUMENT TRAY FOR SYNPOR HD FACIAL SHAPE SYSTEM | CMF | EA
60.540.002 | 10887587058382 | INSTR TRAY LID FOR SYNPOR HD FACIAL SHAPE SYSTEM | CMF | EA
60.540.003 | 10887587058399 | SIZER INSERT FOR SYNPOR HD FACIAL SHAPE SYSTEM | CMF | EA
60.540.004 | 10887587058405 | AUXILLARY INSERT F/SYNPOR HD FACIAL SHAPE SYSTEM | CMF | EA
60.540.005 | 10887587058412 | FIXATION MODULE FOR SYNPOR HD FACIAL SHAPE SYSTEM | CMF | EA
60.540.006 | 10887587058429 | FIXTN MODULE LID F/SYNPOR HD FACIAL SHAPE SYSTEM | CMF | EA
851.634S | 10887587063980 | 1.5MM RAPID RESORB CONTOURABLE MESH/30X40X.25MM THICK-STERILE | CMF | EA
851.635S | 10887587064000 | 1.5MM RAPID RESORB CONTOURABLE MESH/20X30X.25MM THICK-STERILE | CMF | EA
851.636S | 10887587064024 | 1.5MM RAPID RESORB CONTOURABLE MESH/15X25X.25MM THICK-STERILE | CMF | EA
851.637S | 10887587064048 | 1.5MM RAPID RESORB CONTOURABLE MESH/30X40X.5MM THICK-STERILE | CMF | EA
851.638S | 10887587064062 | 1.5MM RAPID RESORB CONTOURABLE MESH/20X30X.5MM THICK-STERILE | CMF | EA
851.639S | 10887587064086 | 1.5MM RAPID RESORB CONTOURABLE MESH/15X25X.5MM THICK-STERILE | CMF | EA
01.503.150EPIA | 10887587007793 | MATRIXMANDIBLE IMPLANT MILITARY SET A | CMF | EA
01.503.150EPIB | 10887587007809 | MATRIXMANDIBLE IMPLANT MILITARY SET B | CMF | EA
SD900.335 | 10887587006345 | PLANNED MODEL LINEAR DISTRACTION, WHITE | CMF | EA
03.511.292 | 10887587014357 | MATRIX 1.4MM DRILL BIT MQC/12MM STOP/44.5MM | CMF | EA
03.511.311 | 10887587014371 | MATRIX 1.4MM DRILL BIT MQC/80MM | CMF | EA
03.511.321 | 10887587014395 | MATRIX 1.4MM DRILL BIT MQC/110MM | CMF | EA
03.511.331 | 10887587014418 | MATRIX 1.4MM DRILL BIT MQC/125MM | CMF | EA
03.511.341 | 10887587014432 | MATRIX 1.4MM DRILL BIT/MQC CALIBRATED FOR 03.511.009 | CMF | EA
03.511.240 | 10887587014265 | MATRIX 1.4MM DRILL BIT J-LATCH/32MM STOP/110MM | CMF | EA
03.511.280 | 10887587014319 | MATRIX 1.4MM DRILL BIT MQC/32MM STOP/110MM | CMF | EA
60.540.007 | 10887587058436 | LABEL SHEET FOR SYNPOR HD FACIAL SHAPE SYSTEM | CMF | EA
01.001.598.98 | 10887587006864 | PIEZOELECTRIC SYSTEM SET | CMF | EA
460.048 | 10887587055275 | TI STERNAL LOCKING DOUBLE T-PLATE/18 HOLES | CMF | EA
05.001.401.98LN | 10887587025773 | HAND PIECE F/PIEZOELECTRIC SYSTEM-LOANER | CMF | EA
05.001.400.98LN | 10887587025742 | CONSOLE F/PIEZOELECTRIC SYSTEM-LOANER | CMF | EA
05.001.402.98LN | 10887587025803 | FOOT PEDAL F/PIEZOELECTRIC SYSTEM-LOANER | CMF | EA
SD300.009 | 10887587001524 | STERNAL APPROXIMATOR | CMF | EA
SD445.016 | 10887587003450 | TI MATRIX 90 DEG L-PL/2X2 H 4MM BAR/REVERSIBLE/0.8MM THICK | CMF | EA
SD445.017 | 10887587003467 | TI MATRIX CURVED PLATE 4 HOLES/0.8MM THICK | CMF | EA
03.540.010 | 10887587014807 | 1.1MM DRILL BIT/J-LATCH WITH 12MM STOP/65MM | CMF | EA
03.540.011 | 10887587014814 | 1.1MM DRILL BIT/MQC WITH 12MM STOP/65MM | CMF | EA
03.540.012 | 10887587014821 | 1.1MM DRILL BIT/J-LATCH WITH 25MM STOP/65MM | CMF | EA
03.540.013 | 10887587014838 | 1.1MM DRILL BIT/MQC WITH 25MM STOP/65MM | CMF | EA
310.403 | 10887587035062 | 1.7MM DRILL BIT WITH 3MM STOP J-LATCH/45MM F/RAPIDSORB IPS | CMF | EA
310.404 | 10887587035079 | 1.7MM DRILL BIT WITH 4MM STOP J-LATCH/45MM F/RAPIDSORB IPS | CMF | EA
310.405 | 10887587035086 | 1.7MM DRILL BIT WITH 5MM STOP J-LATCH/45MM F/RAPIDSORB IPS | CMF | EA
310.406 | 10887587035093 | 1.7MM DRILL BIT WITH 6MM STOP J-LATCH/45MM F/RAPIDSORB IPS | CMF | EA
310.408 | 10887587035116 | 1.7MM DRILL BIT WITH 8MM STOP J-LATCH/45MM F/RAPIDSORB IPS | CMF | EA
60.540.010 | 10887587058443 | INSTRUMENT INSERT F/ SYNPOR HD FACIAL SHAPE SYSTEM | CMF | EA
03.502.784 | 10887587011530 | STERILIZABLE SKULL MODEL | CMF | EA
01.503.514MAP | 10887587008073 | MATRIXORTHOGNATHIC PLATING SYS SET-MATRIX ACCESS PROGRAM | CMF | EA
SD447.106B | 10887587003771 | 2.0MM TI PSPC LRG LOCKING PL 20 HOLES | CMF | EA
SD447.105B | 10887587003757 | 2.0MM TI PSPC LRG LOCKING PL 12 HOLES | CMF | EA
SD447.108B | 10887587003801 | 2.0MM TI PSPC LRG LOCKING PL 6 X 21 HOLES RIGHT | CMF | EA
SD447.109B | 10887587003832 | 2.0MM TI PSPC LRG LOCKING PL 6 X 21 HOLES LEFT | CMF | EA
SD447.412B | 10887587004129 | 2.0MM TI PSPC MLP PLATE-EXTRA 12 HOLES | CMF | EA
SD447.404B | 10887587004044 | 2.0MM TI PSPC MLP DOUBLE ANGLE PLATE-LARGE 4 X 20 X 4 HOLES | CMF | EA
SD447.420B | 10887587004143 | 2.0MM TI PSPC MLP PLATE-EXTRA 20 HOLES | CMF | EA
SD447.405B | 10887587004075 | 2.0MM TI PSPC MLP DOUBLE ANGLE PLATE-LARGE 5 X 22 X 5 HOLES | CMF | EA
SD447.406B | 10887587004105 | 2.0MM TI PSPC MLP DOUBLE ANGLE PLATE-LARGE 6 X 24 X 6 HOLES | CMF | EA
SD447.422B | 10887587004174 | 2.0MM TI PSPC MLP PL/RT EXTRA 6 HOLES X 21 HOLES | CMF | EA
SD447.423B | 10887587004204 | 2.0MM TI PSPC MLP PL/LT EXTRA 6 HOLES X 21 HOLES | CMF | EA
SD447.424B | 10887587004235 | 2.0MM TI PSPC MLP DOUBLE ANGLE PLATE-EXTRA 4H X 20H X 4H | CMF | EA
SD449.622B | 10887587004983 | TI PSPC LOCKING RECON PLATE 20 HOLE/160MM | CMF | EA
SD449.632B | 10887587005010 | TI PSPC LOCKING RECON PLATE 6 X 23 HOLES/44MM X 214MM-LEFT | CMF | EA
SD449.633B | 10887587005041 | TI PSPC LOCKING RECON PLATE 6X23 HOLES/44MM X 214MM-RIGHT | CMF | EA
SD449.636B | 10887587005072 | TI PSPC LOCKING RECON PLATE W/DOUBLE ANGLE 4X20X4 HOLES | CMF | EA
SD449.637B | 10887587005102 | TI PSPC LOCKING RECON PLATE W/DOUBLE ANGLE 5X22X5 HOLES | CMF | EA
SD449.638B | 10887587005133 | TI PSPC LOCKING RECON PLATE W/DOUBLE ANGLE 6X24X6 HOLES | CMF | EA
SD449.644B | 10887587005157 | TI PSPC LOCKING RECON PLATE W/ CONDYLAR HEAD/3X16 HOLES/RIGHT | CMF | EA
SD449.645B | 10887587005171 | TI PSPC LOCKING RECON PLATE W/ CONDYLAR HEAD/3X16 HOLES/LEFT | CMF | EA
SD449.646B | 10887587005195 | TI PSPC LOCKING RECON PLATE W/ CONDYLAR HEAD/4X18 HOLES/RIGHT | CMF | EA
SD449.647B | 10887587005218 | TI PSPC LOCKING RECON PLATE W/ CONDYLAR HEAD/4X18 HOLES/LEFT | CMF | EA
SD449.648B | 10887587005232 | TI PSPC LOCKING RECON PLATE W/ CONDYLAR HEAD/5X20 HOLES/RIGHT | CMF | EA
SD449.649B | 10887587005256 | TI PSPC LOCKING RECON PLATE W/ CONDYLAR HEAD/5X20 HOLES/LEFT | CMF | EA
SD447.425B | 10887587004266 | 2.0MM TI PSPC MLP DOUBLE ANGLE PLATE-EXTRA 5H X 22H X 5H | CMF | EA
SD447.426B | 10887587004297 | 2.0MM TI PSPC MLP DOUBLE ANGLE PLATE-EXTRA 6H X 24H X 6H | CMF | EA
07.801.305.98S | 10887587025940 | CHRONOS MATRIX 5CC - MOLDABLE PUTTY - STER | CMF | EA
07.801.301.98S | 10887587025926 | CHRONOS MATRIX 1CC - MOLDABLE PUTTY - STER | CMF | EA
07.801.302.98S | 10887587025933 | CHRONOS MATRIX 2.5CC - MOLDABLE PUTTY - STER | CMF | EA
D000146 | 10887587000329 | SYNTHECEL DURA ONLAY DEMO SAMPLE-NOT FOR CLINICAL USE | CMF | EA
SD311.067 | 10887587001920 | 2.8MM RAPIDSORB PLUS TAP | CMF | EA
SD311.066 | 10887587001913 | 2.5MM RAPIDSORB PLUS TAP | CMF | EA
SD317.075 | 10887587002460 | 2.4MM RAPIDSORB PLUS 2 FLUTE DRILL BIT | CMF | EA
SD317.074 | 10887587002453 | 2.1MM RAPIDSORB PLUS 2 FLUTE DRILL BIT | CMF | EA
SD422.010 | 10887587003290 | TI TRIANGLE MESH PLATE | CMF | EA
D000152 | 10887587000374 | EVALUATION CASE FOR SYNTHECEL DURA PRODUCTS | CMF | EA
01.501.006 | 10887587007205 | STERNAL ZIPFIX INSTRUMENT SET | CMF | EA
01.501.006FE | 10887587007236 | STERNAL ZIPFIX INSTRUMENT SET FIELD EQUIPMENT | CMF | EA
01.501.006E | 10887587007212 | STERNAL ZIPFIX INSTRUMENT EVALUATION SET | CMF | EA
D000148 | 10887587000343 | SYNTHECEL DURA ONLAY DEMO SAMPLE CONTAINER WITH SPONGES | CMF | EA
D000149 | 10887587000350 | SYNTHECEL DURA SUBSTITUTE DEMO SAMPLE CONTAINER WITH SPONGES | CMF | EA
D000151 | 10887587000367 | SYNTHECEL DURA DEMO SAMPLE DISPLAY BASE | CMF | EA
04.503.564.01 | 10887587021690 | 2.0MM TI MATRIXMANDIBLE SCREW FINE PITCH / LOCKING / 4MM | CMF | EA
04.503.566.01 | 10887587021737 | 2.0MM TI MATRIXMANDIBLE SCREW FINE PITCH / LOCKING / 6MM | CMF | EA
04.503.568.01 | 10887587021751 | 2.0MM TI MATRIXMANDIBLE SCREW FINE PITCH / LOCKING / 8MM | CMF | EA
04.503.564.05 | 20887587021703 | 2.0MM TI MATRIXMANDIBLE SCREW FINE PITCH / LOCKING / 4MM | CMF | P5
04.503.565.05 | 20887587021727 | 2.0MM TI MATRIXMANDIBLE SCREW FINE PITCH / LOCKING / 5MM | CMF | P5
04.503.566.05 | 20887587021741 | 2.0MM TI MATRIXMANDIBLE SCREW FINE PITCH / LOCKING / 6MM | CMF | P5
04.503.568.05 | 20887587021765 | 2.0MM TI MATRIXMANDIBLE SCREW FINE PITCH / LOCKING / 8MM | CMF | P5
04.503.565.01 | 10887587021713 | 2.0MM TI MATRIXMANDIBLE SCREW FINE PITCH / LOCKING / 5MM | CMF | EA
03.000.413.98S | 10887587009803 | SAW/STRAIGHT FOR PIEZOELECTRIC SYSTEM-STER | CMF | EA
400.483E.95 | 10887587043562 | 1.7MM TI EMERGENCY SCREW WITH PLUSDRIVE(TM) RECESS 3MM | CMF | EA
400.484E.95 | 10887587043593 | 1.7MM TI EMERGENCY SCREW WITH PLUSDRIVE(TM) RECESS 4MM | CMF | EA
400.485E.95 | 10887587043623 | 1.7MM TI EMERGENCY SCREW WITH PLUSDRIVE(TM) RECESS 5MM | CMF | EA
400.486E.95 | 10887587043654 | 1.7MM TI EMERGENCY SCREW WITH PLUSDRIVE(TM) RECESS 6MM | CMF | EA
400.488E.95 | 10887587043708 | 1.7MM TI EMERGENCY SCREW WITH PLUSDRIVE(TM) RECESS 8MM | CMF | EA
400.490E.95 | 10887587043753 | 1.7MM TI EMERGENCY SCREW WITH PLUSDRIVE(TM) RECESS 10MM | CMF | EA
400.492E.95 | 10887587043784 | 1.7MM TI EMERGENCY SCREW WITH PLUSDRIVE(TM) RECESS 12MM | CMF | EA
400.436.95 | 20887587042951 | 1.3MM TI CRTX SCREW SLF-TPNG W/PLUSDRIVE(TM) RECESS 6MM | CMF | P5
400.494E.95 | 10887587043814 | 1.7MM TI EMERGENCY SCREW WITH PLUSDRIVE(TM) RECESS 14MM | CMF | EA
400.496E.95 | 10887587043845 | 1.7MM TI EMERGENCY SCREW WITH PLUSDRIVE(TM) RECESS 16MM | CMF | EA
400.274E.95 | 10887587042329 | 2.0MM TI EMERGENCY SCREW WITH PLUSDRIVE(TM) RECESS 4MM | CMF | EA
400.275E.95 | 10887587042350 | 2.0MM TI EMERGENCY SCREW WITH PLUSDRIVE(TM) RECESS 5MM | CMF | EA
400.276E.95 | 10887587042381 | 2.0MM TI EMERGENCY SCREW WITH PLUSDRIVE(TM) RECESS 6MM | CMF | EA
400.277E.95 | 10887587042411 | 2.0MM TI EMERGENCY SCREW WITH PLUSDRIVE(TM) RECESS 7MM | CMF | EA
400.278E.95 | 10887587042442 | 2.0MM TI EMERGENCY SCREW WITH PLUSDRIVE(TM) RECESS 8MM | CMF | EA
400.280E.95 | 10887587042473 | 2.0MM TI EMERGENCY SCREW WITH PLUSDRIVE(TM) RECESS 10MM | CMF | EA
400.282E.95 | 10887587042503 | 2.0MM TI EMERGENCY SCREW WITH PLUSDRIVE(TM) RECESS 12MM | CMF | EA
400.284E.95 | 10887587042534 | 2.0MM TI EMERGENCY SCREW WITH PLUSDRIVE(TM) RECESS 14MM | CMF | EA
400.286E.95 | 10887587042565 | 2.0MM TI EMERGENCY SCREW WITH PLUSDRIVE(TM) RECESS 16MM | CMF | EA
401.791E.95 | 10887587047690 | 2.4MM TI EMERGENCY SCREW WITH PLUSDRIVE(TM) RECESS 5MM | CMF | EA
401.792E.95 | 10887587047720 | 2.4MM TI EMERGENCY SCREW WITH PLUSDRIVE(TM) RECESS 6MM | CMF | EA
400.438.95 | 20887587043002 | 1.3MM TI CRTX SCREW SLF-TPNG W/PLUSDRIVE(TM) RECESS 8MM | CMF | P5
400.440.95 | 20887587043057 | 1.3MM TI CRTX SCREW SLF-TPNG W/PLUSDRIVE(TM) RECESS 10MM | CMF | P5
400.442.95 | 20887587043088 | 1.3MM TI CRTX SCREW SLF-TPNG W/PLUSDRIVE(TM) RECESS 12MM | CMF | P5
400.444.95 | 20887587043118 | 1.3MM TI CRTX SCREW SLF-TPNG W/PLUSDRIVE(TM) RECESS 14MM | CMF | P5
401.794E.95 | 10887587047751 | 2.4MM TI EMERGENCY SCREW WITH PLUSDRIVE(TM) RECESS 8MM | CMF | EA
400.446.95 | 20887587043149 | 1.3MM TI CRTX SCREW SLF-TPNG W/PLUSDRIVE(TM) RECESS 16MM | CMF | P5
400.453.95 | 20887587043194 | 1.3MM TI CRTX SCREW SLF-DRLG W/PLUSDRIVE(TM) RECESS 3MM | CMF | P5
400.454.95 | 20887587043224 | 1.3MM TI CRTX SCREW SLF-DRLG W/PLUSDRIVE(TM) RECESS 4MM | CMF | P5
400.455.95 | 20887587043255 | 1.3MM TI CRTX SCREW SLF-DRLG W/PLUSDRIVE(TM) RECESS 5MM | CMF | P5
400.456.95 | 20887587043286 | 1.3MM TI CRTX SCREW SLF-DRLG W/PLUSDRIVE(TM) RECESS 6MM | CMF | P5
400.034.95 | 20887587041893 | 1.5MM TI CORTEX SCR SLF-TPNG WITH PLUSDRIVE(TM) RECESS 4MM | CMF | P5
400.036.95 | 20887587041947 | 1.5MM TI CORTEX SCR SLF-TPNG WITH PLUSDRIVE(TM) RECESS 6MM | CMF | P5
400.038.95 | 20887587041992 | 1.5MM TI CORTEX SCR SLF-TPNG WITH PLUSDRIVE(TM) RECESS 8MM | CMF | P5
400.040.95 | 20887587042029 | 1.5MM TI CORTEX SCR SLF-TPNG WITH PLUSDRIVE(TM) RECESS 10MM | CMF | P5
400.042.95 | 20887587042050 | 1.5MM TI CORTEX SCR SLF-TPNG WITH PLUSDRIVE(TM) RECESS 12MM | CMF | P5
400.044.95 | 20887587042081 | 1.5MM TI CORTEX SCR SLF-TPNG WITH PLUSDRIVE(TM) RECESS 14MM | CMF | P5
401.795E.95 | 10887587047782 | 2.4MM TI EMERGENCY SCREW WITH PLUSDRIVE(TM) RECESS 10MM | CMF | EA
401.796E.95 | 10887587047812 | 2.4MM TI EMERGENCY SCREW WITH PLUSDRIVE(TM) RECESS 12MM | CMF | EA
401.797E.95 | 10887587047843 | 2.4MM TI EMERGENCY SCREW WITH PLUSDRIVE(TM) RECESS 14MM | CMF | EA
401.798E.95 | 10887587047874 | 2.4MM TI EMERGENCY SCREW WITH PLUSDRIVE(TM) RECESS 16MM | CMF | EA
391.952.95 | 10887587041018 | MESH CUTTER | CMF | EA
311.005.95 | 10887587035581 | SCREWDRIVER HANDLE WITH HEX COUPLING-SMALL | CMF | EA
400.046.95 | 20887587042111 | 1.5MM TI CORTEX SCR SLF-TPNG WITH PLUSDRIVE(TM) RECESS 16MM | CMF | P5
400.054.95 | 20887587042166 | 1.5MM TI CORTEX SCR SLF-DRLG WITH PLUSDRIVE(TM) RECESS 4MM | CMF | P5
400.055.95 | 20887587042197 | 1.5MM TI CORTEX SCR SLF-DRLG WITH PLUSDRIVE(TM) RECESS 5MM | CMF | P5
400.056.95 | 20887587042227 | 1.5MM TI CORTEX SCR SLF-DRLG WITH PLUSDRIVE(TM) RECESS 6MM | CMF | P5
400.058.95 | 20887587042289 | 1.5MM TI CORTEX SCR SLF-DRLG WITH PLUSDRIVE(TM) RECESS 8MM | CMF | P5
401.041.95 | 20887587045686 | 2.0MM TI CRTX SCREW SLF-TPNG W/PLUSDRIVE(TM) RECESS 4MM | CMF | P5
401.043.95 | 20887587045730 | 2.0MM TI CRTX SCREW SLF-TPNG W/PLUSDRIVE(TM) RECESS 6MM | CMF | P5
401.044.95 | 20887587045761 | 2.0MM TI CRTX SCREW SLF-TPNG W/PLUSDRIVE(TM) RECESS 8MM | CMF | P5
401.045.95 | 20887587045792 | 2.0MM TI CRTX SCR COARSE PITCH SLF-TPNG W/PLUSDRIVE(TM) 10MM | CMF | P5
401.046.95 | 20887587045822 | 2.0MM TI CRTX SCR COARSE PITCH SLF-TPNG W/PLUSDRIVE(TM) 12MM | CMF | P5
401.047.95 | 20887587045853 | 2.0MM TI CRTX SCR COARSE PITCH SLF-TPNG W/PLUSDRIVE(TM) 14MM | CMF | P5
401.048.95 | 20887587045884 | 2.0MM TI CRTX SCR COARSE PITCH SLF-TPNG W/PLUSDRIVE(TM) 16MM | CMF | P5
401.061.95 | 20887587045990 | 2.0MM TI CRTX SCREW SLF-DRLG W/PLUSDRIVE(TM) RECESS 4MM | CMF | P5
401.062.95 | 20887587046027 | 2.0MM TI CRTX SCREW SLF-DRLG W/PLUSDRIVE(TM) RECESS 5MM | CMF | P5
313.805.95 | 10887587036755 | 1.3MM SCREWDRIVER BLADE HXC SLF-RETAIN PLUSDRIVE(TM) 52MM | CMF | EA
313.254.95 | 10887587036731 | 1.5MM/2.0MM SCRWDRVR BLD HXC SLF-RETAIN PLUSDRIVE(TM) 52MM | CMF | EA
401.063.95 | 20887587046058 | 2.0MM TI CRTX SCREW SLF-DRLG W/PLUSDRIVE(TM) RECESS 6MM | CMF | P5
401.064.95 | 20887587046089 | 2.0MM TI CRTX SCREW SLF-DRLG W/PLUSDRIVE(TM) RECESS 7MM | CMF | P5
401.065.95 | 20887587046119 | 2.0MM TI CRTX SCREW SLF-DRLG W/PLUSDRIVE(TM) RECESS 8MM | CMF | P5
316.238.95 | 10887587037912 | 1.0MM DRILL BIT/MINI QC/50MM | CMF | EA
316.451.95 | 10887587038087 | 1.0MM DRILL BIT/MINI QC WITH 4MM STOP/44.5MM | CMF | EA
316.452.95 | 10887587038100 | 1.0MM DRILL BIT/MINI QC WITH 6MM STOP/44.5MM | CMF | EA
316.453.95 | 10887587038124 | 1.0MM DRILL BIT/MINI QC WITH 8MM STOP/44.5MM | CMF | EA
317.238.95 | 10887587038407 | 1.1MM DRILL BIT/MINI QC/55MM | CMF | EA
317.24.95 | 10887587038421 | 1.1MM DRILL BIT/MINI QC WITH 4MM STOP/44.5MM | CMF | EA
317.26.95 | 10887587038445 | 1.1MM DRILL BIT/MINI QC WITH 6MM STOP/44.5MM | CMF | EA
317.28.95 | 10887587038469 | 1.1MM DRILL BIT/MINI QC WITH 8MM STOP/44.5MM | CMF | EA
317.32.95 | 10887587038483 | 1.1MM DRILL BIT/MINI QC WITH 12MM STOP/44.5MM | CMF | EA
317.74.95 | 10887587038698 | 1.5MM DRILL BIT/MINI QC WITH 4MM STOP/44.5MM | CMF | EA
317.76.95 | 10887587038711 | 1.5MM DRILL BIT/MINI QC WITH 6MM STOP/44.5MM | CMF | EA
317.78.95 | 10887587038735 | 1.5MM DRILL BIT/MINI QC WITH 8MM STOP/44.5MM | CMF | EA
317.82.95 | 10887587038780 | 1.5MM DRILL BIT/MINI QC WITH 12MM STOP/44.5MM | CMF | EA
317.438.95 | 10887587038551 | 1.5MM DRILL BIT/MINI QC/75MM | CMF | EA
421.099.95 | 10887587050249 | 1.3MM TI MESH SCREEN 100MM X 100MM | CMF | EA
01.501.006EP | 10887587007229 | STERNAL ZIPFIX INSTRUMENT SET | CMF | EA
400.057.95 | 20887587042258 | 1.5MM TI CORTEX SCR SLF-DRLG WITH PLUSDRIVE RECESS 7MM | CMF | P5
04.511.501 | 10887587024479 | TI MATRIX VERTICAL RAMUS OSTEO PL/FLAT/0.7MM THICK/LEFT | CMF | EA
04.511.502 | 10887587024486 | TI MATRIX VERTICAL RAMUS OSTEO PL/FLAT/0.7MM THK/RIGHT | CMF | EA
04.511.520 | 10887587024493 | TI MATRIX VERTICAL RAMUS OSTEO PL/2MM OFFSET/0.7MM THK/RIGHT | CMF | EA
04.511.521 | 10887587024509 | TI MATRIX VERTICAL RAMUS OSTEO PL/2MM OFFSET/0.7MM THK/LEFT | CMF | EA
04.511.540 | 10887587024516 | TI MATRIX VERTICAL RAMUS OSTEO PL/4MM OFFSET/0.7MM THK/RIGHT | CMF | EA
04.511.541 | 10887587024523 | TI MATRIX VERTICAL RAMUS OSTEO PL/4MM OFFSET/0.7MM THK/LEFT | CMF | EA
04.511.560 | 10887587024530 | TI MATRIX VERTICAL RAMUS OSTEO PL/6MM OFFSET/0.7MM THK/RIGHT | CMF | EA
04.511.561 | 10887587024547 | TI MATRIX VERTICAL RAMUS OSTEO PL/6MM OFFSET/0.7MM THK/LEFT | CMF | EA
03.900.100.98S | 10887587015057 | BMA HARVESTER W/ FLEX SHFT 11GA/14CM NEEDLE-STERILE | CMF | EA
SD900.055 | 10887587005690 | PATIENT SPECIFIC INSTR/PLAN KT MIDFACE RECON/NON-FIB/NO MODEL | CMF | EA
SD900.052 | 10887587005676 | PATIENT SPECIFIC INSTR/PLAN KT MAND RECON/NON-FIB/ NO MODEL | CMF | EA
SD445.018 | 10887587003474 | TI MATRIX OBLIQUE L-PL/4X3H SHORT/REVERSIBLE/0.7MM THICK | CMF | EA
SD445.019 | 10887587003481 | TI MATRIX OBLIQUE L-PL/4X3H MEDIUM/REVERSIBLE/0.7MM THICK | CMF | EA
SD802.099 | 10887587068800 | PSI SD802.099 PEEK IMPLANT | CMF | EA
SD802.100 | 10887587068817 | PSI SD802.100 PEEK IMPLANT | CMF | EA
SD802.101 | 10887587068794 | PSI SD802.101 PEEK IMPLANT | CMF | EA
SD802.106 | 10887587067759 | PSI SD802.106 PEEK IMPLANT | CMF | EA
SD802.107 | 10887587067766 | PSI SD802.107 PEEK IMPLANT | CMF | EA
SD802.108 | 10887587067773 | PSI SD802.108 PEEK IMPLANT | CMF | EA
400.434.95 | 20887587042906 | 1.3MM TI CRTX SCREW SLF-TPNG W/PLUSDRIVE(TM) RECESS 4MM | CMF | P5
04.511.333 | 10887587024059 | TI MATRIX OBLIQUE L-PL/4X3H LONG/REVERSIBLE/0.5MM THICK | CMF | EA
04.511.336 | 10887587024080 | TI MATRIX OBLIQUE L-PL/4X3H LONG/REVERSIBLE/0.7MM THICK | CMF | EA
04.511.337 | 10887587024097 | TI MATRIX OBLIQUE L-PL/4X3H SHORT/REVERSIBLE/0.8MM THICK | CMF | EA
04.511.338 | 10887587024103 | TI MATRIX OBLIQUE L-PL/4X3H MEDIUM/REVERSIBLE/0.8MM THICK | CMF | EA
04.511.339 | 10887587024110 | TI MATRIX OBLIQUE L-PL/4X3H LONG/REVERSIBLE/0.8MM THICK | CMF | EA
304.068 | 10887587029856 | LID/FOR SCREW AND EXTENSION ARM MODULE | CMF | EA
304.065 | 10887587029849 | LID/FOR 1.3MM CURVILINEAR DISTRACTOR MODULE | CMF | EA
03.503.192 | 10887587012490 | PLATE HOLDER F/MATRIXMANDIBLE PLATES | CMF | EA
306.548 | 10887587033617 | RECON MESH LABEL SHEET FOR RECON MESH IMPLANT INSERT | CMF | EA
60.500.017 | 10887587057507 | STRENGTH GRADIENT LABEL FOR MATRIXNEURO ULP/RECON | CMF | EA
105.497E | 10887587026954 | RAPIDSORB DENTOALVEOLAR EVALUATION SET | CMF | EA
04.503.145 | 10887587018584 | TI MATRIXNEURO RECON MESH 100MM X 100MM/GOLD | CMF | EA
04.503.146 | 10887587018607 | TI MATRIXNEURO RECON MESH 150MM X 150MM/GOLD | CMF | EA
04.503.147 | 10887587018621 | TI MATRIXNEURO RECON MESH 200MM X 200MM/GOLD | CMF | EA
04.503.149 | 10887587018645 | TI MATRIXNEURO RECON MESH 70MM DIA/GOLD | CMF | EA
04.503.150 | 10887587018669 | TI MATRIXNEURO RECON MESH 100MM DIA/GOLD | CMF | EA
68.590.000 | 10887587058931 | NANO MODULE LID | CMF | EA
04.502.026 | 10887587017556 | TI MATRIXNEURO ULP BURR HOLE COVER 12MM W/SHUNT | CMF | EA
04.502.027 | 10887587017563 | TI MATRIXNEURO ULP BURR HOLE COVER, 15MM, SHUNT | CMF | EA
04.502.029 | 10887587017587 | TI MATRIXNEURO ULP BURR HOLE COVER, 24MM, SHUNT | CMF | EA
04.502.066 | 10887587017648 | TI MATRIXNEURO ULP BOX PLATE, 16MM X 16MM | CMF | EA
04.502.067 | 10887587017655 | TI MATRIXNEURO ULP Y-PLATE, 5 HOLES | CMF | EA
04.502.069 | 10887587017679 | TI MATRIXNEURO ULP DOUBLE Y-PLATE, 6 HOLES, 21MM | CMF | EA
04.502.070 | 10887587017686 | TI MATRIXNEURO ULP ADAPTION PLATE, 5 HOLES | CMF | EA
04.502.071 | 10887587017693 | TI MATRIXNEURO ULP ADAPTION PLATE, 7 HOLES | CMF | EA
04.502.072 | 10887587017709 | TI MATRIXNEURO ULP ADAPTION PLATE, 20 HOLES | CMF | EA
04.502.075 | 10887587017730 | TI MATRIXNEURO ULP STRUT PLATE, 2 X 4 HOLES | CMF | EA
04.502.076 | 10887587017747 | TI MATRIXNEURO ULP CURVED STRUT PLATE, 2 X 3 HOLE | CMF | EA
04.502.077 | 10887587017754 | TI MATRIXNEURO ULP CURVED STRUT PLATE, 2 X 4 HOLE | CMF | EA
04.502.131S | 10887587017761 | TI MATRIXNEURO ULP KIT/STANDARD/4MM - STERILE | CMF | EA
04.502.134S | 10887587017778 | TI MATRIXNEURO ULP KIT/17MM BURR HOLE - STERILE | CMF | EA
03.501.704S | 10887587011387 | THREADED REDUCTION TOOL FOR MATRIXRIB/AO QC/STERILE | CMF | EA
SD480.120 | 10887587005355 | TI PATIENT SPECIFIC PLATE MAXILLA/2.0MM THICK | CMF | EA
2321 | 10887587028996 | SYNTHES CMF PRICE LIST 2012 - 2013 | CMF | EA
304.079 | 10887587029962 | LEFORT I AND LEFORT III MODULE FOR CMF DISTRACTOR | CMF | EA
304.084 | 10887587030012 | LID FOR LEFORT I & LEFORT III MODULE FOR CMF DISTRACTOR | CMF | EA
60.501.099 | 10887587057583 | PLAQUES F/MATRIXRIB STACKABLE GRAPHIC CASE/FORCEPS & TROCAR | CMF | EA
60.501.103 | 10887587057620 | FINGER MAT FOR MIPO CASE | CMF | EA
SD802.235 | 10887587067681 | PSI SD802.235 PEEK IMPLANT | CMF | EA
SD802.236 | 10887587067698 | PSI SD802.236 PEEK IMPLANT | CMF | EA
68.590.011 | 10887587059044 | NANO INSERT TRAY ID TAG / SYNTHES | CMF | EA
SD03.000.324 | 10887587001401 | RECIPROCATING SAW BLADE 13.5 X 4.0 X 0.6/44MM SHAFT | CMF | EA
04.315.348 | 10887587016092 | TI J-FOOT FOR CONNECTING BARS FOR CMF DISTRACTOR | CMF | EA
04.315.346 | 10887587016078 | TI CONICAL POINT C-TYPE FOR CMF DISTRACTOR | CMF | EA
04.315.600 | 10887587016313 | TI CONNECTING BAR/IN-LINE C-TYPE FOR CMF DISTRACTOR | CMF | EA
04.315.601 | 10887587016320 | TI CONNECTING BAR/IN-LINE 20MM LENGTH/C-TYPE FOR CMFD | CMF | EA
04.315.602 | 10887587016337 | TI CONNECTING BAR/7MM OFFSET 5MM LENGTH/C-TYPE FOR CMFD | CMF | EA
04.315.603 | 10887587016344 | TI CONNECTING BAR/14MM OFFSET 5MM LENGTH/C-TYPE FOR CMFD | CMF | EA
04.315.604 | 10887587016351 | TI CONNECTING BAR/7MM OFFSET 20MM LENGTH/C-TYPE FOR CMFD | CMF | EA
04.315.605 | 10887587016368 | TI CONNECTING BAR/14MM OFFSET 20MM LENGTH/C-TYPE FOR CMFD | CMF | EA
04.315.606 | 10887587016375 | TI CONNECTING BAR EXTENDER 20MM LENGTH/C-TYPE FOR CMFD | CMF | EA
04.315.505 | 10887587016269 | 1.3MM TI MESH FOOT WITH TABS B-TYPE FOR CMF DISTRACTOR | CMF | EA
04.315.506 | 10887587016276 | 1.3MM TI MESH FOOT WITH TABS C-TYPE FOR CMF DISTRACTOR | CMF | EA
04.315.304 | 10887587015828 | 1.5MM TI MESH FOOT WITH TABS A-TYPE FOR CMF DISTRACTOR | CMF | EA
04.315.305 | 10887587015835 | 1.5MM TI MESH FOOT WITH TABS B-TYPE FOR CMF DISTRACTOR | CMF | EA
04.315.306 | 10887587015842 | 1.5MM TI MESH FOOT WITH TABS C-TYPE FOR CMF DISTRACTOR | CMF | EA
04.315.329 | 10887587015910 | 1.5MM TI ROUND FOOT 5MM OFFSET/LT/C-TYPE F/CMFD | CMF | EA
04.315.330 | 10887587015927 | 1.5MM TI ROUND FOOT 5MM OFFSET/RT/C-TYPE F/CMFD | CMF | EA
04.315.333 | 10887587015958 | 1.5MM TI 7H SYMMETRIC FOOT 40MM LENGTH/B-TYPE FOR CMFD | CMF | EA
04.315.334 | 10887587015965 | 1.5MM TI 7H SYMMETRIC FOOT 60MM LENGTH/B-TYPE FOR CMFD | CMF | EA
04.315.335 | 10887587015972 | 1.5MM TI 7 HOLE LEFT FOOT 40MM LENGTH/B-TYPE FOR CMFD | CMF | EA
04.315.336 | 10887587015989 | 1.5MM TI 7 HOLE LEFT FOOT 60MM LENGTH/B-TYPE FOR CMFD | CMF | EA
04.315.337 | 10887587015996 | 1.5MM TI 7 HOLE RIGHT FOOT 40MM LENGTH/B-TYPE FOR CMFD | CMF | EA
04.315.338 | 10887587016009 | 1.5MM TI 7 HOLE RIGHT FOOT 60MM LENGTH/B-TYPE FOR CMFD | CMF | EA
04.315.340 | 10887587016016 | 1.5MM TI ROUND FOOT/LEFT C-TYPE FOR CMF DISTRACTOR | CMF | EA
04.315.341 | 10887587016023 | 1.5MM TI ROUND FOOT/RIGHT C-TYPE FOR CMF DISTRACTOR | CMF | EA
04.315.342 | 10887587016030 | 1.5MM TI MESH IN-LINE FOOT 40MM LENGTH/B-TYPE FOR CMFD | CMF | EA
04.315.344 | 10887587016054 | 1.5MM TI MESH SYMMETRIC FOOT 40MM LENGTH/B-TYPE FOR CMFD | CMF | EA
04.315.349 | 10887587016108 | 1.5MM TI J-FOOT W/SMALL MESH FOR CONNECTING BARS FOR CMFD | CMF | EA
04.315.350 | 10887587016115 | 1.5MM TI J-FOOT W/LARGE MESH RT F/CONNECTING BARS F/CMFD | CMF | EA
04.315.504 | 10887587016252 | 1.3MM TI MESH FOOT WITH TABS A-TYPE FOR CMF DISTRACTOR | CMF | EA
68.590.101 | 10887587059501 | NANO IMPLANT MODULE ID TAG SYNTHES | CMF | EA
68.590.102 | 10887587059518 | NANO INSTRUMENT MODULE ID TAG SYNTHES | CMF | EA
68.590.111 | 10887587059600 | NANO IMPLANT MODULE ID TAG MATRIXMANDIBLE/MATRIXMIDFACE | CMF | EA
68.590.113 | 10887587059624 | NANO IMPLANT MODULE ID TAG MATRIXCOMBO | CMF | EA
68.590.115 | 10887587059648 | NANO IMPLANT MODULE ID TAG MATRIXCMF | CMF | EA
68.590.116 | 10887587059655 | NANO INSTRUMENT MODULE ID TAG MATRIXCMF | CMF | EA
306.769 | 10887587034553 | MATRIXNEURO RECON MESH TRAY LARGE/EXTRA DEEP/W/LID | CMF | EA
310.407 | 10887587035109 | 1.7MM DRILL BIT WITH 7MM STOP J-LATCH/45MM F/RAPIDSORB IPS | CMF | EA
68.590.044 | 10887587059334 | NANO MATRIXMANDIBLE 2.4/2.7MM SCR Ã INSERT TRAY | CMF | EA
68.590.042 | 10887587059310 | NANO MATRIXORTHOGNATHIC 1.85/ 2.1MM SCR Ã INSERT TRAY | CMF | EA
68.590.046 | 10887587059358 | NANO PLUSDRIVE 1.3/1.7MM SCR Ã INSERT TRAY | CMF | EA
68.590.047 | 10887587059365 | NANO PLUSDRIVE 1.5/2.0MM SCR Ã INSERT TRAY | CMF | EA
68.590.048 | 10887587059372 | NANO PLUSDRIVE 2.0/2.4MM SCR Ã INSERT TRAY | CMF | EA
68.590.135 | 10887587059730 | NANO PERSONALIZED MODULE LID | CMF | EA
68.590.136 | 10887587059747 | NANO PERSONALIZED IMPLANT MODULE ID TAG | CMF | EA
68.590.137 | 10887587059754 | NANO PERSONALIZED INSTRUMENT MODULE ID TAG | CMF | EA
SD802.289 | 10887587064666 | PSI SD802.289 PEEK IMPLANT | CMF | EA
SD802.290 | 10887587064673 | PSI SD802.290 PEEK IMPLANT | CMF | EA
SD802.291 | 10887587064680 | PSI SD802.291 PEEK IMPLANT | CMF | EA
SD802.292 | 10887587064697 | PSI SD802.292 PEEK IMPLANT | CMF | EA
SD802.293 | 10887587064703 | PSI SD802.293 PEEK IMPLANT | CMF | EA
SD802.294 | 10887587064710 | PSI SD802.294 PEEK IMPLANT | CMF | EA
SD802.295 | 10887587064727 | PSI SD802.295 PEEK IMPLANT | CMF | EA
SD802.296 | 10887587064734 | PSI SD802.296 PEEK IMPLANT | CMF | EA
SD802.297 | 10887587064741 | PSI SD802.297 PEEK IMPLANT | CMF | EA
SD802.298 | 10887587064758 | PSI SD802.298 PEEK IMPLANT | CMF | EA
SD802.299 | 10887587064765 | PSI SD802.299 PEEK IMPLANT | CMF | EA
SD802.281 | 10887587064536 | PSI SD802.281 PEEK IMPLANT | CMF | EA
SD802.276 | 10887587064543 | PSI SD802.276 PEEK IMPLANT | CMF | EA
SD802.277 | 10887587064550 | PSI SD802.277 PEEK IMPLANT | CMF | EA
SD802.278 | 10887587064574 | PSI SD802.278 PEEK IMPLANT | CMF | EA
SD802.279 | 10887587064581 | PSI SD802.279 PEEK IMPLANT | CMF | EA
SD802.280 | 10887587064567 | PSI SD802.280 PEEK IMPLANT | CMF | EA
SD802.283 | 10887587064604 | PSI SD802.283 PEEK IMPLANT | CMF | EA
SD802.284 | 10887587064611 | PSI SD802.284 PEEK IMPLANT | CMF | EA
SD802.285 | 10887587064628 | PSI SD802.285 PEEK IMPLANT | CMF | EA
SD802.286 | 10887587064635 | PSI SD802.286 PEEK IMPLANT | CMF | EA
SD802.287 | 10887587064642 | PSI SD802.287 PEEK IMPLANT | CMF | EA
SD802.288 | 10887587064659 | PSI SD802.288 PEEK IMPLANT | CMF | EA
03.501.710 | 10887587011417 | MATRIXRIB PLATE HOLDING FORCEP RIGHT ANGLE/LARGE | CMF | EA
SD803.001 | 10887587064390 | PEEK MANDIBLE ONLAY 70MM X 31MM X 12MM | CMF | EA
01.540.100D | 10887587064437 | SYNPOR HD FACIAL SHAPE SYSTEM DEMO SET | CMF | EA
01.540.100E | 10887587064444 | SYNPOR HD FACIAL SHAPE SYSTEM EVALUATION SET | CMF | EA
01.540.100FE | 10887587064451 | SYNPOR HD FACIAL SHAPE SYSTEM FIELD EQUIPMENT SET | CMF | EA
01.540.100 | 10887587064468 | SYNPOR HD FACIAL SHAPE SYSTEM SET | CMF | EA
SD802.300 | 10887587066646 | PSI SD802.300 PEEK IMPLANT | CMF | EA
SD802.301 | 10887587066653 | PSI SD802.301 PEEK IMPLANT | CMF | EA
SD802.302 | 10887587066660 | PSI SD802.302 PEEK IMPLANT | CMF | EA
SD802.303 | 10887587066677 | PSI SD802.303 PEEK IMPLANT | CMF | EA
SD802.304 | 10887587066684 | PSI SD802.304 PEEK IMPLANT | CMF | EA
SD802.305 | 10887587066691 | PSI SD802.305 PEEK IMPLANT | CMF | EA
SD802.306 | 10887587066707 | PSI SD802.306 PEEK IMPLANT | CMF | EA
SD802.307 | 10887587066714 | PSI SD802.307 PEEK IMPLANT | CMF | EA
SD802.308 | 10887587066721 | PSI SD802.308 PEEK IMPLANT | CMF | EA
SD802.309 | 10887587066738 | PSI SD802.309 PEEK IMPLANT | CMF | EA
SD802.310 | 10887587066745 | PSI SD802.310 PEEK IMPLANT | CMF | EA
SD802.311 | 10887587066752 | PSI SD802.311 PEEK IMPLANT | CMF | EA
SD802.312 | 10887587066769 | PSI SD802.312 PEEK IMPLANT | CMF | EA
SD802.313 | 10887587066776 | PSI SD802.313 PEEK IMPLANT | CMF | EA
SD802.314 | 10887587066783 | PSI SD802.314 PEEK IMPLANT | CMF | EA
SD802.315 | 10887587066790 | PSI SD802.315 PEEK IMPLANT | CMF | EA
SD802.316 | 10887587066806 | PSI SD802.316 PEEK IMPLANT | CMF | EA
SD802.317 | 10887587066813 | PSI SD802.317 PEEK IMPLANT | CMF | EA
SD802.318 | 10887587066820 | PSI SD802.318 PEEK IMPLANT | CMF | EA
SD802.319 | 10887587066837 | PSI SD802.319 PEEK IMPLANT | CMF | EA
SD802.320 | 10887587066844 | PSI SD802.320 PEEK IMPLANT | CMF | EA
SD802.321 | 10887587066851 | PSI SD802.321 PEEK IMPLANT | CMF | EA
SD802.322 | 10887587066868 | PSI SD802.322 PEEK IMPLANT | CMF | EA
SD802.323 | 10887587066875 | PSI SD802.323 PEEK IMPLANT | CMF | EA
SD802.324 | 10887587066882 | PSI SD802.324 PEEK IMPLANT | CMF | EA
SD802.325 | 10887587066899 | PSI SD802.325 PEEK IMPLANT | CMF | EA
04.501.098 | 10887587066998 | 2.0MM TI MATRIXRIB T-PLATE 7 HOLES | CMF | EA
04.501.099 | 10887587067001 | 2.0MM TI MATRIXRIB I-PLATE 11 HOLES | CMF | EA
04.501.100 | 10887587067018 | 2.0MM TI MATRIXRIB STRAIGHT PL 10 HOLES | CMF | EA
SD899.999 | 10887587067049 | PATIENT SPECIFIC IMPLANT PEEK/ EXPRESS | CMF | EA
03.517.001 | 10887587067087 | HEX DRIVER FOR LOCKING CAPS SELF-RETAINING | CMF | EA
03.517.002 | 10887587067094 | CALIBRATED DRILL BIT | CMF | EA
03.517.003 | 10887587067100 | DRILL GUIDE | CMF | EA
03.517.008 | 10887587067117 | INCISION TEMPLATE | CMF | EA
03.517.009 | 10887587067124 | THREADED REMOVAL TOOL | CMF | EA
03.517.010 | 10887587067131 | SLOTTER DRIVER FOR LCKNG CAPS NON-RETAINING | CMF | EA
03.517.011 | 10887587067148 | INCISION TEMPLATE UNIVERSAL | CMF | EA
03.517.012 | 10887587067155 | DEPTH GAUGE | CMF | EA
04.517.005 | 10887587067162 | TI MATRIXRIB ENDO LOCKING CAP SMALL | CMF | EA
04.517.006 | 10887587067179 | TI MATRIXRIB ENDO LOCKING CAP MEDIUM | CMF | EA
04.517.007 | 10887587067186 | TI MATRIXRIB ENDO LOCKING CAP LARGE | CMF | EA
03.517.004 | 10887587067193 | POSITIONING FORCEPS | CMF | EA
03.517.005 | 10887587067209 | CABLE PULLER | CMF | EA
04.517.000S | 10887587067216 | MIRIB FRACTURE KIT-STERILE | CMF | EA
03.517.000S | 10887587067223 | MATRIXRIB ENDO REVISION KIT STERILE | CMF | EA
SD420.460 | 10887587067230 | PSI SD420.460 TITANIUM IMPLANT | CMF | EA
SD420.560 | 10887587067247 | PSI SD420.560 TITANIUM IMPLANT | CMF | EA
01.502.105FE | 10887587067254 | MATRIXNEURO ULTRA LOW PROFILE FIELD EQUIPMENT IMPLANT SET | CMF | EA
SD803.002 | 10887587067261 | PSI SD803.002 PEEK IMPLANT | CMF | EA
SD802.326 | 10887587067285 | PSI SD802.326 PEEK IMPLANT | CMF | EA
SD802.327 | 10887587067292 | PSI SD802.327 PEEK IMPLANT | CMF | EA
SD802.328 | 10887587067308 | PSI SD802.328 PEEK IMPLANT | CMF | EA
SD802.329 | 10887587067315 | PSI SD802.329 PEEK IMPLANT | CMF | EA
SD802.330 | 10887587067322 | PSI SD802.330 PEEK IMPLANT | CMF | EA
SD802.331 | 10887587067339 | PSI SD802.331 PEEK IMPLANT | CMF | EA
SD802.332 | 10887587067346 | PSI SD802.332 PEEK IMPLANT | CMF | EA
SD802.333 | 10887587067353 | PSI SD802.333 PEEK IMPLANT | CMF | EA
SD802.334 | 10887587067360 | PSI SD802.334 PEEK IMPLANT | CMF | EA
SD802.335 | 10887587067377 | PSI SD802.335 PEEK IMPLANT | CMF | EA
SD802.336 | 10887587067384 | PSI SD802.336 PEEK IMPLANT | CMF | EA
SD802.337 | 10887587067391 | PSI SD802.337 PEEK IMPLANT | CMF | EA
SD802.338 | 10887587067407 | PSI SD802.338 PEEK IMPLANT | CMF | EA
SD802.339 | 10887587067414 | PSI SD802.339 PEEK IMPLANT | CMF | EA
SD802.340 | 10887587067421 | PSI SD802.340 PEEK IMPLANT | CMF | EA
SD802.341 | 10887587067438 | PSI SD802.341 PEEK IMPLANT | CMF | EA
SD802.342 | 10887587067445 | PSI SD802.342 PEEK IMPLANT | CMF | EA
SD802.343 | 10887587067452 | PSI SD802.343 PEEK IMPLANT | CMF | EA
SD802.344 | 10887587067469 | PSI SD802.344 PEEK IMPLANT | CMF | EA
SD802.345 | 10887587067476 | PSI SD802.345 PEEK IMPLANT | CMF | EA
SD802.346 | 10887587067483 | PSI SD802.346 PEEK IMPLANT | CMF | EA
SD802.347 | 10887587067490 | PSI SD802.347 PEEK IMPLANT | CMF | EA
SD802.348 | 10887587067506 | PSI SD802.348 PEEK IMPLANT | CMF | EA
SD802.349 | 10887587067513 | PSI SD802.349 PEEK IMPLANT | CMF | EA
SD802.350 | 10887587067520 | PSI SD802.350 PEEK IMPLANT | CMF | EA
SD802.351 | 10887587067537 | PSI SD802.351 PEEK IMPLANT | CMF | EA
SD802.352 | 10887587067544 | PSI SD802.352 PEEK IMPLANT | CMF | EA
SD802.353 | 10887587067551 | PSI SD802.353 PEEK IMPLANT | CMF | EA
SD802.354 | 10887587067568 | PSI SD802.354 PEEK IMPLANT | CMF | EA
SD802.355 | 10887587067575 | PSI SD802.355 PEEK IMPLANT | CMF | EA
SD802.356 | 10887587067582 | PSI SD802.356 PEEK IMPLANT | CMF | EA
SD802.357 | 10887587067599 | PSI SD802.357 PEEK IMPLANT | CMF | EA
SD802.358 | 10887587067605 | PSI SD802.358 PEEK IMPLANT | CMF | EA
SD802.359 | 10887587067612 | PSI SD802.359 PEEK IMPLANT | CMF | EA
SD802.360 | 10887587067629 | PSI SD802.360 PEEK IMPLANT | CMF | EA
SD802.361 | 10887587067636 | PSI SD802.361 PEEK IMPLANT | CMF | EA
SD802.362 | 10887587067643 | PSI SD802.362 PEEK IMPLANT | CMF | EA
SD802.363 | 10887587067650 | PSI SD802.363 PEEK IMPLANT | CMF | EA
SD802.364 | 10887587067667 | PSI SD802.364 PEEK IMPLANT | CMF | EA
SD802.365 | 10887587067674 | PSI SD802.365 PEEK IMPLANT | CMF | EA
01.501.110 | 10887587067704 | MATRIXRIB MIPO INSTRUMENT SET | CMF | EA
01.501.110E | 10887587067711 | MATRIXRIB MIPO INSTRUMENT EVALUATION SET | CMF | EA
01.501.120 | 10887587067728 | 90Â° SCREWDRIVER FOR MATRIXRIB SYSTEM SET | CMF | EA
01.501.120E | 10887587067735 | 90Â° SCREWDRIVER FOR MATRIXRIB SYSTEM EVALUATION SET | CMF | EA
SD802.366 | 10887587067803 | PSI SD802.366 PEEK IMPLANT | CMF | EA
SD802.367 | 10887587067810 | PSI SD802.367 PEEK IMPLANT | CMF | EA
SD802.368 | 10887587067827 | PSI SD802.368 PEEK IMPLANT | CMF | EA
SD802.369 | 10887587067834 | PSI SD802.369 PEEK IMPLANT | CMF | EA
SD802.370 | 10887587067841 | PSI SD802.370 PEEK IMPLANT | CMF | EA
SD802.371 | 10887587067858 | PSI SD802.371 PEEK IMPLANT | CMF | EA
SD802.372 | 10887587067865 | PSI SD802.372 PEEK IMPLANT | CMF | EA
SD802.373 | 10887587067872 | PSI SD802.373 PEEK IMPLANT | CMF | EA
SD802.374 | 10887587067889 | PSI SD802.374 PEEK IMPLANT | CMF | EA
SD802.376 | 10887587067896 | PSI SD802.376 PEEK IMPLANT | CMF | EA
SD802.377 | 10887587067902 | PSI SD802.377 PEEK IMPLANT | CMF | EA
SD802.378 | 10887587067919 | PSI SD802.378 PEEK IMPLANT | CMF | EA
SD802.379 | 10887587067926 | PSI SD802.379 PEEK IMPLANT | CMF | EA
SD802.380 | 10887587067933 | PSI SD802.380 PEEK IMPLANT | CMF | EA
SD802.375 | 10887587067940 | PSI SD802.375 PEEK IMPLANT | CMF | EA
SD802.381 | 10887587067957 | PSI SD802.381 PEEK IMPLANT | CMF | EA
SD802.382 | 10887587067964 | PSI SD802.382 PEEK IMPLANT | CMF | EA
SD802.383 | 10887587067971 | PSI SD802.383 PEEK IMPLANT | CMF | EA
SD802.384 | 10887587067988 | PSI SD802.384 PEEK IMPLANT | CMF | EA
SD802.385 | 10887587067995 | PSI SD802.385 PEEK IMPLANT | CMF | EA
SD802.386 | 10887587068008 | PSI SD802.386 PEEK IMPLANT | CMF | EA
SD802.387 | 10887587068015 | PSI SD802.387 PEEK IMPLANT | CMF | EA
SD802.388 | 10887587068022 | PSI SD802.388 PEEK IMPLANT | CMF | EA
SD802.389 | 10887587068039 | PSI SD802.389 PEEK IMPLANT | CMF | EA
SD802.390 | 10887587068046 | PSI SD802.390 PEEK IMPLANT | CMF | EA
04.517.020S | 10887587068053 | MATRIXRIB ENDO FRACTURE KIT 75MM - STERILE | CMF | EA
04.517.010S | 10887587068060 | MATRIXRIB ENDO FRACTURE KIT 60MM - STERILE | CMF | EA
04.517.030S | 10887587068077 | MATRIXRIB ENDO FRACTURE KIT 90MM - STERILE | CMF | EA
SD900.381 | 10887587068091 | ANATOMICAL MODEL FOR PSI VERIFICATION/1 PIECE-WHITE | CMF | EA
SD900.382 | 10887587068107 | ANATOMICAL MODEL FOR PSI VERIFICATION/2 PIECE-WHITE | CMF | EA
SD900.383 | 10887587068114 | ANATOMICAL MODEL FOR PSI VERIFICATION/MULTIPIECE-WHITE | CMF | EA
SD803.003 | 10887587068121 | PSI SD803.003 PEEK IMPLANT | CMF | EA
60.500.016 | 10887587068169 | LABEL SHEET FOR RECON MESH | CMF | EA
SD802.391 | 10887587068176 | PSI SD802.391 PEEK IMPLANT | CMF | EA
SD802.392 | 10887587068183 | PSI SD802.392 PEEK IMPLANT | CMF | EA
SD802.393 | 10887587068220 | PSI SD802.393 PEEK IMPLANT | CMF | EA
SD802.394 | 10887587068237 | PSI SD802.394 PEEK IMPLANT | CMF | EA
SD802.395 | 10887587068244 | PSI SD802.395 PEEK IMPLANT | CMF | EA
SD802.396 | 10887587068251 | PSI SD802.396 PEEK IMPLANT | CMF | EA
SD802.397 | 10887587068268 | PSI SD802.397 PEEK IMPLANT | CMF | EA
SD802.398 | 10887587068275 | PSI SD802.398 PEEK IMPLANT | CMF | EA
SD802.399 | 10887587068329 | PSI SD802.399 PEEK IMPLANT | CMF | EA
SD802.400 | 10887587068336 | PSI SD802.400 PEEK IMPLANT | CMF | EA
SD802.401 | 10887587068282 | PSI SD802.401 PEEK IMPLANT | CMF | EA
SD802.402 | 10887587068299 | PSI SD802.402 PEEK IMPLANT | CMF | EA
SD802.403 | 10887587068305 | PSI SD802.403 PEEK IMPLANT | CMF | EA
SD802.404 | 10887587068312 | PSI SD802.404 PEEK IMPLANT | CMF | EA
SD802.405 | 10887587068343 | PSI SD802.405 PEEK IMPLANT | CMF | EA
SD802.406 | 10887587068350 | PSI SD802.406 PEEK IMPLANT | CMF | EA
SD802.412 | 10887587068367 | PSI SD802.412 PEEK IMPLANT | CMF | EA
SD802.413 | 10887587068374 | PSI SD802.413 PEEK IMPLANT | CMF | EA
SD802.414 | 10887587068381 | PSI SD802.414 PEEK IMPLANT | CMF | EA
SD802.415 | 10887587068398 | PSI SD802.415 PEEK IMPLANT | CMF | EA
SD802.410 | 10887587068404 | PSI SD802.410 PEEK IMPLANT | CMF | EA
SD802.411 | 10887587068411 | PSI SD802.411 PEEK IMPLANT | CMF | EA
SD802.416 | 10887587068428 | PSI SD802.416 PEEK IMPLANT | CMF | EA
SD802.417 | 10887587068435 | PSI SD802.417 PEEK IMPLANT | CMF | EA
SD802.420 | 10887587068442 | PSI SD802.420 PEEK IMPLANT | CMF | EA
SD802.421 | 10887587068459 | PSI SD802.421 PEEK IMPLANT | CMF | EA
SD802.422 | 10887587068466 | PSI SD802.422 PEEK IMPLANT | CMF | EA
SD802.423 | 10887587068473 | PSI SD802.423 PEEK IMPLANT | CMF | EA
SD802.424 | 10887587068480 | PSI SD802.424 PEEK IMPLANT | CMF | EA
SD802.425 | 10887587068497 | PSI SD802.425 PEEK IMPLANT | CMF | EA
SD802.426 | 10887587068503 | PSI SD802.426 PEEK IMPLANT | CMF | EA
SD802.427 | 10887587068510 | PSI SD802.427 PEEK IMPLANT | CMF | EA
SD802.432 | 10887587068534 | PSI SD802.432 PEEK IMPLANT | CMF | EA
SD802.433 | 10887587068541 | PSI SD802.433 PEEK IMPLANT | CMF | EA
SD802.434 | 10887587068558 | PSI SD802.434 PEEK IMPLANT | CMF | EA
SD802.435 | 10887587068565 | PSI SD802.435 PEEK IMPLANT | CMF | EA
SD802.436 | 10887587068572 | PSI SD802.436 PEEK IMPLANT | CMF | EA
SD802.437 | 10887587068589 | PSI SD802.437 PEEK IMPLANT | CMF | EA
SD802.438 | 10887587068596 | PSI SD802.438 PEEK IMPLANT | CMF | EA
SD802.439 | 10887587068602 | PSI SD802.439 PEEK IMPLANT | CMF | EA
SD802.418 | 10887587068688 | PSI SD802.418 PEEK IMPLANT | CMF | EA
SD802.419 | 10887587068695 | PSI SD802.419 PEEK IMPLANT | CMF | EA
SD802.428 | 10887587068718 | PSI SD802.428 PEEK IMPLANT | CMF | EA
SD802.429 | 10887587068725 | PSI SD802.429 PEEK IMPLANT | CMF | EA
SD802.430 | 10887587068732 | PSI SD802.430 PEEK IMPLANT | CMF | EA
SD802.431 | 10887587068749 | PSI SD802.431 PEEK IMPLANT | CMF | EA
SD802.440 | 10887587068756 | PSI SD802.440 PEEK IMPLANT | CMF | EA
SD802.441 | 10887587068763 | PSI SD802.441 PEEK IMPLANT | CMF | EA
SD802.442 | 10887587068770 | PSI SD802.442 PEEK IMPLANT | CMF | EA
SD802.443 | 10887587068787 | PSI SD802.443 PEEK IMPLANT | CMF | EA
SD802.447 | 10887587068824 | PSI SD802.447 PEEK IMPLANT | CMF | EA
SD802.448 | 10887587068831 | PSI SD802.448 PEEK IMPLANT | CMF | EA
SD802.444 | 10887587068848 | PSI SD802.444 PEEK IMPLANT | CMF | EA
SD802.445 | 10887587068855 | PSI SD802.445 PEEK IMPLANT | CMF | EA
SD802.446 | 10887587068862 | PSI SD802.446 PEEK IMPLANT | CMF | EA
SD802.449 | 10887587068879 | PSI SD802.449 PEEK IMPLANT | CMF | EA
SD802.450 | 10887587068886 | PSI SD802.450 PEEK IMPLANT | CMF | EA
SD802.456 | 10887587068893 | PSI SD802.456 PEEK IMPLANT | CMF | EA
SD802.457 | 10887587068909 | PSI SD802.457 PEEK IMPLANT | CMF | EA
SD802.458 | 10887587068916 | PSI SD802.458 PEEK IMPLANT | CMF | EA
SD802.459 | 10887587068923 | PSI SD802.459 PEEK IMPLANT | CMF | EA
SD802.460 | 10887587068930 | PSI SD802.460 PEEK IMPLANT | CMF | EA
SD802.451 | 10887587068947 | PSI SD802.451 PEEK IMPLANT | CMF | EA
SD802.452 | 10887587068954 | PSI SD802.452 PEEK IMPLANT | CMF | EA
SD802.461 | 10887587068961 | PSI SD802.461 PEEK IMPLANT | CMF | EA
SD802.462 | 10887587068978 | PSI SD802.462 PEEK IMPLANT | CMF | EA
SD802.463 | 10887587068985 | PSI SD802.463 PEEK IMPLANT | CMF | EA
SD802.464 | 10887587068992 | PSI SD802.464 PEEK IMPLANT | CMF | EA
SD802.465 | 10887587069005 | PSI SD802.465 PEEK IMPLANT | CMF | EA
SD802.466 | 10887587069012 | PSI SD802.466 PEEK IMPLANT | CMF | EA
SD802.467 | 10887587069029 | PSI SD802.467 PEEK IMPLANT | CMF | EA
SD802.468 | 10887587069036 | PSI SD802.468 PEEK IMPLANT | CMF | EA
SD802.469 | 10887587069043 | PSI SD802.469 PEEK IMPLANT | CMF | EA
SD802.470 | 10887587069050 | PSI SD802.470 PEEK IMPLANT | CMF | EA
SD802.471 | 10887587069067 | PSI SD802.471 PEEK IMPLANT | CMF | EA
SD802.472 | 10887587069081 | PSI SD802.472 PEEK IMPLANT | CMF | EA
SD802.473 | 10887587069098 | PSI SD802.473 PEEK IMPLANT | CMF | EA
SD802.474 | 10887587069104 | PSI SD802.474 PEEK IMPLANT | CMF | EA
SD802.475 | 10887587069111 | PSI SD802.475 PEEK IMPLANT | CMF | EA
01.503.107 | 10887587069159 | MATRIXNEURO RECON & PREFORM MESH SET | CMF | EA
01.503.107E | 10887587069173 | MATRIXNEURO RECON & PREFORM MESH SET | CMF | EA
SD802.478 | 10887587069135 | PSI SD802.478 PEEK IMPLANT | CMF | EA
SD802.479 | 10887587069142 | PSI SD802.479 PEEK IMPLANT | CMF | EA
SD802.476 | 10887587069180 | PSI SD802.476 PEEK IMPLANT | CMF | EA
SD802.477 | 10887587069197 | PSI SD802.477 PEEK IMPLANT | CMF | EA
SD802.480 | 10887587069203 | PSI SD802.480 PEEK IMPLANT | CMF | EA
SD802.481 | 10887587069210 | PSI SD802.481 PEEK IMPLANT | CMF | EA
SD802.482 | 10887587069227 | PSI SD802.482 PEEK IMPLANT | CMF | EA
SD802.483 | 10887587069234 | PSI SD802.483 PEEK IMPLANT | CMF | EA
SD802.484 | 10887587069241 | PSI SD802.484 PEEK IMPLANT | CMF | EA
SD802.485 | 10887587069258 | PSI SD802.485 PEEK IMPLANT | CMF | EA
01.590.000 | 10887587069265 | MATRIXMANDIBLE TRAUMA NANO PLATING SYSTEM SET | CMF | EA
01.590.004 | 10887587069272 | MATRIXCOMBO TRAUMA NANO PLATING SYSTEM SET | CMF | EA
01.590.001 | 10887587069289 | MATRIXMIDFACE NANO PLATING SYSTEM SET | CMF | EA
01.590.002 | 10887587069296 | MATRIXORTHOGNATHIC NANO PLATING SYSTEM SET | CMF | EA
01.590.003 | 10887587069302 | MATRIXORBITAL NANO PLATING SYSTEM SET | CMF | EA
SD802.486 | 10887587069319 | PSI SD802.486 PEEK IMPLANT | CMF | EA
SD802.487 | 10887587069326 | PSI SD802.487 PEEK IMPLANT | CMF | EA
SD802.488 | 10887587069333 | PSI SD802.488 PEEK IMPLANT | CMF | EA
SD802.491 | 10887587069456 | PSI SD802.491 PEEK IMPLANT | CMF | EA
SD802.492 | 10887587069463 | PSI SD802.492 PEEK IMPLANT | CMF | EA
SD802.493 | 10887587069517 | PSI SD802.493 PEEK IMPLANT | CMF | EA
SD802.494 | 10887587069524 | PSI SD802.494 PEEK IMPLANT | CMF | EA
SD802.495 | 10887587069531 | PSI SD802.495 PEEK IMPLANT | CMF | EA
SD802.496 | 10887587069548 | PSI SD802.496 PEEK IMPLANT | CMF | EA
SD802.499 | 10887587069555 | PSI SD802.499 PEEK IMPLANT | CMF | EA
SD802.500 | 10887587069562 | PSI SD802.500 PEEK IMPLANT | CMF | EA
SD802.497 | 10887587069579 | PSI SD802.497 PEEK IMPLANT | CMF | EA
SD802.498 | 10887587069586 | PSI SD802.498 PEEK IMPLANT | CMF | EA
SD802.501 | 10887587069593 | PSI SD802.501 PEEK IMPLANT | CMF | EA
SD802.502 | 10887587069609 | PSI SD802.502 PEEK IMPLANT | CMF | EA
SD803.004 | 10887587069623 | PSI SD803.004 PEEK MANDIBLE ONLAY | CMF | EA
SD803.005 | 10887587069630 | PSI SD803.005 PEEK MANDIBLE ONLAY | CMF | EA
SD803.006 | 10887587069647 | PSI SD803.006 PEEK MANDIBLE ONLAY | CMF | EA
SD802.503 | 10887587069654 | PSI SD802.503 PEEK IMPLANT | CMF | EA
SD802.504 | 10887587069661 | PSI SD802.504 PEEK IMPLANT | CMF | EA
SD802.506 | 10887587069715 | PSI SD802.506 PEEK IMPLANT | CMF | EA
SD802.507 | 10887587069722 | PSI SD802.507 PEEK IMPLANT | CMF | EA
SD802.508 | 10887587069739 | PSI SD802.508 PEEK IMPLANT | CMF | EA
SD802.511 | 10887587069753 | PSI SD802.511 PEEK IMPLANT | CMF | EA
SD802.512 | 10887587069760 | PSI SD802.512 PEEK IMPLANT | CMF | EA
SD802.513 | 10887587069777 | PSI SD802.513 PEEK IMPLANT | CMF | EA
SD802.514 | 10887587069784 | PSI SD802.514 PEEK IMPLANT | CMF | EA
SD802.515 | 10887587069791 | PSI SD802.515 PEEK IMPLANT | CMF | EA
SD802.516 | 10887587069807 | PSI SD802.516 PEEK IMPLANT | CMF | EA
SD802.519 | 10887587069814 | PSI SD802.519 PEEK IMPLANT | CMF | EA
SD802.520 | 10887587069821 | PSI SD802.520 PEEK IMPLANT | CMF | EA
SD802.521 | 10887587069838 | PSI SD802.521 PEEK IMPLANT | CMF | EA
SD802.522 | 10887587069845 | PSI SD802.522 PEEK IMPLANT | CMF | EA
SD802.517 | 10887587069852 | PSI SD802.517 PEEK IMPLANT | CMF | EA
SD802.518 | 10887587069869 | PSI SD802.518 PEEK IMPLANT | CMF | EA
SD802.523 | 10887587069876 | PSI SD802.523 PEEK IMPLANT | CMF | EA
SD802.524 | 10887587069883 | PSI SD802.524 PEEK IMPLANT | CMF | EA
SD802.525 | 10887587069906 | PSI SD802.525 PEEK IMPLANT | CMF | EA
SD802.526 | 10887587069913 | PSI SD802.526 PEEK IMPLANT | CMF | EA
SD802.527 | 10887587069920 | PSI SD802.527 PEEK IMPLANT | CMF | EA
SD802.528 | 10887587069937 | PSI SD802.528 PEEK IMPLANT | CMF | EA
SD802.531 | 10887587069944 | PSI SD802.531 PEEK IMPLANT | CMF | EA
SD802.532 | 10887587069951 | PSI SD802.532 PEEK IMPLANT | CMF | EA
01.501.100 | 10887587069968 | MATRIXRIB FIXATION SYSTEM CHEST WALL SET | CMF | EA
SD802.535 | 10887587070001 | PSI SD802.535 PEEK IMPLANT | CMF | EA
SD802.536 | 10887587070018 | PSI SD802.536 PEEK IMPLANT | CMF | EA
SD802.533 | 10887587070025 | PSI SD802.533 PEEK IMPLANT | CMF | EA
SD802.534 | 10887587070032 | PSI SD802.534 PEEK IMPLANT | CMF | EA
SD802.537 | 10887587070063 | PSI SD802.537 PEEK IMPLANT | CMF | EA
SD802.538 | 10887587070070 | PSI SD802.538 PEEK IMPLANT | CMF | EA
SD802.539 | 10887587070087 | PSI SD802.539 PEEK IMPLANT | CMF | EA
05.000.022 | 00862377000126 | DD-MATRIXPRO DRIVER BATTERY NON-STERILE | CMF | EA
SD802.540 | 10887587070117 | PSI SD802.540 PEEK IMPLANT | CMF | EA
SD802.541 | 10887587070124 | PSI SD802.541 PEEK IMPLANT | CMF | EA
SD802.542 | 10887587070131 | PSI SD802.542 PEEK IMPLANT | CMF | EA
SD802.543 | 10887587070148 | PSI SD802.543 PEEK IMPLANT | CMF | EA
SD802.556 | 10887587070155 | PSI SD802.556 PEEK IMPLANT | CMF | EA
SD802.557 | 10887587070162 | PSI SD802.557 PEEK IMPLANT | CMF | EA
SD802.544 | 10887587070186 | PSI SD802.544 PEEK IMPLANT | CMF | EA
SD802.545 | 10887587070193 | PSI SD802.545 PEEK IMPLANT | CMF | EA
SD802.548 | 10887587070209 | PSI SD802.548 PEEK IMPLANT | CMF | EA
SD802.549 | 10887587070216 | PSI SD802.549 PEEK IMPLANT | CMF | EA
SD802.550 | 10887587070223 | PSI SD802.550 PEEK IMPLANT | CMF | EA
SD802.551 | 10887587070230 | PSI SD802.551 PEEK IMPLANT | CMF | EA
SD802.554 | 10887587070247 | PSI SD802.554 PEEK IMPLANT | CMF | EA
SD802.555 | 10887587070254 | PSI SD802.555 PEEK IMPLANT | CMF | EA
SD802.560 | 10887587070261 | PSI SD802.560 PEEK IMPLANT | CMF | EA
SD802.561 | 10887587070278 | PSI SD802.561 PEEK IMPLANT | CMF | EA
SD802.562 | 10887587070285 | PSI SD802.562 PEEK IMPLANT | CMF | EA
SD802.563 | 10887587070292 | PSI SD802.563 PEEK IMPLANT | CMF | EA
SD802.564 | 10887587070315 | PSI SD802.564 PEEK IMPLANT | CMF | EA
SD802.565 | 10887587070322 | PSI SD802.565 PEEK IMPLANT | CMF | EA
SD802.566 | 10887587070339 | PSI SD802.566 PEEK IMPLANT | CMF | EA
SD802.567 | 10887587070346 | PSI SD802.567 PEEK IMPLANT | CMF | EA
SD802.570 | 10887587070353 | PSI SD802.570 PEEK IMPLANT | CMF | EA
SD802.571 | 10887587070360 | PSI SD802.571 PEEK IMPLANT | CMF | EA
SD802.568 | 10887587070377 | PSI SD802.568 PEEK IMPLANT | CMF | EA
SD802.569 | 10887587070384 | PSI SD802.569 PEEK IMPLANT | CMF | EA
SD802.572 | 10887587070391 | PSI SD802.572 PEEK IMPLANT | CMF | EA
SD802.573 | 10887587070407 | PSI SD802.573 PEEK IMPLANT | CMF | EA
SD802.574 | 10887587070414 | PSI SD802.574 PEEK IMPLANT | CMF | EA
SD802.576 | 10887587070421 | PSI SD802.576 PEEK IMPLANT | CMF | EA
SD802.578 | 10887587070438 | PSI SD802.578 PEEK IMPLANT | CMF | EA
SD802.558 | 10887587070445 | PSI SD802.558 PEEK IMPLANT | CMF | EA
SD802.559 | 10887587070452 | PSI SD802.559 PEEK IMPLANT | CMF | EA
SD802.577 | 10887587070469 | PSI SD802.577 PEEK IMPLANT | CMF | EA
SD802.575 | 10887587070476 | PSI SD802.575 PEEK IMPLANT | CMF | EA
SD802.579 | 10887587070483 | PSI SD802.579 PEEK IMPLANT | CMF | EA
SD802.580 | 10887587070490 | PSI SD802.580 PEEK IMPLANT | CMF | EA
SD802.585 | 10887587070506 | PSI SD802.585 PEEK IMPLANT | CMF | EA
SD802.586 | 10887587070513 | PSI SD802.586 PEEK IMPLANT | CMF | EA
SD802.587 | 10887587070520 | PSI SD802.587 PEEK IMPLANT | CMF | EA
SD802.588 | 10887587070537 | PSI SD802.588 PEEK IMPLANT | CMF | EA
60.517.001 | 10887587070544 | MATRIXRIB ENDO RIB PLATING GRAPHIC CASE | CMF | EA
04.501.208.05 | 20887587070626 | 2.7MM TI MATRIXRIB LCKNG SCREW SELF-DRILLING/8MM | CMF | P5
04.501.210.05 | 20887587070633 | 2.7MM TI MATRIXRIB LCKNG SCREW SELF-DRILLING/10MM | CMF | P5
04.501.212.05 | 20887587070640 | 2.7MM TI MATRIXRIB LCKNG SCREW SELF-DRILLING/12MM | CMF | P5
04.501.214.05 | 20887587070657 | 2.7MM TI MATRIXRIB LCKNG SCREW SELF-DRILLING/14MM | CMF | P5
04.501.216.05 | 20887587070664 | 2.7MM TI MATRIXRIB LCKNG SCREW SELF-DRILLING/16MM | CMF | P5
04.501.218.05 | 20887587070671 | 2.7MM TI MATRIXRIB LCKNG SCREW SELF-DRILLING/18MM | CMF | P5
04.501.220.05 | 20887587070688 | 2.7MM TI MATRIXRIB LCKNG SCREW SELF-DRILLING/20MM | CMF | P5
01.503.825 | 10887587070698 | MATRIXWAVE MMF SYSTEM SET | CMF | EA
01.503.825E | 10887587070704 | MATRIXWAVE MMF SYSTEM EVALUATION SET | CMF | EA
SD802.591 | 10887587070711 | PSI SD802.591 PEEK IMPLANT | CMF | EA
SD802.592 | 10887587070728 | PSI SD802.592 PEEK IMPLANT | CMF | EA
SD802.593 | 10887587070735 | PSI SD802.593 PEEK IMPLANT | CMF | EA
SD802.594 | 10887587070742 | PSI SD802.594 PEEK IMPLANT | CMF | EA
01.500.400FE | 10887587070766 | SYNTHECEL DURA REPAIR FIELD EQUIPMENT SET | CMF | EA
SD803.010 | 10887587070773 | PSI SD803.010 PEEK MANDIBLE ONLAY | CMF | EA
SD803.011 | 10887587070780 | PSI SD803.011 PEEK MANDIBLE ONLAY | CMF | EA
SD802.597 | 10887587070797 | PSI SD802.597 PEEK IMPLANT | CMF | EA
SD802.598 | 10887587070803 | PSI SD802.598 PEEK IMPLANT | CMF | EA
SD802.599 | 10887587070810 | PSI SD802.599 PEEK IMPLANT | CMF | EA
SD802.600 | 10887587070827 | PSI SD802.600 PEEK IMPLANT | CMF | EA
SD802.589 | 10887587070834 | PSI SD802.589 PEEK IMPLANT | CMF | EA
SD802.590 | 10887587070841 | PSI SD802.590 PEEK IMPLANT | CMF | EA
SD802.601 | 10887587070858 | PSI SD802.601 PEEK IMPLANT | CMF | EA
SD802.602 | 10887587070865 | PSI SD802.602 PEEK IMPLANT | CMF | EA
SD802.603 | 10887587070872 | PSI SD802.603 PEEK IMPLANT | CMF | EA
SD802.604 | 10887587070889 | PSI SD802.604 PEEK IMPLANT | CMF | EA
SD802.609 | 10887587070896 | PSI SD802.609 PEEK IMPLANT | CMF | EA
SD802.610 | 10887587070902 | PSI SD802.610 PEEK IMPLANT | CMF | EA
SD802.605 | 10887587070919 | PSI SD802.605 PEEK IMPLANT | CMF | EA
SD802.606 | 10887587070926 | PSI SD802.606 PEEK IMPLANT | CMF | EA
SD802.614 | 10887587070933 | PSI SD802.614 PEEK IMPLANT | CMF | EA
SD802.613 | 10887587070940 | PSI SD802.613 PEEK IMPLANT | CMF | EA
SD802.617 | 10887587070957 | PSI SD802.617 PEEK IMPLANT | CMF | EA
SD802.618 | 10887587070964 | PSI SD802.618 PEEK IMPLANT | CMF | EA
SD802.611 | 10887587070971 | PSI SD802.611 PEEK IMPLANT | CMF | EA
SD802.612 | 10887587070988 | PSI SD802.612 PEEK IMPLANT | CMF | EA
SD802.615 | 10887587070995 | PSI SD802.615 PEEK IMPLANT | CMF | EA
SD802.616 | 10887587071008 | PSI SD802.616 PEEK IMPLANT | CMF | EA
SD802.621 | 10887587071015 | PSI SD802.621 PEEK IMPLANT | CMF | EA
SD802.622 | 10887587071022 | PSI SD802.622 PEEK IMPLANT | CMF | EA
SD802.623 | 10887587071039 | PSI SD802.623 PEEK IMPLANT | CMF | EA
SD802.624 | 10887587071046 | PSI SD802.624 PEEK IMPLANT | CMF | EA
03.501.718 | 10887587073545 | SELF-DRILLING SCREW GUIDE FOR 1.5MM MATRIXRIB PLATES | CMF | EA
03.501.719 | 10887587073552 | SELF-DRILLING SCREW GUIDE FOR MATRIXRIB IM SPLINTS | CMF | EA
04.501.208.01 | 10887587070551 | 2.7MM TI MATRIXRIB LCKNG SCREW SELF-DRILLING/8MM | CMF | EA
04.501.209.01 | 10887587074337 | 2.7MM TI MATRIXRIB LCKNG SCREW SELF-DRILLING/9MM | CMF | EA
04.501.210.01 | 10887587070568 | 2.7MM TI MATRIXRIB LCKNG SCREW SELF-DRILLING/10MM | CMF | EA
04.501.211.01 | 10887587074344 | 2.7MM MATRIXRIB TI LCKNG SCREW SELF-DRILLING/11MM | CMF | EA
04.501.212.01 | 10887587070575 | 2.7MM TI MATRIXRIB LCKNG SCREW SELF-DRILLING/12MM | CMF | EA
04.501.213.01 | 10887587074351 | 2.7MM MATRIXRIB TI LCKNG SCREW SELF-DRILLING/13MM | CMF | EA
04.501.214.01 | 10887587070582 | 2.7MM TI MATRIXRIB LCKNG SCREW SELF-DRILLING/14MM | CMF | EA
04.501.215.01 | 10887587074368 | 2.7MM MATRIXRIB TI LCKNG SCREW SELF-DRILLING/15MM | CMF | EA
04.501.216.01 | 10887587070599 | 2.7MM TI MATRIXRIB LCKNG SCREW SELF-DRILLING/16MM | CMF | EA
04.501.217.01 | 10887587074375 | 2.7MM MATRIXRIB TI LCKNG SCREW SELF-DRILLING/17MM | CMF | EA
04.501.218.01 | 10887587070605 | 2.7MM TI MATRIXRIB LCKNG SCREW SELF-DRILLING/18MM | CMF | EA
04.501.219.01 | 10887587074382 | 2.7MM MATRIXRIB TI LCKNG SCREW SELF-DRILLING/19MM | CMF | EA
04.501.220.01 | 10887587070612 | 2.7MM TI MATRIXRIB LCKNG SCREW SELF-DRILLING/20MM | CMF | EA
04.501.250.01 | 10887587073439 | 2.7MM TI MATRIXRIB NON-LCKNG SCREW SELF-DRILLING/10MM | CMF | EA
04.501.252.01 | 10887587073446 | 2.7MM TI MATRIXRIB NON-LCKNG SCREW SELF-DRILLING/12MM | CMF | EA
60.501.016 | 10887587074214 | SELF-DRILLING SCREW MODULE FOR MATRIXRIB SYSTEM | CMF | EA
60.501.123 | 10887587074207 | MATRIXRIB SCREW INSERT TRAY FOR STACKABLE GRAPHIC CASE | CMF | EA
60.501.124 | 10887587074191 | MATRIXRIB SELF-DRILLING SCREW MODULE/ STACKABLE GRAPHIC CASE | CMF | EA
CD800.401 | 10887587075716 | CUSTOM DISLOCATION PREVENTION GLENOID FOSSA | CMF | EA
SD387.002 | 10887587075662 | PROTECTION SLEEVE THREADED/ M7 | CMF | EA
SD397.234 | 10887587002965 | RIGID C-RETRACTOR SPOONED | CMF | EA
SD03.501.711 | 10886982280862 | LARGE RIB FORCEPS 90 DEGREE BEND LEFT | CMF | EA
SD03.501.712 | 10886982280879 | LARGE RIB FORCEPS 90 DEGREE BEND RIGHT | CMF | EA
SD514.010 | 10887587074276 | 90 DEGREE ARM FOR 90 DEGREE SCREWDRIVER | CMF | EA
SD514.011 | 10887587074283 | COMPRESSION SCREW FOR 90 DEGREE ARM | CMF | EA
03.520.014 | 00190776028220 | SHORT TIP SCISSORS HALF SERRATED KELLY STYLE | CMF | EA
B10 | 10887587000237 | COMPRESSION SPRING F/PLATE HOLDING SLEEVE | CMF | EA
CD460.000 | 10887587075723 | CUSTOM PROSTHETIC RIB IMPLANT | CMF | EA
SD03.501.800 | 10887587075679 | RIB REDUCTION ROD FOR 90 DEGREE SCREWDRIVER | CMF | EA
SD387.001 | 10887587075655 | PROTECTION SLEEVE HANDLE THREADED/ M7 | CMF | EA
SC.400.280.01S | 10887587076669 | SYNTHECELÂ® DURA REPAIR 14CM X 20CM (5.5"X 8") STER | CMF | EA
SD03.507.003 | 10887587077864 | 3.5MM TAPERED THREADED REDUCTION TOOL/ HEX COUPLING | CMF | EA
SD316.447 | 10887587078175 | Ã1.0MM DRILL BIT - 6MM STOP J-LATCH - 90MM | CMF | EA
SD03.501.032 | 10887587078335 | 90 DEGREE PLATE DRIVER MATRIXRIB | CMF | EA
SD03.501.750 | 10887587078274 | SELF-RETAINING SCRWDRVR BLADE FOR 90Â°SCRWDRVR | CMF | EA
SD03.501.701 | 10887587076553 | RIB PLATE REDUCTION ROD, SHORT 8MM THREAD | CMF | EA
SD03.501.702 | 10887587076560 | RIB PLATE REDUCTION ROD, SHORT 10MM THREAD | CMF | EA
SD03.501.703 | 10887587076577 | RIB PLATE REDUCTION ROD, SHORT 12MM THREAD | CMF | EA
SD03.503.410 | 10887587076676 | MATRIXMANDIBLE 1.5MM DRILL BIT J-LATCH W/ 10MM STOP/50MM | CMF | EA
SD03.503.414 | 10887587076683 | MATRIXMANDIBLE 1.5MM DRILL BIT J-LATCH W/ 14MM STOP/50MM | CMF | EA
SD03.503.416 | 10887587076690 | MATRIXMANDIBLE 1.5MM DRILL BIT J-LATCH W/ 16MM STOP/50MM | CMF | EA
SD03.503.418 | 10887587076706 | MATRIXMANDIBLE 1.5MM DRILL BIT J-LATCH W/ 18MM STOP/50MM | CMF | EA
SD03.503.420 | 10887587076713 | MATRIXMANDIBLE 1.5MM DRILL BIT J-LATCH W/ 20MM STOP/50MM | CMF | EA
SD03.503.422 | 10887587076720 | MATRIXMANDIBLE 1.5MM DRILL BIT J-LATCH W/ 22MM STOP/50MM | CMF | EA
SD03.503.704 | 10887587076737 | 1.5MM TROCAR DRILL BIT J-LATCH W/ 4MM STOP/100MM | CMF | EA
SD03.503.706 | 10887587076744 | 1.5MM TROCAR DRILL BIT J-LATCH W/ 6MM STOP/100MM | CMF | EA
SD03.503.708 | 10887587076751 | 1.5MM TROCAR DRILL BIT J-LATCH W/ 8MM STOP/100MM | CMF | EA
SD03.503.710 | 10887587076768 | 1.5MM TROCAR DRILL BIT J-LATCH W/ 10MM STOP/100MM | CMF | EA
SD03.503.712 | 10887587076775 | 1.5MM TROCAR DRILL BIT J-LATCH W/ 12MM STOP/100MM | CMF | EA
SD03.503.714 | 10887587076782 | 1.5MM TROCAR DRILL BIT J-LATCH W/ 14MM STOP/100MM | CMF | EA
SD03.503.716 | 10887587076799 | 1.5MM TROCAR DRILL BIT J-LATCH W/ 16MM STOP/100MM | CMF | EA
SD03.503.718 | 10887587076805 | 1.5MM TROCAR DRILL BIT J-LATCH W/ 18MM STOP/100MM | CMF | EA
SD03.503.720 | 10887587076812 | 1.5MM TROCAR DRILL BIT J-LATCH W/ 20MM STOP/100MM | CMF | EA
SD03.503.722 | 10887587076829 | 1.5MM TROCAR DRILL BIT J-LATCH W/ 22MM STOP/100MM | CMF | EA
SD397.213 | 10887587075983 | 2.0 POINTED CANNULA AND OBTURATOR | CMF | EA
SD397.214 | 10887587075990 | 2.4 POINTED CANNULA AND OBTURATOR | CMF | EA
SD900.312 | 05420060353123 | ANATOMICAL MODEL GRAFT SITE, WHITE | CMF | EA
SD900.338 | 05420060353383 | PLANNED MODEL MAXILLA - CRANIUM, WHITE | CMF | EA
690.669 | 10887587060484 | LID/FOR CURVILINEAR DISTRACTOR SYSTEM GRAPHIC CASE | CMF | EA
SD03.501.003 | 10887587076638 | UPRIGHT RIB PLATE CLAMP CALIBRATED | CMF | EA
SD980.113 | 05420060351136 | TRUMATCH MIDFACE/MANDIBLE TI 3D PRINTED IMPL/ORBIT THIN | CMF | EA
04.503.219 | 10887587076003 | TI MATRIXMIDFACE ADAPTION PL 24 HOLES 0.5MM FOR 1.3MM SCREW | CMF | EA
04.503.220 | 10887587076010 | TI MATRIXMIDFACE ORBIT RIM PL 9 HOLES 0.5MM FOR 1.3MM SCREW | CMF | EA
04.503.221 | 10887587076027 | TI MATRIXMIDFACE ADAPTION PL 8 HOLES 0.5MM FOR 1.3MM SCREW | CMF | EA
04.503.423.01 | 10887587075846 | 2.4MM TI MATRIXMANDIBLE SCREW SELF-TAPPING 20MM | CMF | EA
04.503.424.01 | 10887587075853 | 2.4MM TI MATRIXMANDIBLE SCREW SELF-TAPPING 22MM | CMF | EA
04.503.425.01 | 10887587075860 | 2.4MM TI MATRIXMANDIBLE SCREW SELF-TAPPING 24MM | CMF | EA
04.503.426.01 | 10887587075877 | 2.4MM TI MATRIXMANDIBLE SCREW SELF-TAPPING 26MM | CMF | EA
04.503.427.01 | 10887587075884 | 2.4MM TI MATRIXMANDIBLE SCREW SELF-TAPPING 28MM | CMF | EA
04.503.428.01 | 10887587075891 | 2.4MM TI MATRIXMANDIBLE SCREW SELF-TAPPING 30MM | CMF | EA
04.503.429.01 | 10887587075907 | 2.4MM TI MATRIXMANDIBLE SCREW SELF-TAPPING 32MM | CMF | EA
04.503.430.01 | 10887587075914 | 2.4MM TI MATRIXMANDIBLE SCREW SELF-TAPPING 34MM | CMF | EA
04.503.431.01 | 10887587075921 | 2.4MM TI MATRIXMANDIBLE SCREW SELF-TAPPING 36MM | CMF | EA
04.503.432.01 | 10887587075938 | 2.4MM TI MATRIXMANDIBLE SCREW SELF-TAPPING 38MM | CMF | EA
04.503.433.01 | 10887587075945 | 2.4MM TI MATRIXMANDIBLE SCREW SELF-TAPPING 40MM | CMF | EA
04.503.943.01 | 10887587076034 | 1.3MM TI MATRIXMIDFACE SCREW SELF-DRILLING 3MM | CMF | EA
04.503.944.01 | 10887587076041 | 1.3MM TI MATRIXMIDFACE SCREW SELF-DRILLING 4MM | CMF | EA
04.503.945.01 | 10887587076058 | 1.3MM TI MATRIXMIDFACE SCREW SELF-DRILLING 5MM | CMF | EA
04.503.946.01 | 10887587076065 | 1.3MM TI MATRIXMIDFACE SCREW SELF-DRILLING 6MM | CMF | EA
04.503.953.01 | 10887587076072 | 1.3MM TI MATRIXMIDFACE SCREW SELF-TAPPING 3MM | CMF | EA
04.503.953.05 | 20887587076406 | 1.3MM TI MATRIXMIDFACE SCREW SELF-TAPPING 3MM | CMF | P5
04.503.954.01 | 10887587076089 | 1.3MM TI MATRIXMIDFACE SCREW SELF-TAPPING 4MM | CMF | EA
04.503.954.05 | 20887587076413 | 1.3MM TI MATRIXMIDFACE SCREW SELF-TAPPING 4MM | CMF | P5
04.503.955.01 | 10887587076096 | 1.3MM TI MATRIXMIDFACE SCREW SELF-TAPPING 5MM | CMF | EA
04.503.955.05 | 20887587076420 | 1.3MM TI MATRIXMIDFACE SCREW SELF-TAPPING 5MM | CMF | P5
04.503.956.01 | 10887587076102 | 1.3MM TI MATRIXMIDFACE SCREW SELF-TAPPING 6MM | CMF | EA
04.503.956.05 | 20887587076437 | 1.3MM TI MATRIXMIDFACE SCREW SELF-TAPPING 6MM | CMF | P5
04.503.958.01 | 10887587076119 | 1.3MM TI MATRIXMIDFACE SCREW SELF-TAPPING 8MM | CMF | EA
04.503.958.05 | 20887587076444 | 1.3MM TI MATRIXMIDFACE SCREW SELF-TAPPING 8MM | CMF | P5
04.503.960.01 | 10887587076126 | 1.3MM TI MATRIXMIDFACE SCREW SELF-TAPPING 10MM | CMF | EA
04.503.960.05 | 20887587076451 | 1.3MM TI MATRIXMIDFACE SCREW SELF-TAPPING 10MM | CMF | P5
04.503.962.01 | 10887587076133 | 1.3MM TI MATRIXMIDFACE SCREW SELF-TAPPING 12MM | CMF | EA
04.503.962.05 | 20887587076468 | 1.3MM TI MATRIXMIDFACE SCREW SELF-TAPPING 12MM | CMF | P5
04.503.973.01 | 10887587076140 | 1.7MM TI MATRIXMIDFACE EMERGENCY SCREW 3MM | CMF | EA
04.503.974.01 | 10887587076157 | 1.7MM TI MATRIXMIDFACE EMERGENCY SCREW 4MM | CMF | EA
04.503.975.01 | 10887587076164 | 1.7MM TI MATRIXMIDFACE EMERGENCY SCREW 5MM | CMF | EA
04.503.976.01 | 10887587076171 | 1.7MM TI MATRIXMIDFACE EMERGENCY SCREW 6MM | CMF | EA
04.503.978.01 | 10887587076188 | 1.7MM TI MATRIXMIDFACE EMERGENCY SCREW 8MM | CMF | EA
04.503.980.01 | 10887587076195 | 1.7MM TI MATRIXMIDFACE EMERGENCY SCREW 10MM | CMF | EA
04.503.982.01 | 10887587076201 | 1.7MM TI MATRIXMIDFACE EMERGENCY SCREW 12MM | CMF | EA
03.315.013 | 10887587072562 | PATIENT ACTIVATION INSTRUMENT FOR CMF DISTRACTOR | CMF | EA
03.315.700 | 10887587073590 | 1.0MM/1.3MM SCRWDRIVER BLADE FOR RAISED HD SCRW/HEX CO/86MM | CMF | EA
03.315.701 | 10887587073606 | 1.5MM/2.0MM SCRWDRIVER BLADE FOR RAISED HD SCRW/HEX CO/86MM | CMF | EA
04.315.744.01 | 10887587072180 | 1.3MM TI RAISED HEAD SCREW SELF-DRILLING/PLUSDRIVEÂ®/4MM | CMF | EA
04.315.746.01 | 10887587072197 | 1.3MM TI RAISED HEAD SCREW SELF-DRILLING/PLUSDRIVEÂ®/6MM | CMF | EA
04.315.748.01 | 10887587072203 | 1.3MM TI RAISED HEAD SCREW SELF-TAPPING/PLUSDRIVEÂ®/8MM | CMF | EA
04.315.750.01 | 10887587072210 | 1.3MM TI RAISED HEAD SCREW SELF-TAPPING/PLUSDRIVEÂ®/10MM | CMF | EA
04.315.752.01 | 10887587072227 | 1.3MM TI RAISED HEAD SCREW SELF-TAPPING/PLUSDRIVEÂ®/12MM | CMF | EA
04.315.764.01 | 10887587072111 | 1.7MM TI RAISED HEAD EMERG SCR SELF-TAPPING/PLUSDRIVEÂ®/4MM | CMF | EA
04.315.766.01 | 10887587072135 | 1.7MM TI RAISED HEAD EMERG SCR SELF-TAPPING/PLUSDRIVEÂ®/6MM | CMF | EA
04.315.768.01 | 10887587072319 | 1.7MM TI RAISED HEAD EMERG SCR SELF-TAPPING/PLUSDRIVEÂ®/8MM | CMF | EA
04.315.770.01 | 10887587072333 | 1.7MM TI RAISED HEAD EMERG SCR SELF-TAPPING/PLUSDRIVEÂ®/10MM | CMF | EA
04.315.772.01 | 10887587072357 | 1.7MM TI RAISED HEAD EMERG SCR SELF-TAPPING/PLUSDRIVEÂ®/12MM | CMF | EA
04.315.784.01 | 10887587072388 | 1.5MM TI RAISED HEAD SCREW SELF-DRILLING/PLUSDRIVEÂ®/4MM | CMF | EA
04.315.786.01 | 10887587072395 | 1.5MM TI RAISED HEAD SCREW SELF-DRILLING/PLUSDRIVEÂ®/6MM | CMF | EA
04.315.788.01 | 10887587072401 | 1.5MM TI RAISED HEAD SCREW SELF-DRILLING/PLUSDRIVEÂ®/8MM | CMF | EA
04.315.790.01 | 10887587072418 | 1.5MM TI RAISED HEAD SCREW SELF-TAPPING/PLUSDRIVEÂ®/10MM | CMF | EA
04.315.792.01 | 10887587072425 | 1.5MM TI RAISED HEAD SCREW SELF-TAPPING/PLUSDRIVEÂ®/12MM | CMF | EA
04.315.804.01 | 10887587072517 | 2.0MM TI RAISED HEAD EMERG SCR SELF-TAPPING/PLUSDRIVEÂ®/4MM | CMF | EA
04.315.806.01 | 10887587072524 | 2.0MM TI RAISED HEAD EMERG SCR SELF-TAPPING/PLUSDRIVEÂ®/6MM | CMF | EA
04.315.808.01 | 10887587072531 | 2.0MM TI RAISED HEAD EMERG SCR SELF-TAPPING/PLUSDRIVEÂ®/8MM | CMF | EA
04.315.810.01 | 10887587072548 | 2.0MM TI RAISED HEAD EMERG SCR SELF-TAPPING/PLUSDRIVEÂ®/10MM | CMF | EA
04.315.812.01 | 10887587072555 | 2.0MM TI RAISED HEAD EMERG SCR SELF-TAPPING/PLUSDRIVEÂ®/12MM | CMF | EA
04.315.824.01 | 10887587071817 | 2.0MM TI RAISED HEAD SCREW SELF-DRILLING/PLUSDRIVEÂ®/4MM | CMF | EA
04.315.826.01 | 10887587071824 | 2.0MM TI RAISED HEAD SCREW SELF-DRILLING/PLUSDRIVEÂ®/6MM | CMF | EA
04.315.828.01 | 10887587071831 | 2.0MM TI RAISED HEAD SCREW SELF-DRILLING/PLUSDRIVEÂ®/8MM | CMF | EA
04.315.830.01 | 10887587071848 | 2.0MM TI RAISED HEAD SCREW SELF-TAPPING/PLUSDRIVEÂ®/10MM | CMF | EA
04.315.832.01 | 10887587071855 | 2.0MM TI RAISED HEAD SCREW SELF-TAPPING/PLUSDRIVEÂ®/12MM | CMF | EA
04.315.845.01 | 10887587073637 | 2.4MM TI RAISED HEAD EMERG SCR SELF-TAPPING/PLUSDRIVEÂ®/ 5MM | CMF | EA
04.315.846.01 | 10887587071923 | 2.4MM TI RAISED HEAD EMERG SCR SELF-TAPPING/PLUSDRIVEÂ®/6MM | CMF | EA
04.315.848.01 | 10887587071930 | 2.4MM TI RAISED HEAD EMERG SCR SELF-TAPPING/PLUSDRIVEÂ®/8MM | CMF | EA
04.315.850.01 | 10887587071947 | 2.4MM TI RAISED HEAD EMERG SCR SELF-TAPPING/PLUSDRIVEÂ®/10MM | CMF | EA
04.315.852.01 | 10887587071954 | 2.4MM TI RAISED HEAD EMERG SCR SELF-TAPPING/PLUSDRIVEÂ®/12MM | CMF | EA
03.000.500 | 00856482008061 | DD - MATRIXPRO II HEX COLLET | CMF | EA
03.000.501 | 00856482008078 | DD - MATRIXPRO II J LATCH COLLET | CMF | EA
03.000.502 | 00856482008085 | DD - MATRIXPRO II 90 DEGREE COLLET / SHORT | CMF | EA
03.000.503 | 00856482008092 | DD - MATRIXPRO II 90 DEGREE COLLET / LONG | CMF | EA
05.000.030 | 00856482008023 | MATRIXPRO II DRIVER | CMF | EA
05.000.031S | 00856482008030 | DD - MATRIXPRO II BATTERY SINGLE USE - STERILE | CMF | EA
60.000.015 | 00856482008108 | DD - MATRIXPRO II GRAPHIC CASE | CMF | EA
SD03.501.031 | 10887587075952 | RIB PLATE HOLDING FORCEPS LARGE, SPANNING | CMF | EA
05.000.030LN | 00856482008269 | DD-MATRIXPRO II DRIVER LOANER | CMF | EA
04.315.704.01 | 10887587071992 | 1.0MM TI RAISED HEAD SCREW SELF-TAPPING/PLUSDRIVEÂ®/4MM | CMF | EA
04.315.704.05 | 20887587072484 | 1.0MM TI RAISED HEAD SCREW SELF-TAPPING/PLUSDRIVEÂ®/4MM | CMF | P5
04.315.706.01 | 10887587072005 | 1.0MM TI RAISED HEAD SCREW SELF-TAPPING/PLUSDRIVEÂ®/6MM | CMF | EA
04.315.706.05 | 20887587072491 | 1.0MM TI RAISED HEAD SCREW SELF-TAPPING/PLUSDRIVEÂ®/6MM | CMF | P5
04.315.708.01 | 10887587072012 | 1.0MM TI RAISED HEAD SCREW SELF-TAPPING/PLUSDRIVEÂ®/8MM | CMF | EA
04.315.708.05 | 20887587072507 | 1.0MM TI RAISED HEAD SCREW SELF-TAPPING/PLUSDRIVEÂ®/8MM | CMF | P5
04.315.724.01 | 10887587072234 | 1.2MM TI RAISED HEAD EMERG SCR SELF-TAPPING/PLUSDRIVEÂ®/4MM | CMF | EA
04.315.724.05 | 20887587072040 | 1.2MM TI RAISED HEAD EMERG SCR PLUSDRIVEÂ®/4MM | CMF | P5
04.315.726.01 | 10887587072241 | 1.2MM TI RAISED HEAD EMERG SCR SELF-TAPPING/PLUSDRIVEÂ®/6MM | CMF | EA
04.315.726.05 | 20887587072064 | 1.2MM TI RAISED HEAD EMERG SCR SELF-TAPPING/PLUSDRIVEÂ®/6MM | CMF | P5
04.315.728.01 | 10887587072258 | 1.2MM TI RAISED HEAD EMERG SCR SELF-TAPPING/PLUSDRIVEÂ®/8MM | CMF | EA
04.315.728.05 | 20887587072095 | 1.2MM TI RAISED HEAD EMERG SCR SELF-TAPPING/PLUSDRIVEÂ®/8MM | CMF | P5
04.315.744.05 | 20887587072262 | 1.3MM TI RAISED HEAD SCREW SELF-DRILLING/PLUSDRIVEÂ®/4MM | CMF | P5
04.315.746.05 | 20887587072279 | 1.3MM TI RAISED HEAD SCREW SELF-DRILLING/PLUSDRIVEÂ®/6MM | CMF | P5
04.315.748.05 | 20887587072286 | 1.3MM TI RAISED HEAD SCREW SELF-TAPPING/PLUSDRIVEÂ®/8MM | CMF | P5
04.315.750.05 | 20887587072293 | 1.3MM TI RAISED HEAD SCREW SELF-TAPPING/PLUSDRIVEÂ®/10MM | CMF | P5
04.315.752.05 | 20887587071982 | 1.3MM TI RAISED HEAD SCREW SELF-TAPPING/PLUSDRIVEÂ®/12MM | CMF | P5
04.315.764.05 | 20887587072439 | 1.7MM TI RAISED HEAD EMERG SCR PLUSDRIVEÂ®/4MM | CMF | P5
04.315.766.05 | 20887587072446 | 1.7MM TI RAISED HEAD EMERG SCR SELF-TAPPING/PLUSDRIVEÂ®/6MM | CMF | P5
04.315.768.05 | 20887587072453 | 1.7MM TI RAISED HEAD EMERG SCR SELF-TAPPING/PLUSDRIVEÂ®/8MM | CMF | P5
04.315.770.05 | 20887587072460 | 1.7MM TI RAISED HEAD EMERG SCR SELF-TAPPING/PLUSDRIVEÂ®/10MM | CMF | P5
04.315.772.05 | 20887587072477 | 1.7MM TI RAISED HEAD EMERG SCR SELF-TAPPING/PLUSDRIVEÂ®/12MM | CMF | P5
04.315.784.05 | 20887587072026 | 1.5MM TI RAISED HEAD SCREW SELF-DRILLING/PLUSDRIVEÂ®/4MM | CMF | P5
04.315.786.05 | 20887587072033 | 1.5MM TI RAISED HEAD SCREW SELF-DRILLING/PLUSDRIVEÂ®/6MM | CMF | P5
04.315.788.05 | 20887587072057 | 1.5MM TI RAISED HEAD SCREW SELF-DRILLING/PLUSDRIVEÂ®/8MM | CMF | P5
04.315.790.05 | 20887587072071 | 1.5MM TI RAISED HEAD SCREW SELF-TAPPING/PLUSDRIVEÂ®/10MM | CMF | P5
04.315.792.05 | 20887587072088 | 1.5MM TI RAISED HEAD SCREW SELF-TAPPING/PLUSDRIVEÂ®/12MM | CMF | P5
04.315.804.05 | 20887587072101 | 2.0MM TI RAISED HEAD EMERG SCR PLUSDRIVEÂ®/4MM | CMF | P5
04.315.806.05 | 20887587072125 | 2.0MM TI RAISED HEAD EMERG SCR PLUSDRIVEÂ®/6MM | CMF | P5
04.315.808.05 | 20887587072309 | 2.0MM TI RAISED HEAD EMERG SCR PLUSDRIVEÂ®/8MM | CMF | P5
04.315.810.05 | 20887587072323 | 2.0MM TI RAISED HEAD EMERG SCR PLUSDRIVEÂ®/10MM | CMF | P5
04.315.812.05 | 20887587072347 | 2.0MM TI RAISED HEAD EMERG SCR PLUSDRIVEÂ®/12MM | CMF | P5
04.315.824.05 | 20887587071869 | 2.0MM TI RAISED HEAD SCREW SELF-DRILLING/PLUSDRIVEÂ®/4MM | CMF | P5
04.315.826.05 | 20887587071876 | 2.0MM TI RAISED HEAD SCREW SELF-DRILLING/PLUSDRIVEÂ®/6MM | CMF | P5
04.315.828.05 | 20887587071883 | 2.0MM TI RAISED HEAD SCREW SELF-DRILLING/PLUSDRIVEÂ®/8MM | CMF | P5
04.315.830.05 | 20887587071890 | 2.0MM TI RAISED HEAD SCREW SELF-TAPPING/PLUSDRIVEÂ®/10MM | CMF | P5
04.315.832.05 | 20887587071906 | 2.0MM TI RAISED HEAD SCREW SELF-TAPPING/PLUSDRIVEÂ®/12MM | CMF | P5
04.315.845.05 | 20887587073627 | 2.4MM TI RAISED HEAD EMERG SCR PLUSDRIVEÂ®/ 5MM | CMF | P5
04.315.846.05 | 20887587072149 | 2.4MM TI RAISED HEAD EMERG SCR PLUSDRIVEÂ®/6MM | CMF | P5
04.315.848.05 | 20887587072156 | 2.4MM TI RAISED HEAD EMERG SCR PLUSDRIVEÂ®/8MM | CMF | P5
04.315.850.05 | 20887587072163 | 2.4MM TI RAISED HEAD EMERG SCR PLUSDRIVEÂ®/10MM | CMF | P5
04.315.852.05 | 20887587072170 | 2.4MM TI RAISED HEAD EMERG SCR PLUSDRIVEÂ®/12MM | CMF | P5
304.110W | 10887587030296 | SCREW LENGTH MARKER FOR 10MM SELF-DRILLING SCREWS | CMF | EA
304.112W | 10887587030326 | SCREW LENGTH MARKER FOR 12MM SELF-DRILLING SCREWS | CMF | EA
304.114W | 10887587030357 | SCREW LENGTH MARKER FOR 14MM SELF-DRILLING SCREWS | CMF | EA
304.116W | 10887587030388 | SCREW LENGTH MARKER FOR 16MM SELF-DRILLING SCREWS | CMF | EA
304.118W | 10887587030418 | SCREW LENGTH MARKER FOR 18MM SELF-DRILLING SCREWS | CMF | EA
304.120W | 10887587030449 | SCREW LENGTH MARKER FOR 20MM SELF-DRILLING SCREWS | CMF | EA
03.501.032 | 10887587010632 | MATRIXRIB IM SPLINT DRIVER | CMF | EA
03.501.033 | 10887587010649 | 2.2MM THREADED DRILL GUIDE FOR MATRIXRIB LOCKING PLATES | CMF | EA
03.501.055 | 10887587010724 | 5.5MM DRILL GUIDE FOR MATRIXRIB IM SPLINTS | CMF | EA
03.501.066 | 10887587010779 | MALLET-200G | CMF | EA
03.501.072 | 10887587010809 | BENDING TEMPLATE FOR MATRIXRIB LOCKING PLATES | CMF | EA
03.501.065 | 10887587010762 | CALIPER | CMF | EA
03.501.071 | 10887587010793 | MATRIXRIB PLATE HLDG FORCEPS SMALL | CMF | EA
03.501.030 | 10887587010618 | MATRIXRIB PLATE HLDG FORCEPS SMALL W/BALL TIPS | CMF | EA
03.501.031 | 10887587010625 | MATRIXRIB PLATE HLDG FORCEPS LARGE W/BALL TIPS | CMF | EA
03.501.036 | 10887587010656 | 2.2MM DRILL BIT STRYKER J-LATCH/WITH 6MM STOP/135MM | CMF | EA
03.501.038 | 10887587010663 | 2.2MM DRILL BIT STRYKER J-LATCH/WITH 8MM STOP/135MM | CMF | EA
03.501.040 | 10887587010670 | 2.2MM DRILL BIT STRYKER J-LATCH/WITH 10MM STOP/135MM | CMF | EA
03.501.061 | 10887587010748 | MATRIXRIB IM SPLINT TEMPLATE SMALL | CMF | EA
03.501.042 | 10887587010687 | 2.2MM DRILL BIT STRYKER J-LATCH/WITH 12MM STOP/135MM | CMF | EA
03.501.044 | 10887587010694 | 2.2MM DRILL BIT STRYKER J-LATCH/WITH 14MM STOP/135MM | CMF | EA
03.501.062 | 10887587010755 | MATRIXRIB IM SPLINT TEMPLATE MEDIUM | CMF | EA
03.501.046 | 10887587010700 | 2.2MM DRILL BIT STRYKER J-LATCH/WITH 16MM STOP/135MM | CMF | EA
03.501.048 | 10887587010717 | 2.2MM DRILL BIT STRYKER J-LATCH/WITH 18MM STOP/135MM | CMF | EA
03.501.070 | 10887587010786 | 5.5MM DRILL BIT W/STOP STRYKER J-LATCH/125MM | CMF | EA
60.501.001 | 10887587057514 | GRAPHIC CASE WITH LID FOR MATRIXRIB FIXATION SYSTEM | CMF | EA
SD310.019 | 10887587001760 | 1.5MM DRILL BIT J-LATCH 16MM STOP/125MM | CMF | EA
03.500.030 | 10887587010410 | BENDING TEMPLATE F/CURVILINEAR DISTRACTOR R30/RIGHT | CMF | EA
03.500.040 | 10887587010434 | BENDING TEMPLATE F/CURVILINEAR DISTRACTOR R40/RIGHT | CMF | EA
03.500.050 | 10887587010458 | BENDING TEMPLATE F/CURVILINEAR DISTRACTOR R50/RIGHT | CMF | EA
03.500.070 | 10887587010472 | BENDING TEMPLATE F/CURVILINEAR DISTRACTOR R70/RIGHT | CMF | EA
03.500.100 | 10887587010496 | BENDING TEMPLATE F/CURVILINEAR DISTRACTOR R100/RIGHT | CMF | EA
03.500.018 | 10887587010380 | BENDING TEMPLATE F/CURVILINEAR DISTRACTOR/STRAIGHT | CMF | EA
60.501.601 | 10887587057637 | GRAPHIC CASE FOR TI STERNAL FIXATION SYSTEM/COMBO | CMF | EA
60.511.003 | 10887587058023 | MANDIBLE GENERIC MODULE FOR MATRIXORTHOGNATHIC SYSTEM | CMF | EA
60.511.004 | 10887587058030 | MANDIBLE MODULE LID FOR MATRIXORTHOGNATHIC SYSTEM | CMF | EA
314.696 | 10887587037776 | 2.0MM CRUCIFORM BLD SLF-RETAIN CENTER PIN F/RESORB SCREW/HEX | CMF | EA
SD313.272 | 10887587002224 | MATRIXMANDIBLE SCREWDRIVER BLD MQC/SELF-RETAINING/110MM | CMF | EA
SD313.271 | 10887587002217 | MATRIXMIDFACE SCREWDRIVER BLD MQC/SELF-RETAINING/76MM | CMF | EA
04.503.830 | 10887587023182 | TI MATRIXMANDIBLE SUBCONDYLAR PLATE LAMBDA/RIGHT/1.0MM THICK | CMF | EA
04.503.831 | 10887587023199 | TI MATRIXMANDIBLE SUBCONDYLAR PLATE LAMBDA/LEFT/1.0MM THICK | CMF | EA
04.503.832 | 10887587023205 | TI MATRIXMANDIBLE SUBCONDYLAR PLATE STRUT/RIGHT/1.0MM THICK | CMF | EA
60.449.007 | 10887587057453 | LABEL SHEET-CONDYLAR ADD-ON SYSTEM-MATRIXMANDIBLE | CMF | EA
04.503.833 | 10887587023212 | TI MATRIXMANDIBLE SUBCONDYLAR PLATE STRUT/LEFT/1.0MM THICK | CMF | EA
04.503.834 | 10887587023229 | TI MATRIXMANDIBLE SUBCONDYLAR PLATE TRAPEZOIDAL 1.0MM THICK | CMF | EA
306.778 | 10887587034614 | MATRIX AUX MODULE/MEDIUM MANDIBLE/MIDFACE/ORTHOGNATHIC | CMF | EA
306.752 | 10887587034423 | IMF SCREW MODULE/MINI MATRIXMANDIBLE SYSTEM | CMF | EA
306.787 | 10887587034690 | MATRIX AUX INSERT TRAY/SMALL MANDIBLE/MIDFACE/ORTHOGNATHIC | CMF | EA
306.786 | 10887587034683 | MATRIX AUX INSERT TRAY/MED MANDIBLE/MIDFACE/ORTHOGNATHIC | CMF | EA
306.712 | 10887587034157 | INSERT TRAY F/TROCAR INSTR FOR MATRIXMANDIBLE SYSTEM | CMF | EA
60.503.901 | 10887587057903 | LID FOR MATRIXMANDIBLE PREFORMED RECON MODULE | CMF | EA
60.503.900 | 10887587057897 | MODULE FOR MATRIXMANDIBLE PREFORMED RECON PLATES/INSTR | CMF | EA
306.713 | 10887587034164 | INSERT TRAY F/BENDING INSTR FOR MATRIXMANDIBLE SYSTEM | CMF | EA
306.714 | 10887587034171 | INSERT TRAY F/BENDING PLIERS FOR MATRIXMANDIBLE SYSTEM | CMF | EA
SD391.100 | 10887587002804 | DIAMOND-COATED FILE HEX COUPLING | CMF | EA
SD449.010 | 10887587004457 | Ã2.5MM/Ã4.0MM TI SCHANZ SCREW W/12MM THREAD LENGTH | CMF | EA
SD397.002 | 10887587002842 | MATRIXMANDIBLE DRILL GUIDE | CMF | EA
460.100.01S | 10887587055305 | TI CRANIAL FLAP TUBE CLAMP 11MM DIA-STERILE | CMF | EA
460.107.01S | 10887587055329 | TI CRANIAL FLAP TUBE CLAMP TEXTURED 11MM DIA-STERILE | CMF | EA
460.100 | 10887587055299 | TI CRANIAL FLAP TUBE CLAMP 11MM DIA | CMF | EA
460.107 | 10887587055312 | TI CRANIAL FLAP TUBE CLAMP TEXTURED 11MM DIA | CMF | EA
SD398.985 | 10887587003108 | BONE REDUCTION FORCEPS - LARGE STRAIGHT TIPS | CMF | EA
SD329.102 | 10887587002606 | ADULT/ADOLESCENT MODEL FULL SKULL & CERVICAL SPINE | CMF | EA
SD312.159 | 10887587002040 | 1.8/2.4MM THREADED DRILL GUIDE FOR BASIC TROCAR SYSTEM - 68MM | CMF | EA
SD397.207 | 10887587002873 | CANNULA AND OBTURATOR FOR BASIC TROCAR SYSTEM - 73MM | CMF | EA
04.503.398 | 10887587020419 | TI MATRIXMIDFACE ADAPTION PLATE/6 HOLES/0.8MM THICK | CMF | EA
04.503.399 | 10887587020426 | TI MATRIXMIDFACE ADAPTION PLATE/8 HOLES/0.8MM THICK | CMF | EA
SD398.066 | 10887587003023 | PLATE HOLDING FORCEPS W/BALL FOR MATRIXMANDIBLE PLATES | CMF | EA
SD310.041 | 10887587001845 | 1.5MM DRILL BIT W/32MM STRYKER COUPLING/57MM | CMF | EA
05.001.400.98 | 10887587025735 | CONSOLE FOR PIEZOELECTRIC SYSTEM | CMF | EA
05.001.401.98 | 10887587025766 | HAND PIECE FOR PIEZOELECTRIC SYSTEM | CMF | EA
05.001.402.98 | 10887587025797 | FOOT PEDAL FOR PIEZOELECTRIC SYSTEM | CMF | EA
05.001.403.98 | 10887587025827 | TORQUE WRENCH FOR PIEZOELECTRIC SYSTEM | CMF | EA
SD300.102 | 10887587001586 | MATRIX IN-PLANE PLATE BENDER FOR 0.7MM THICK PLATES | CMF | EA
SD300.103 | 10887587001593 | MATRIX IN-PLANE PLATE BENDER FOR 0.4MM & 0.5MM THICK PLATES | CMF | EA
SD300.104 | 10887587001609 | MATRIXMANDIBLE PLATE BENDING IRON-LEFT | CMF | EA
SD300.105 | 10887587001616 | MATRIXMANDIBLE PLATE BENDING IRON-RIGHT | CMF | EA
XM106.1625S | 00812337020299 | DD-XCM BIOLOGIC TISSUE MATRIX 16CM X 25CM/THICK-STERILE | CMF | EA
XM106.2020S | 00812337020305 | DD-XCM BIOLOGIC TISSUE MATRIX 20CM X 20CM/THICK-STERILE | CMF | EA
XM106.2025S | 00812337020312 | DD-XCM BIOLOGIC TISSUE MATRIX 20CM X 25CM/THICK-STERILE | CMF | EA
XM106.2030S | 00812337020329 | DD-XCM BIOLOGIC TISSUE MATRIX 20CM X 30CM/THICK-STERILE | CMF | EA
1209 | 10887587027296 | PEN DRIVE CLEANING CHART J9576 | CMF | EA
SD317.073 | 10887587002446 | 1.4MM TROCAR DRILL BIT CALIBRATED/100MM/QC | CMF | EA
SD300.006 | 10887587001517 | DEPTH GAUGE MATRIX MANDIBLE | CMF | EA
SD317.879 | 10887587002538 | MATRIXMANDIBLE 1.8MM DRILL BIT J-LATCH/50MM | CMF | EA
05.001.178.01S | 10887587025605 | IRRIGATION TUBE SET SINGLE PACK- STERILE | CMF | EA
03.501.080 | 10887587010847 | APPLICATION INSTRUMENT FOR STERNAL ZIPFIX | CMF | EA
SD398.909 | 10887587003085 | MATRIX RIB FORCEPS 90 DEGREE BALL TYPE | CMF | EA
SD398.910 | 10887587003092 | MATRIX RIB FORCEPS WITH BALL AND FLAT BOTTOM | CMF | EA
04.511.224.01 | 10887587023595 | 1.85MM TI MATRIX SCREW SELF-DRILLING/4MM | CMF | EA
04.511.225.01 | 10887587023618 | 1.85MM TI MATRIX SCREW SELF-DRILLING/5MM | CMF | EA
04.511.226.01 | 10887587023632 | 1.85MM TI MATRIX SCREW SELF-DRILLING/6MM | CMF | EA
04.511.228.01 | 10887587023656 | 1.85MM TI MATRIX SCREW SELF-DRILLING/8MM | CMF | EA
04.511.224.05 | 20887587023608 | 1.85MM TI MATRIX SCREW SELF-DRILLING/4MM | CMF | P5
04.511.225.05 | 20887587023622 | 1.85MM TI MATRIX SCREW SELF-DRILLING/5MM | CMF | P5
04.511.226.05 | 20887587023646 | 1.85MM TI MATRIX SCREW SELF-DRILLING/6MM | CMF | P5
04.511.228.05 | 20887587023660 | 1.85MM TI MATRIX SCREW SELF-DRILLING/8MM | CMF | P5
04.511.204.05 | 20887587023424 | 1.85MM TI MATRIX SCREW SELF-TAPPING/4MM | CMF | P5
04.511.205.05 | 20887587023448 | 1.85MM TI MATRIX SCREW SELF-TAPPING/5MM | CMF | P5
04.511.206.05 | 20887587023462 | 1.85MM TI MATRIX SCREW SELF-TAPPING/6MM | CMF | P5
04.511.234.05 | 20887587023684 | 2.1MM TI MATRIX SCREW SELF-TAPPING/4MM | CMF | P5
04.511.235.05 | 20887587023707 | 2.1MM TI MATRIX SCREW SELF-TAPPING/5MM | CMF | P5
04.511.236.05 | 20887587023721 | 2.1MM TI MATRIX SCREW SELF-TAPPING/6MM | CMF | P5
04.511.208.05 | 20887587023486 | 1.85MM TI MATRIX SCREW SELF-TAPPING/8MM | CMF | P5
04.511.238.05 | 20887587023745 | 2.1MM TI MATRIX SCREW SELF-TAPPING/8MM | CMF | P5
04.511.240.05 | 20887587023769 | 2.1MM TI MATRIX SCREW/COARSE PITCH/SELF-TAPPING/10MM | CMF | P5
04.511.242.05 | 20887587023783 | 2.1MM TI MATRIX SCREW/COARSE PITCH/SELF-TAPPING/12MM | CMF | P5
04.511.244.05 | 20887587023806 | 2.1MM TI MATRIX SCREW/COARSE PITCH/SELF-TAPPING/14MM | CMF | P5
04.511.246.05 | 20887587023820 | 2.1MM TI MATRIX SCREW/COARSE PITCH/SELF-TAPPING/16MM | CMF | P5
04.511.248.05 | 20887587023844 | 2.1MM TI MATRIX SCREW/COARSE PITCH/SELF-TAPPING/18MM | CMF | P5
04.511.210.05 | 20887587023509 | 1.85MM TI MATRIX SCREW/COARSE PITCH/SELF-TAPPING/10MM | CMF | P5
04.511.234.01 | 10887587023670 | 2.1MM TI MATRIX SCREW SELF-TAPPING/4MM | CMF | EA
04.511.235.01 | 10887587023694 | 2.1MM TI MATRIX SCREW SELF-TAPPING/5MM | CMF | EA
04.511.236.01 | 10887587023717 | 2.1MM TI MATRIX SCREW SELF-TAPPING/6MM | CMF | EA
04.511.238.01 | 10887587023731 | 2.1MM TI MATRIX SCREW SELF-TAPPING/8MM | CMF | EA
04.511.240.01 | 10887587023755 | 2.1MM TI MATRIX SCREW/COARSE PITCH/SELF-TAPPING/10MM | CMF | EA
04.511.242.01 | 10887587023779 | 2.1MM TI MATRIX SCREW/COARSE PITCH/SELF-TAPPING/12MM | CMF | EA
04.511.244.01 | 10887587023793 | 2.1MM TI MATRIX SCREW/COARSE PITCH/SELF-TAPPING/14MM | CMF | EA
04.511.246.01 | 10887587023816 | 2.1MM TI MATRIX SCREW/COARSE PITCH/SELF-TAPPING/16MM | CMF | EA
04.511.248.01 | 10887587023830 | 2.1MM TI MATRIX SCREW/COARSE PITCH/SELF-TAPPING/18MM | CMF | EA
04.511.401 | 10887587024332 | TI MATRIX CURVED SAGITTAL SPLIT PLATE/6 HOLES/6MM BAR | CMF | EA
04.511.402 | 10887587024349 | TI MATRIX CURVED SAGITTAL SPLIT PLATE/6 HOLES/8MM BAR | CMF | EA
04.511.403 | 10887587024356 | TI MATRIX CURVED SAGITTAL SPLIT PLATE/6 HOLES/10MM BAR | CMF | EA
04.511.404 | 10887587024363 | TI MATRIX CURVED SAGITTAL SPLIT PLATE/6 HOLES/12MM BAR | CMF | EA
04.511.421 | 10887587024370 | TI MATRIX SAGITTAL SPLIT PLATE STRAIGHT/4 HOLES/6MM BAR | CMF | EA
04.511.422 | 10887587024387 | TI MATRIX SAGITTAL SPLIT PLATE STRAIGHT/4 HOLES/8MM BAR | CMF | EA
04.511.423 | 10887587024394 | TI MATRIX SAGITTAL SPLIT PLATE STRAIGHT/4 HOLES/10MM BAR | CMF | EA
04.511.424 | 10887587024400 | TI MATRIX SAGITTAL SPLIT PLATE STRAIGHT/4 HOLES/12MM BAR | CMF | EA
03.511.360 | 10887587014463 | BENDING TEMPLATE FOR TI MATRIX REVERSIBLE ANATOMIC L-PL/SHORT | CMF | EA
03.511.361 | 10887587014470 | BENDING TEMPLATE FOR TI MATRIX REVERSIBLE ANATOMIC L-PL/MED | CMF | EA
03.511.362 | 10887587014487 | BENDING TEMPLATE FOR TI MATRIX REVERSIBLE ANATOMIC L-PL/LONG | CMF | EA
03.511.363 | 10887587014494 | BENDING TEMPLATE FOR TI MATRIX REVERSIBLE OBLIQUE L-PL/SHORT | CMF | EA
03.511.364 | 10887587014500 | BENDING TEMPLATE FOR TI MATRIX REVERSIBLE OBLIQUE L-PL/MED | CMF | EA
03.511.365 | 10887587014517 | BENDING TEMPLATE FOR TI MATRIX REVERSIBLE OBLIQUE L-PL/LONG | CMF | EA
03.511.366 | 10887587014524 | BENDING TEMPLATE FOR TI MATRIX REVERSIBLE 90 DEG L-PL/SHORT | CMF | EA
03.511.367 | 10887587014531 | BENDING TEMPLATE FOR TI MATRIX REVERSIBLE 90 DEG L-PL/MED | CMF | EA
03.511.368 | 10887587014548 | BENDING TEMPLATE FOR TI MATRIX REVERSIBLE 90 DEG L-PL/LONG | CMF | EA
03.511.369 | 10887587014555 | BENDING TEMPLATE FOR TI MATRIX CURVED SAGITTAL SPLIT PL/6MM | CMF | EA
03.511.370 | 10887587014562 | BENDING TEMPLATE FOR TI MATRIX CURVED SAGITTAL SPLIT PL/8MM | CMF | EA
03.511.371 | 10887587014579 | BENDING TEMPLATE FOR TI MATRIX CURVED SAGITTAL SPLIT PL/10MM | CMF | EA
03.511.372 | 10887587014586 | BENDING TEMPLATE FOR TI MATRIX CURVED SAGITTAL SPLIT PL/12MM | CMF | EA
03.511.373 | 10887587014593 | BENDING TEMPLATE FOR TI MATRIX STRAIGHT SAGITTAL SPLIT PL/6MM | CMF | EA
03.511.374 | 10887587014609 | BENDING TEMPLATE FOR TI MATRIX STRAIGHT SAGITTAL SPLIT PL/8MM | CMF | EA
03.511.375 | 10887587014616 | BENDING TEMPLATE FOR TI MATRIX STRAIGHT SAGITTAL SPLT PL/10MM | CMF | EA
03.511.376 | 10887587014623 | BENDING TEMPLATE FOR TI MATRIX STRAIGHT SAGITTAL SPLT PL/12MM | CMF | EA
03.511.377 | 10887587014630 | BENDING TEMPLATE FOR TI MATRIX SAGITTAL SPLT PL W/SLIDER-33MM | CMF | EA
03.511.378 | 10887587014647 | BENDING TEMPLATE FOR TI MATRIX SAGITTAL SPLT PL W/SLIDER-40MM | CMF | EA
04.511.212.05 | 20887587023523 | 1.85MM TI MATRIX SCREW/COARSE PITCH/SELF-TAPPING/12MM | CMF | P5
04.511.214.05 | 20887587023547 | 1.85MM TI MATRIX SCREW/COARSE PITCH/SELF-TAPPING/14MM | CMF | P5
04.511.216.05 | 20887587023561 | 1.85MM TI MATRIX SCREW/COARSE PITCH/SELF-TAPPING/16MM | CMF | P5
04.511.218.05 | 20887587023585 | 1.85MM TI MATRIX SCREW/COARSE PITCH/SELF-TAPPING/18MM | CMF | P5
04.511.204.01 | 10887587023410 | 1.85MM TI MATRIX SCREW SELF-TAPPING/4MM | CMF | EA
04.511.205.01 | 10887587023434 | 1.85MM TI MATRIX SCREW SELF-TAPPING/5MM | CMF | EA
04.511.206.01 | 10887587023458 | 1.85MM TI MATRIX SCREW SELF-TAPPING/6MM | CMF | EA
04.511.208.01 | 10887587023472 | 1.85MM TI MATRIX SCREW SELF-TAPPING/8MM | CMF | EA
04.511.210.01 | 10887587023496 | 1.85MM TI MATRIX SCREW/COARSE PITCH/SELF-TAPPING/10MM | CMF | EA
04.511.212.01 | 10887587023519 | 1.85MM TI MATRIX SCREW/COARSE PITCH/SELF-TAPPING/12MM | CMF | EA
04.511.214.01 | 10887587023533 | 1.85MM TI MATRIX SCREW/COARSE PITCH/SELF-TAPPING/14MM | CMF | EA
04.511.216.01 | 10887587023557 | 1.85MM TI MATRIX SCREW/COARSE PITCH/SELF-TAPPING/16MM | CMF | EA
04.511.218.01 | 10887587023571 | 1.85MM TI MATRIX SCREW/COARSE PITCH/SELF-TAPPING/18MM | CMF | EA
04.497.001 | 10887587016443 | SLOTTED SCREW F/CONDYLAR HEAD ADD-ON SYS F/MATRIXMANDIBLE | CMF | EA
04.511.381 | 10887587024233 | TI MATRIX PRE-BENT MAXILLARY PLATE/2MM ADVMNT/0.8MM THK/L | CMF | EA
04.511.383 | 10887587024257 | TI MATRIX PRE-BENT MAXILLARY PLATE/4MM ADVMNT/0.8MM THK/L | CMF | EA
04.511.385 | 10887587024271 | TI MATRIX PRE-BENT MAXILLARY PLATE/6MM ADVMNT/0.8MM THK/L | CMF | EA
04.511.387 | 10887587024295 | TI MATRIX PRE-BENT MAXILLARY PLATE/8MM ADVMNT/0.8MM THK/L | CMF | EA
04.511.389 | 10887587024318 | TI MATRIX PRE-BENT MAXILLARY PLATE/10MM ADVMNT/0.8MM THK/L | CMF | EA
04.511.382 | 10887587024240 | TI MATRIX PRE-BENT MAXILLARY PLATE/2MM ADVMNT/0.8MM THK/R | CMF | EA
04.511.384 | 10887587024264 | TI MATRIX PRE-BENT MAXILLARY PLATE/4MM ADVMNT/0.8MM THK/R | CMF | EA
04.511.386 | 10887587024288 | TI MATRIX PRE-BENT MAXILLARY PLATE/6MM ADVMNT/0.8MM THK/R | CMF | EA
04.511.388 | 10887587024301 | TI MATRIX PRE-BENT MAXILLARY PLATE/8MM ADVMNT/0.8MM THK/R | CMF | EA
04.511.390 | 10887587024325 | TI MATRIX PRE-BENT MAXILLARY PLATE/10MM ADVMNT/0.8MM THK/R | CMF | EA
04.511.461 | 10887587024431 | TI MATRIX CHIN PL/DOUBLE BEND 5 HOLES/4MM OFFSET/0.7MM THK | CMF | EA
04.511.462 | 10887587024448 | TI MATRIX CHIN PL/DOUBLE BEND 5 HOLES/6MM OFFSET/0.7MM THK | CMF | EA
04.511.463 | 10887587024455 | TI MATRIX CHIN PL/DOUBLE BEND 5 HOLES/8MM OFFSET/0.7MM THK | CMF | EA
04.511.464 | 10887587024462 | TI MATRIX CHIN PL/DOUBLE BEND 5 HOLES/10MM OFFSET/0.7MM THK | CMF | EA
04.511.444 | 10887587024417 | TI MATRIX SAGITTAL SPLIT PLATE WITH ADJUSTABLE SLIDER/33MM | CMF | EA
04.511.445 | 10887587024424 | TI MATRIX SAGITTAL SPLIT PLATE WITH ADJUSTABLE SLIDER/40MM | CMF | EA
03.511.003 | 10887587014234 | PLATE HOLDER FOR REVERSIBLE MATRIX PLATES | CMF | EA
04.511.344 | 10887587024158 | TI MATRIX ANATOMIC L-PL/3X3 H SHORT/REVERSIBLE/0.7MM THK | CMF | EA
04.511.345 | 10887587024165 | TI MATRIX ANATOMIC L-PL/3X3 H MEDIUM/REVERSIBLE/0.7MM THK | CMF | EA
04.511.346 | 10887587024172 | TI MATRIX ANATOMIC L-PL/3X3 H LONG/REVERSIBLE/0.7MM THK | CMF | EA
04.511.324 | 10887587023977 | TI MATRIX OBLIQUE L-PL/3X3 H SHORT/REVERSIBLE/0.7MM THK | CMF | EA
04.511.325 | 10887587023984 | TI MATRIX OBLIQUE L-PL/3X3 H MEDIUM/REVERSIBLE/0.7MM THK | CMF | EA
04.511.326 | 10887587023991 | TI MATRIX OBLIQUE L-PL/3X3 H LONG/REVERSIBLE/0.7MM THK | CMF | EA
04.511.304 | 10887587023885 | TI MATRIX 90 DEG L-PL/2X2 H SHORT/REVERSIBLE/0.7MM THK | CMF | EA
04.511.305 | 10887587023892 | TI MATRIX 90 DEG L-PL/2X2 H MEDIUM/REVERSIBLE/0.7MM THK | CMF | EA
04.511.306 | 10887587023908 | TI MATRIX 90 DEG L-PL/2X2 H LONG/REVERSIBLE/0.7MM THK | CMF | EA
03.511.004 | 10887587014241 | SCREWDRIVER HANDLE WITH HEX COUPLING/LOCKING - MEDIUM | CMF | EA
SD446.040 | 10887587003504 | 1.5MM TI PRE-BENT MAXILLARY PLATE/RIGID/0MM ADVMNT/RIGHT | CMF | EA
SD446.041 | 10887587003511 | 1.5MM TI PRE-BENT MAXILLARY PLATE/RIGID/0MM ADVMNT/LEFT | CMF | EA
SD446.042 | 10887587003528 | 1.5MM TI PRE-BENT MAXILLARY PLATE/RIGID/3MM ADVMNT/RIGHT | CMF | EA
SD446.043 | 10887587003535 | 1.5MM TI PRE-BENT MAXILLARY PLATE/RIGID/3MM ADVMNT/LEFT | CMF | EA
SD446.044 | 10887587003542 | 1.5MM TI PRE-BENT MAXILLARY PLATE/RIGID/5MM ADVMNT/RIGHT | CMF | EA
SD446.045 | 10887587003559 | 1.5MM TI PRE-BENT MAXILLARY PLATE/RIGID/5MM ADVMNT/LEFT | CMF | EA
SD446.046 | 10887587003566 | 1.5MM TI PRE-BENT MAXILLARY PLATE/RIGID/7MM ADVMNT/RIGHT | CMF | EA
SD446.047 | 10887587003573 | 1.5MM TI PRE-BENT MAXILLARY PLATE/RIGID/7MM ADVMNT/LEFT | CMF | EA
03.505.035 | 10887587013466 | Ã1.1MM DRILL BIT W/4MM STOP 11MM F/90Â° SCRWDRVR MTRXMDFACE | CMF | EA
03.505.036 | 10887587013473 | Ã1.1MM DRILL BIT W/6MM STOP 13MM F/90Â° SCRWDRVR MTRXMDFACE | CMF | EA
03.505.037 | 10887587013480 | Ã1.1MM DRILL BIT W/8MM STOP 15MM F/90Â° SCRWDRVR MTRXMDFACE | CMF | EA
03.505.026 | 10887587013411 | Ã1.25MM DRILL BIT W/10MM STOP 17MM F/90Â° SCRWDRVR MTRXMDFACE | CMF | EA
03.505.027 | 10887587013428 | Ã1.25MM DRILL BIT W/12MM STOP 19MM F/90Â° SCRWDRVR MTRXMDFACE | CMF | EA
03.505.075 | 10887587013619 | Ã1.5MM DRILL BIT W/6MM STOP 13MM F/90Â° SCRWDRVR MTRXMANDBL | CMF | EA
03.505.076 | 10887587013626 | Ã1.5MM DRILL BIT W/8MM STOP 15MM F/90Â° SCRWDRVR MTRXMANDBL | CMF | EA
03.505.078 | 10887587013633 | Ã1.5MM DRILL BIT W/12MM STOP 19MM F/90Â° SCRWDRVR MTRXMANDBL | CMF | EA
03.505.081 | 10887587013640 | Ã1.8MM DRILL BIT W/6MM STOP 13MM F/90Â° SCRWDRVR MTRXMANDBL | CMF | EA
03.505.082 | 10887587013657 | Ã1.8MM DRILL BIT W/8MM STOP 15MM F/90Â° SCRWDRVR MTRXMANDBL | CMF | EA
03.505.084 | 10887587013664 | Ã1.8MM DRILL BIT W/12MM STOP 19MM F/90Â° SCRWDRVR MTRXMANDBL | CMF | EA
03.505.091 | 10887587013701 | Ã2.4MM DRILL BIT W/6MM STOP 13MM F/90Â° SCRWDRVR MTRXMANDBL | CMF | EA
03.505.092 | 10887587013718 | Ã2.4MM DRILL BIT W/8MM STOP 15MM F/90Â° SCRWDRVR MTRXMANDBL | CMF | EA
03.505.094 | 10887587013725 | Ã2.4MM DRILL BIT W/12MM STOP 19MM F/90Â° SCRWDRVR MTRXMANDBL | CMF | EA
68.505.050 | 10887587058917 | MATRIXMIDFACE MINI MODULE TRAY FOR 90Â° SCREWDRIVER | CMF | EA
68.505.042 | 10887587058894 | INSTRUMENT TRAY FOR MINI MODULE FOR 90Â° SCREWDRIVER | CMF | EA
68.505.043 | 10887587058900 | LID FOR 68.505.042 | CMF | EA
68.505.040 | 10887587058870 | MATRIXMANDIBLE MINI MODULE TRAY FOR 90Â° SCREWDRIVER | CMF | EA
60.449.005 | 10887587057446 | MODULE & LID FOR CONDYLAR HEAD ADD-ON SYSTEM/MATRIXMANDIBLE | CMF | EA
306.739 | 10887587034317 | LID F/INSTR TRAY/LARGE MATRIXMANDIBLE GRAPHIC CASE | CMF | EA
03.500.031 | 10887587010427 | BENDING TEMPLATE F/CURVILINEAR DISTRACTOR R30/LEFT | CMF | EA
03.500.041 | 10887587010441 | BENDING TEMPLATE F/CURVILINEAR DISTRACTOR R40/LEFT | CMF | EA
03.500.051 | 10887587010465 | BENDING TEMPLATE F/CURVILINEAR DISTRACTOR R50/LEFT | CMF | EA
03.500.071 | 10887587010489 | BENDING TEMPLATE F/CURVILINEAR DISTRACTOR R70/LEFT | CMF | EA
03.500.101 | 10887587010502 | BENDING TEMPLATE F/CURVILINEAR DISTRACTOR R100/LEFT | CMF | EA
04.503.085S | 10887587018157 | TI MATRIXNEURO CONTOUR MESH 200MMX200MM/0.4MM-STERILE | CMF | EA
04.503.122S | 10887587018508 | TI MATRIXNEURO CONTOUR MESH 200MMX200MM/0.6MM-STERILE | CMF | EA
SD399.014 | 10887587003160 | PLATE HOLDING FORCEPS FOR METACARPAL PLATES | CMF | EA
SD398.203 | 20887587003037 | 2.0MM CAPS - MATRIXMANDIBLE | CMF | OP
306.781 | 10887587034638 | INSERT F/1.0MM MALLEABLE PLATE FOR MATRIXMANDIBLE SYSTEM | CMF | EA
306.782 | 10887587034645 | INSERT TRAY F/1.0MM PLATES FOR MATRIXMANDIBLE SYSTEM | CMF | EA
306.783 | 10887587034652 | INSERT TRAY F/1.25MM PLATES FOR MATRIXMANDIBLE SYSTEM | CMF | EA
306.784 | 10887587034669 | INSERT TRAY F/1.5MM PLATES FOR MATRIXMANDIBLE SYSTEM | CMF | EA
306.785 | 10887587034676 | INSERT TRAY F/2.0MM PLATES FOR MATRIXMANDIBLE SYSTEM | CMF | EA
306.777 | 10887587034607 | GRAPHIC CASE MEDIUM FOR MATRIXMANDIBLE SYSTEM | CMF | EA
306.770 | 10887587034560 | 2.0MM SCREW INSERT TRAY FOR MATRIXMANDIBLE SYSTEM | CMF | EA
306.772 | 10887587034577 | GENERIC SCREW INSERT TRAY FOR MATRIXMANDIBLE SYSTEM | CMF | EA
306.774 | 10887587034584 | LABEL SHEET FOR SCREW MODULE FOR MATRIXMANDIBLE SYSTEM | CMF | EA
306.788 | 10887587034706 | LABEL SHEET SMALL PL INSERT FOR MATRIXMANDIBLE SYSTEM | CMF | EA
SD448.007 | 10887587004341 | MATRIXMANDIBLE CRESCENT PLATE 1.25MM THK/4 HOLES/31MM | CMF | EA
SD448.008 | 10887587004358 | MATRIXMANDIBLE CRESCENT PLATE 1.25MM THK/4 HOLES/33MM | CMF | EA
SD448.015 | 10887587004426 | TI MATRIXMANDIBLE 8H STRUT PL CURVED/RIGID/1.0MM THICK | CMF | EA
SD448.014 | 10887587004419 | TI MATRIXMANDIBLE TENSION BAND 2X2H/RIGID/1.25MM THICK | CMF | EA
SD398.907 | 10887587003078 | MATRIXRIB PLATE HLDG FORCEPS MEDIUM W/BALL TIPS | CMF | EA
SD448.009 | 10887587004365 | TI MATRIXMANDIBLE PREBENT PL TENSION BAND MALLEABLE/6 H/RT | CMF | EA
SD448.010 | 10887587004372 | TI MATRIXMANDIBLE PREBENT PL TENSION BAND MALLEABLE/6 H/LT | CMF | EA
SD448.013 | 10887587004402 | TI MATRIXMANDIBLE PL-TENSION BAND NRW/2X2H/MALLEABLE/1.0MM | CMF | EA
SD448.011 | 10887587004389 | TI MATRIXMANDIBLE OBLIQUE L PLATE 6 H/1.25MM THICK/RIGHT | CMF | EA
SD448.012 | 10887587004396 | TI MATRIXMANDIBLE OBLIQUE L PLATE 6 H/1.25MM THICK/LEFT | CMF | EA
03.503.207 | 10887587012551 | MATRIXMIDFACE SCREWDRIVER BLADE WITH HOLDING SLEEVE | CMF | EA
03.501.056 | 10887587010731 | LAG TOOL FOR TI STERNAL FIXATION SYSTEM | CMF | EA
03.501.076 | 10887587010830 | MATRIXRIB/THORAX SLF-RETAIN SCREWDRIVER BLADE W/AO QC | CMF | EA
805.550.01S | 10887587061603 | RAPIDSORB IPS DELIVERY DEVICE STARTER KIT, STERILE | CMF | EA
460.048S | 10887587055282 | TI STERNAL LCKNG DOUBLE T-PL TALL/18 HOLES/STERILE | CMF | EA
SD300.011 | 10887587001531 | RADEL CUTTING BOARD | CMF | EA
SD449.503B | 10887587004556 | TI PSPC MATRIXMANDIBLE 7X23 H ANGLE RECON PL/LEFT/2.0MM THK | CMF | EA
SD449.501B | 10887587004501 | TI PSPC MATRIXMANDIBLE 12H PL 2.0MM THICK | CMF | EA
SD449.502B | 10887587004525 | TI PSPC MATRIXMANDIBLE 20H PL 2.0MM THICK | CMF | EA
SD449.504B | 10887587004587 | TI PSPC MATRIXMANDIBLE 7X23 H ANGLE RECON PL/RIGHT/2.0MM THK | CMF | EA
SD449.505B | 10887587004617 | TI PSPC MATRIXMANDIBLE DBL ANGLE RECON PL SM 2.0MM THICK | CMF | EA
SD449.506B | 10887587004648 | TI PSPC MATRIXMANDIBLE DOUBLE RECON PL MED 2.0MM THICK | CMF | EA
SD449.507B | 10887587004679 | TI PSPC MATRIXMANDIBLE DOUBLE RECON PLATE LARGE/2.0MM THICK | CMF | EA
SD449.508B | 10887587004693 | TI PSPC MATRIXMANDIBLE 12H RECON PLATE 2.5MM THICK | CMF | EA
SD449.509B | 10887587004716 | TI PSPC MATRIXMANDIBLE 20H RECON PLATE 2.5MM THICK | CMF | EA
SD449.510B | 10887587004747 | TI PSPC MATRIXMANDIBLE 7X23H ANGLE RECON PL/LEFT/2.5MM | CMF | EA
SD449.511B | 10887587004778 | TI PSPC MATRIXMANDIBLE 7X23H ANGLE RECON PL/RIGHT/2.5MM | CMF | EA
SD449.512B | 10887587004808 | TI PSPC MATRIXMANDIBLE DOUBLE ANGLE RECON PL/SM/2.5MM THICK | CMF | EA
SD449.513B | 10887587004839 | TI PSPC MATRIXMANDIBLE DOUBLE ANGLE RECON PL/MED/2.5MM THICK | CMF | EA
SD449.514B | 10887587004860 | TI PSPC MATRIXMANDIBLE DOUBLE RECON PLATE LRG/2.5MM THICK | CMF | EA
SD449.515B | 10887587004884 | TI PSPC MATRIXMANDIBLE 12 HOLE RECON PLATE 2.8MM THICK | CMF | EA
SD449.516B | 10887587004907 | TI PSPC MATRIXMANDIBLE 20 HOLE RECON PLATE 2.8MM THICK | CMF | EA
SD449.517B | 10887587004938 | TI PSPC MATRIXMANDIBLE 7X23 H ANGLE RECON PL/LEFT/2.8MM THK | CMF | EA
2042 | 10887587028699 | 2012 SYNTHES CMF CATALOG | CMF | EA
03.501.704 | 10887587011370 | THREADED REDUCTION TOOL FOR MATRIXRIB/AO QC | CMF | EA
03.501.700 | 10887587011349 | 2.2MM THREADED DRILL GUIDE FOR MATRIXRIB LCKNG PL/LONG | CMF | EA
03.501.702 | 10887587011356 | CANNULA FOR MATRIXRIB SYSTEM | CMF | EA
03.501.703 | 10887587011363 | TROCAR FOR MATRIXRIB SYSTEM | CMF | EA
03.501.708 | 10887587011394 | MATRIXRIB PLATE HLDG FORCEPS UPRIGHT WITH BALL TIP | CMF | EA
03.501.709 | 10887587011400 | MATRIXRIB PLATE HLDG FORCEPS LARGE | CMF | EA
03.501.750 | 10887587011424 | MATRIXRIB SCREWDRIVER BLADE SELF-RETAINING F/90Â° SCRWDRVR | CMF | EA
03.501.756 | 10887587011455 | Ã2.2MM DRILL BIT W/6MM STOP F/90Â° SCRWDRVR MATRIXRIB | CMF | EA
03.501.758 | 10887587011462 | Ã2.2MM DRILL BIT W/8MM STOP F/90Â° SCRWDRVR MATRIXRIB | CMF | EA
03.501.760 | 10887587011479 | Ã2.2MM DRILL BIT W/10MM STOP F/90Â° SCRWDRVR MATRIXRIB | CMF | EA
03.501.762 | 10887587011486 | Ã2.2MM DRILL BIT W/12MM STOP F/90Â° SCRWDRVR MATRIXRIB | CMF | EA
03.501.764 | 10887587011493 | Ã2.2MM DRILL BIT W/14MM STOP F/90Â° SCRWDRVR MATRIXRIB | CMF | EA
03.501.766 | 10887587011509 | Ã2.2MM DRILL BIT W/16MM STOP F/90Â° SCRWDRVR MATRIXRIB | CMF | EA
03.501.768 | 10887587011516 | Ã2.2MM DRILL BIT W/18MM STOP F/90Â° SCRWDRVR MATRIXRIB | CMF | EA
03.501.770 | 10887587011523 | Ã2.2MM DRILL BIT W/20MM STOP F/90Â° SCRWDRVR MATRIXRIB | CMF | EA
SD480.100 | 10887587005294 | TI PATIENT SPECIFIC PLATE MANDIBLE/ANGLE/2.5MM THICK | CMF | EA
SD480.101 | 10887587005300 | TI PATIENT SPECIFIC PLATE MANDIBLE/DBL-ANGLE/2.5MM THK | CMF | EA
SD480.102 | 10887587005317 | TI PATIENT SPECIFIC PLATE MANDIBLE/ W/O ANGLE/2.5MM THK | CMF | EA
SD480.110 | 10887587005324 | TI PATIENT SPECIFIC PLATE MANDIBLE/ANGLE/2.0MM THICK | CMF | EA
SD480.111 | 10887587005331 | TI PATIENT SPECIFIC PLATE MANDIBLE/DBL-ANGLE/2.0MM THK | CMF | EA
SD480.112 | 10887587005348 | TI PATIENT SPECIFIC PLATE MANDIBLE/ W/O ANGLE/2.0MM THK | CMF | EA
60.501.100 | 10887587057590 | MATRIXRIB GRAPHIC CASE ASSEMBLY FOR MIPO | CMF | EA
60.501.101 | 10887587057606 | MATRIXRIB TROCAR INSERT TRAY FOR STACKABLE GRAPHIC CASE | CMF | EA
60.501.102 | 10887587057613 | MATRIXRIB FORCEPS INSERT TRAY FOR STACKABLE GRAPHIC CASE | CMF | EA
305.825 | 10887587033259 | CASE FOR RAPIDSORB IPS POWER DRIVE UNIT | CMF | EA
68.590.031.01 | 10887587059242 | NANO INSERT TRAY DIVIDER SINGLE WIDE/1 HIGH | CMF | EA
68.590.031.05 | 20887587059256 | NANO INSERT TRAY DIVIDER SINGLE WIDE/1 HIGH | CMF | P5
68.590.032.05 | 20887587059270 | NANO INSERT TRAY DIVIDER SINGLE WIDE/2 HIGH | CMF | P5
68.590.033.05 | 20887587059294 | NANO INSERT TRAY DIVIDER SINGLE WIDE/3 HIGH | CMF | P5
68.590.032.01 | 10887587059266 | NANO INSERT TRAY DIVIDER SINGLE WIDE/2 HIGH | CMF | EA
68.590.033.01 | 10887587059280 | NANO INSERT TRAY DIVIDER SINGLE WIDE/3 HIGH | CMF | EA
68.590.012 | 10887587059051 | NANO INSERT TRAY ID TAG / BLANK | CMF | EA
68.590.013 | 10887587059068 | NANO INSERT TRAY ID TAG / 0.1MM THICK PLATES | CMF | EA
68.590.014 | 10887587059075 | NANO INSERT TRAY ID TAG / 0.2MM THICK PLATES | CMF | EA
68.590.015 | 10887587059082 | NANO INSERT TRAY ID TAG / 0.3MM THICK PLATES | CMF | EA
68.590.016 | 10887587059099 | NANO INSERT TRAY ID TAG / 0.4MM THICK PLATES | CMF | EA
68.590.017 | 10887587059105 | NANO INSERT TRAY ID TAG / 0.5MM THICK PLATES | CMF | EA
68.590.018 | 10887587059112 | NANO INSERT TRAY ID TAG / 0.6MM THICK PLATES | CMF | EA
68.590.019 | 10887587059129 | NANO INSERT TRAY ID TAG / 0.7MM THICK PLATES | CMF | EA
68.590.020 | 10887587059136 | NANO INSERT TRAY ID TAG / 0.8MM THICK PLATES | CMF | EA
68.590.021 | 10887587059143 | NANO INSERT TRAY ID TAG / 0.9MM THICK PLATES | CMF | EA
68.590.022 | 10887587059150 | NANO INSERT TRAY ID TAG / 1.0MM THICK PLATES | CMF | EA
68.590.023 | 10887587059167 | NANO INSERT TRAY ID TAG / 1.25MM THICK PLATES | CMF | EA
68.590.024 | 10887587059174 | NANO INSERT TRAY ID TAG / 1.3MM THICK PLATES | CMF | EA
68.590.025 | 10887587059181 | NANO INSERT TRAY ID TAG / 1.5MM THICK PLATES | CMF | EA
68.590.026 | 10887587059198 | NANO INSERT TRAY ID TAG / 1.65MM THICK PLATES | CMF | EA
68.590.027 | 10887587059204 | NANO INSERT TRAY ID TAG / 2.0MM THICK PLATES | CMF | EA
68.590.028 | 10887587059211 | NANO INSERT TRAY ID TAG / 2.5MM THICK PLATES | CMF | EA
68.590.029 | 10887587059228 | NANO INSERT TRAY ID TAG / 2.8MM THICK PLATES | CMF | EA
68.590.030 | 10887587059235 | NANO INSERT TRAY ID TAG / 3.0MM THICK PLATES | CMF | EA
68.590.130 | 10887587059709 | NANO INSERT TRAY ID TAG / PLATES | CMF | EA
68.590.131 | 10887587059716 | NANO INSERT TRAY ID TAG / SCREWDRIVER BLADES | CMF | EA
68.590.132 | 10887587059723 | NANO INSERT TRAY ID TAG / DRILL BITS | CMF | EA
68.590.098 | 10887587059488 | NANO FINGER MAT/FULL SIZE | CMF | EA
68.590.099 | 10887587059495 | NANO FINGER MAT/HALF SIZE | CMF | EA
08.501.001.20S | 20887587025992 | STERNAL ZIPFIX WITH NEEDLE STERILE/20 PACK | CMF | 4E
04.503.151S | 10887587066509 | TI MATRIXNEURO PREFORMED MESH 99MM X 66MM TEMPORAL/LEFT-STER | CMF | EA
04.503.152S | 10887587066516 | TI MATRIXNEURO PREFORMED MESH 99MMX66MM TEMPORAL/RIGHT-STER | CMF | EA
04.503.155S | 10887587066523 | TI MATRIXNEURO PREFORMED MESH 151MM X 125MM FTP/LEFT-STERILE | CMF | EA
04.503.156S | 10887587066530 | TI MATRIXNEURO PREFORMED MESH 151MM X 125MM FTP/RIGHT-STER | CMF | EA
04.503.157S | 10887587066547 | TI MATRIXNEURO PREFORMED MESH 109MM X 78MM FRONTAL-STERILE | CMF | EA
04.503.158S | 10887587066554 | TI MATRIXNEURO PREFORMED MESH 109MM DIAMETER UNIVERSAL-STER | CMF | EA
SD447.200 | 10887587066578 | 2.0MM TI4 SAGITTAL SPLIT PLATE STRAIGHT/6 HOLES/8MM BAR | CMF | EA
SD447.201 | 10887587066585 | 2.0MM TI4 SAGITTAL SPLIT PLATE STRAIGHT/6 HOLES/10MM BAR | CMF | EA
SD447.202 | 10887587066592 | 2.0MM TI4 SAGITTAL SPLIT PLATE STRAIGHT/6 HOLES/12MM BAR | CMF | EA
SD447.203 | 10887587066608 | 2.0MM TI4 SAGITTAL SPLIT PLATE STRAIGHT/6 HOLES/14MM BAR | CMF | EA
SD447.204 | 10887587066615 | 2.0MM TI4 SAGITTAL SPLIT PLATE STRAIGHT/6 HOLES/16MM BAR | CMF | EA
SD447.199 | 10887587066622 | 2.0MM TI4 SAGITTAL SPLIT PLATE STRAIGHT/6 HOLES/6MM BAR | CMF | EA
03.501.091 | 10887587066912 | COMBINATION BENDING PLIERS FOR MATRIXRIB | CMF | EA
530.555.01S | 10887587066929 | RAPIDSORB IPS DELIVERY DEVICE REPLACEMENT CAP-STERILE | CMF | EA
03.501.620 | 10887587066936 | 2.2MM DRILL BIT W/20MM STOP AO QUICK COUPLING/135MM | CMF | EA
03.501.050 | 10887587066943 | 2.2MM DRILL BIT W/20MM STOP STRYKER J-LATCH/135MM | CMF | EA
03.501.090 | 10887587066950 | BENDING TEMPLATE FOR MATRIXRIB LOCKING PLATES/300MM LENGTH | CMF | EA
04.501.030.01 | 10887587066967 | 2.9MM TI MATRIXRIB LCKNG SCREW SELF-TAPPING/20MM | CMF | EA
04.501.096 | 10887587066974 | 1.5MM TI MATRIXRIB STRAIGHT PL 24 HOLES/240MM LENGTH | CMF | EA
04.501.097 | 10887587066981 | 1.5MM TI MATRIXRIB STRAIGHT PL 30 HOLES/300MM LENGTH | CMF | EA
04.501.030.05 | 20887587067022 | 2.9MM TI MATRIXRIB LCKNG SCREW SELF-TAPPING/20MM | CMF | P5
1146 | 10887587067056 | PRINCIPLES INTERNAL FIXATION OF THE CMF SKELETON | CMF | EA
SD803.026 | 10887587073927 | PSI SD803.026 PEEK IMPLANT | CMF | EA
SD803.027 | 10887587073934 | PSI SD803.027 PEEK IMPLANT | CMF | EA
SD803.024 | 10887587073941 | PSI SD803.024 PEEK IMPLANT | CMF | EA
SD03.501.705 | 10887587074290 | RIB PLATE REDUCTION ROD 12MM | CMF | EA
SD03.501.704 | 10887587074306 | RIB PLATE REDUCTION ROD 10MM | CMF | EA
SD03.501.002 | 10887587074313 | RIB PLATE HANGER | CMF | EA
306.758 | 10887587034454 | LABEL SHEET FOR CURVILINEAR DISTRACTOR MODULE | CMF | EA
460.037S | 10887587055169 | TI STERNAL LOCKING X PLATE STERILE | CMF | EA
460.038S | 10887587055183 | TI STERNAL LOCKING DOUBLE-T PLATE/14 HOLES-STERILE | CMF | EA
460.039S | 10887587055206 | TI STERNAL LOCKING ANGLED PLATE/12 HOLE-STERILE | CMF | EA
460.045S | 10887587055244 | TI STERNAL LOCKING STRAIGHT PLATE/8 HOLE-STERILE | CMF | EA
460.046S | 10887587055268 | TI STERNAL LOCKING STRAIGHT PLATE/13H/WITHOUT PIN-STERILE | CMF | EA
03.503.085 | 10887587011967 | DEPTH GAUGE FOR 2.0MM-3.0MM SCREWS / POLYMER HANDLE | CMF | EA
03.505.065 | 10887587013558 | 1.5MM DIA DRILL BIT 14MM STOP LGTH 21MM FOR 90Â° SCREWDRIVER | CMF | EA
03.505.066 | 10887587013565 | 1.5MM DIA DRILL BIT 16MM STOP LGTH 23MM FOR 90Â° SCREWDRIVER | CMF | EA
03.505.067 | 10887587013572 | 1.5MM DIA DRILL BIT 18MM STOP LGTH 25MM FOR 90Â° SCREWDRIVER | CMF | EA
03.505.085 | 10887587013671 | 1.8MM DIA DRILL BIT 14MM STOP LGTH 21MM FOR 90Â° SCREWDRIVER | CMF | EA
03.505.086 | 10887587013688 | 1.8MM DIA DRILL BIT 16MM STOP LGTH 23MM FOR 90Â° SCREWDRIVER | CMF | EA
03.505.087 | 10887587013695 | 1.8MM DIA DRILL BIT 18MM STOP LGTH 25MM FOR 90Â° SCREWDRIVER | CMF | EA
60.511.005 | 10887587058047 | SAGITTAL SPLIT PLATE INSERT FOR MANDIBLE MODULE | CMF | EA
60.511.015 | 10887587058146 | TROCAR INSTRUMENT INSERT FOR MATRIXORTHOGNATHIC SYSTEM | CMF | EA
60.511.001 | 10887587058009 | GRAPHIC CASE FOR MATRIXORTHOGNATHIC SYSTEM | CMF | EA
60.511.002 | 10887587058016 | GRAPHIC CASE LID FOR MATRIXORTHOGNATHIC SYSTEM | CMF | EA
60.511.016 | 10887587058153 | LABEL SHEET F/MAXILLARY MODULE MATRIXORTHOGNATHIC SYSTEM | CMF | EA
60.511.006 | 10887587058054 | SCR/DRILL/BLD INSERT W/RECESS HOLES F/MATRIXORTHOGNATHIC SYS | CMF | EA
60.511.017 | 10887587058160 | LABEL SHEET F/MANDIBLE MODULE MATRIXORTHOGNATHIC SYSTEM | CMF | EA
60.511.018 | 10887587058177 | LABEL SHEET FOR INSTR TRAY MATRIXORTHOGNATHIC SYSTEM | CMF | EA
60.511.011 | 10887587058108 | PREBENT PLATE INSERT FOR MAXILLARY MODULE | CMF | EA
60.511.012 | 10887587058115 | 90 DEG & OBLIQUE L-PLATE INSERT FOR MAXILLARY MODULE | CMF | EA
60.511.013 | 10887587058122 | ANATOMIC L & ADAPTION PLATE INSERT FOR MAXILLARY MODULE | CMF | EA
60.511.014 | 10887587058139 | INSTRUMENT TRAY FOR MATRIXORTHOGNATHIC SYSTEM | CMF | EA
03.315.010 | 10887587010236 | 0.76MM DRILL BIT/STRYKER J-LATCH/14MM STOP/75MM | CMF | EA
03.315.011 | 10887587010243 | 1.0MM DRILL BIT/STRYKER J-LATCH/12MM STOP/75MM | CMF | EA
306.789 | 10887587034713 | INSERT TRAY FOR SUBCONDYLAR PLATES FOR MATRIXMANDIBLE | CMF | EA
306.767 | 10887587034539 | LABEL SHEET F/SUBCONDYLAR TRAY FOR MATRIXMANDIBLE SYSTEM | CMF | EA
03.503.506 | 10887587013046 | MATRIXMANDIBLE 1.5MM DRILL BIT MQC W/6MM STOP/50MM | CMF | EA
03.503.512 | 10887587013077 | MATRIXMANDIBLE 1.5MM DRILL BIT MQC W/12MM STOP/50MM | CMF | EA
03.503.406 | 10887587012872 | MATRIXMANDIBLE 1.5MM DRILL BIT J-LATCH W/6MM STOP/50MM | CMF | EA
03.503.412 | 10887587012902 | MATRIXMANDIBLE 1.5MM DRILL BIT J-LATCH W/12MM STOP/50MM | CMF | EA
306.702 | 10887587034058 | INSTR TRAY F/GRAPHIC CASE/MED MATRIXMANDIBLE BENDER/CUTTER | CMF | EA
306.707 | 10887587034102 | INSTR TRAY F/GRAPHIC CASE/MED MATRIXMANDIBLE TROCAR/DRIVERS | CMF | EA
60.550.050.98 | 10887587058450 | THREE LEVEL GRAPHIC CASE FOR AIR PEN DRIVE | CMF | EA
1092 | 10887587027043 | USER'S GUIDE FOR THE 90Â° SCREWDRIVER | CMF | EA
460.027S | 10887587055039 | TI STERNAL LOCKING H-PLATE SMALL/8 HOLES-STERILE | CMF | EA
460.028S | 10887587055060 | TI STERNAL LOCKING H-PLATE LARGE/8 HOLES-STERILE | CMF | EA
460.035S | 10887587055114 | TI STERNAL LOCKING STAR PLATE 6 HOLES-STERILE | CMF | EA
460.036S | 10887587055145 | TI STERNAL LOCKING STAR PLATE 12 HOLES-STERILE | CMF | EA
306.726 | 10887587034232 | FINGER MAT F/USE W/306.702 FOR MATRIXMANDIBLE SYSTEM | CMF | EA
306.727 | 10887587034249 | LID F/INSTR TRAY/MEDIUM MATRIXMANDIBLE GRAPHIC CASE | CMF | EA
SD301.001 | 10887587001623 | BED-RAIL CLAMP MAXILLARY ADVANCEMENT FIXTURE | CMF | EA
SD301.002 | 10887587001630 | LOWER ARM MAXILLARY ADVANCEMENT FIXTURE | CMF | EA
SD301.003 | 10887587001647 | UPPER ARM MAXILLARY ADVANCEMENT FIXTURE | CMF | EA
SD301.004 | 10887587001654 | UNIVERSAL JOINT MAXILLARY ADVANCEMENT FIXTURE | CMF | EA
60.501.010 | 10887587057538 | MATRIXRIB COMPACT GRAPHIC CASE WITHOUT TRAY | CMF | EA
60.501.011 | 10887587057545 | MATRIXRIB COMPACT INSERT TRAY PLATE ONLY | CMF | EA
03.501.074 | 10887587010816 | UNIVERSAL CALIPER | CMF | EA
60.501.012 | 10887587057552 | MATRIXRIB COMPACT INSERT TRAY PLATE AND SPLINT | CMF | EA
03.501.075 | 10887587010823 | 5.5MM DRILL GUIDE FOR SPLINTS WITHOUT HANDLE | CMF | EA
SD314.007 | 10887587002286 | MATRIXMANDIBLE/RIB SCREWDRIVER BLADE/SELF-RETAINING 52MM/QC | CMF | EA
SD317.071 | 10887587002439 | 1.5MM DRILL BIT/CALIBRATED STRYKER J-LATCH/100MM | CMF | EA
05.001.420.98 | 10887587025889 | NOSE CONE FOR PIEZOELECTRIC SYSTEM | CMF | EA
05.001.419.98 | 10887587025872 | IRRIGATION POLE FOR PIEZOELECTRIC SYSTEM | CMF | EA
NA0432 | 10887587000978 | EVALUATION CASE FOR XCM TISSUE MATRIX/30"X20.3"X10.3" | CMF | EA
60.001.399 | 10887587057378 | SHIPPING CASE INSERT FOR PIEZOELECTRIC SYSTEM | CMF | EA
60.001.398 | 10887587057361 | SHIPPING CASE FOR PIEZOELECTRIC SYSTEM | CMF | EA
60.511.116 | 10887587058368 | FINGER MAT F/USE W/60.511.103 FOR MATRIXCOMBO SET | CMF | EA
04.501.040.01 | 10887587017297 | 2.9MM TI MATRIXRIB NON-LOCKING SCREW/SELF-TAPPING/10MM | CMF | EA
04.501.040.05 | 20887587017300 | 2.9MM TI MATRIXRIB NON-LOCKING SCREW/SELF-TAPPING/10MM | CMF | P5
04.501.042.01 | 10887587017310 | 2.9MM TI MATRIXRIB NON-LOCKING SCREW/SELF-TAPPING/12MM | CMF | EA
04.501.042.05 | 20887587017324 | 2.9MM TI MATRIXRIB NON-LOCKING SCREW/SELF-TAPPING/12MM | CMF | P5
04.503.077 | 10887587018096 | TI MATRIXNEURO CURVED STRUT PLATE/2 X 4 HOLE | CMF | EA
04.503.076 | 10887587018089 | TI MATRIXNEURO CURVED STRUT PLATE/2 X 3 HOLE | CMF | EA
421.102 | 10887587050256 | 1.3MM TI MESH SCREEN 15X25X.2MM | CMF | EA
421.103 | 10887587050263 | 1.3MM TI MESH SCREEN 20X30X.2MM | CMF | EA
421.104 | 10887587050270 | 1.3MM TI MESH SCREEN 30X40X.2MM | CMF | EA
SD347.969 | 10887587002699 | RIGHT ANGLE PLATE BENDER LONG HANDLE | CMF | EA
SD347.968 | 10887587002682 | NEEDLE NOSE PLATE BENDER LONG HANDLE | CMF | EA
SD514.222 | 10887587005478 | 1.3MM PLUSDRIVE BLADE MQC SELF-RETAIN/26MM | CMF | EA
SD03.503.038 | 10887587001418 | PLATE BENDERS W/O SPRING FOR MATRIXMIDFACE | CMF | EA
SD900.091 | 10887587005720 | PLANNING SESSION/ORTHOGNATHIC | CMF | EA
SD900.090 | 10887587005713 | PLANNING SESSION | CMF | EA
60.501.110 | 10887587068619 | BASE FOR MATRIXRIB STACKABLE GRAPHIC CASE/GENERAL INSTR | CMF | EA
60.501.111 | 10887587068626 | MATRIXRIB SPLINT INSERT TRAY FOR STACKABLE GRAPHIC CASE | CMF | EA
60.501.112 | 10887587068633 | MATRIXRIB INSTR INSERT TRAY FOR STACKABLE GRAPHIC CASE | CMF | EA
60.501.120 | 10887587068640 | BASE FOR MATRIXRIB STACKABLE GRAPHIC CASE/IMPLANTS | CMF | EA
60.501.121 | 10887587068657 | MATRIXRIB IMPLANT INSERT TRAY FOR STACKABLE GRAPHIC CASE | CMF | EA
60.501.122 | 10887587068664 | MATRIXRIB SCREW MODULE FOR STACKABLE GRAPHIC CASE | CMF | EA
60.501.113 | 10887587068671 | MATRIXRIB AUX INSERT TRAY FOR STACKABLE GRAPHIC CASE | CMF | EA
60.550.800 | 10887587073262 | RAPIDSORB IPS CARRYING CASE | CMF | EA
04.501.068S | 10887587073279 | TI MATRIXRIB STRAIGHT PLATE 2.8MM THICK/8 HOLES - STERILE | CMF | EA
04.501.069S | 10887587073286 | TI MATRIXRIB STRAIGHT PLATE 2.8MM THICK/9 HOLES - STERILE | CMF | EA
04.501.093S | 10887587073347 | TI MATRIXRIB T-PLATE 2.8MM THICK/7 HOLES - STERILE | CMF | EA
04.501.094S | 10887587073309 | TI MATRIXRIB I-PLATE 2.8MM THICK/9 HOLES - STERILE | CMF | EA
04.501.095S | 10887587073316 | TI MATRIXRIB STRAIGHT PLATE 2.8MM THICK/10 HOLES - STERILE | CMF | EA
04.501.103S | 10887587073323 | TI MATRIXRIB T-PLATE WIDE 2.8MM THICK/8 HOLES - STERILE | CMF | EA
04.501.104S | 10887587073330 | TI MATRIXRIB I-PLATE WIDE 2.8MM THICK/11 HOLES - STERILE | CMF | EA
04.501.068 | 10887587073354 | TI MATRIXRIB STRAIGHT PLATE 2.8MM THICK/8 HOLES | CMF | EA
04.501.069 | 10887587073361 | TI MATRIXRIB STRAIGHT PLATE 2.8MM THICK/9 HOLES | CMF | EA
04.501.103 | 10887587073378 | TI MATRIXRIB T-PLATE WIDE 2.8MM THICK/8 HOLES | CMF | EA
04.501.104 | 10887587073385 | TI MATRIXRIB I-PLATE WIDE 2.8MM THICK/11 HOLES | CMF | EA
60.000.012 | 00862377000195 | MATRIXPRO SHIPPING CONTAINER | CMF | EA
SD313.253 | 10887587074146 | 1.5/2.0MM PLUSDRIVE FIXED BLADE SCREWDRIVER | CMF | EA
SD329.140 | 10887587074160 | 2.2MM THREADED DRILL GUIDE | CMF | EA
SD329.141 | 10887587074177 | IN-SITU RIB PLATE BENDER | CMF | EA
SD803.031 | 10887587074238 | PSI SD803.031 PEEK IMPLANT | CMF | EA
SD803.032 | 10887587074245 | PSI SD803.032 PEEK IMPLANT | CMF | EA
SD803.033 | 10887587074252 | PSI SD803.033 PEEK IMPLANT | CMF | EA
SD803.034 | 10887587074269 | PSI SD803.034 PEEK IMPLANT | CMF | EA
SD447.311 | 10887587003979 | 2.0MM TI MINI MLP TRAPEZOID PL 4 HOLES/15MMX17MM | CMF | EA
SD447.310 | 10887587003962 | 2.0MM TI MINI MLP TRAPEZOID PL 4 HOLES/13MMX15MM | CMF | EA
304.095 | 10887587030111 | MODULE FOR 2.0MM CURVILINEAR DISTRACTOR | CMF | EA
04.500.018 | 10887587016573 | 2.0MM CURVILINEAR DISTRACTOR STRAIGHT | CMF | EA
306.507 | 10887587033464 | PLATE INSERT ADJUSTABLE FOR MATRIXNEURO IMPLANT MODULE | CMF | EA
SD422.001 | 10887587003245 | TI MATRIXNEURO BURR HOLE COVER 20MM | CMF | EA
03.503.360 | 10887587012650 | BENDING TEMPLATE F/ORBITAL FLR PL/ANATOMIC/SM/MATRIXMIDFACE | CMF | EA
03.503.361 | 10887587012667 | BENDING TEMPLATE F/ORBITAL FLR PL/ANATOMIC/MED/MATRIXMIDFACE | CMF | EA
03.503.362 | 10887587012674 | BENDING TEMPLATE F/ORBITAL FLR PL/ANATOMIC/LRG/MATRIXMIDFACE | CMF | EA
03.503.363 | 10887587012681 | BENDING TEMPLATE F/UNIVERSAL ORBITAL FLR PL/MATRIXMIDFACE | CMF | EA
03.503.364 | 10887587012698 | BENDING TEMPLATE F/UNIVERSAL MEDIAL WALL PL/MATRIXMIDFACE | CMF | EA
03.503.365 | 10887587012704 | BENDING TEMPLATE F/ORBITAL MESH PLATES/MATRIXMIDFACE | CMF | EA
03.503.366 | 10887587012711 | BENDING TEMPLATE F/ADAPTION PLATES/MATRIXMIDFACE | CMF | EA
03.503.367 | 10887587012728 | BENDING TEMPLATE F/ORBITAL RIM PLATES/MATRIXMIDFACE | CMF | EA
03.503.368 | 10887587012735 | BENDING TEMPLATE F/OBLIQUE L PLATES/2X3/MATRIXMIDFACE | CMF | EA
03.503.369 | 10887587012742 | BENDING TEMPLATE F/OBLIQUE L PLATES/3X4/MATRIXMIDFACE | CMF | EA
03.503.370 | 10887587012759 | BENDING TEMPLATE F/OBLIQUE L PLATES/4X6/MATRIXMIDFACE | CMF | EA
03.503.371 | 10887587012766 | BENDING TEMPLATE F/Y-PLATES 1X3/MATRIXMIDFACE | CMF | EA
03.503.372 | 10887587012773 | BENDING TEMPLATE F/X-PLATES MATRIXMIDFACE | CMF | EA
03.503.373 | 10887587012780 | BENDING TEMPLATE F/H-PLATES MATRIXMIDFACE | CMF | EA
03.503.374 | 10887587012797 | BENDING TEMPLATE F/T-PLATES MATRIXMIDFACE | CMF | EA
03.503.375 | 10887587012803 | BENDING TEMPLATE F/BOX PLATES 5MMX10MM/MATRIXMIDFACE | CMF | EA
03.503.376 | 10887587012810 | BENDING TEMPLATE F/BOX PLATES 10MMX10MM/MATRIXMIDFACE | CMF | EA
03.503.377 | 10887587012827 | BENDING TEMPLATE F/STRUT PLATES/MATRIXMIDFACE | CMF | EA
03.503.378 | 10887587012834 | BENDING TEMPLATE F/SILVER DOUBLE Y-PLATE/MATRIXMIDFACE | CMF | EA
03.503.379 | 10887587012841 | BENDING TEMPLATE F/BLUE DOUBLE Y-PLATE/MATRIXMIDFACE | CMF | EA
03.503.380 | 10887587012858 | BENDING TEMPLATE F/PINK DOUBLE Y-PLATE/MATRIXMIDFACE | CMF | EA
04.511.350 | 10887587024219 | TI MATRIX I-PLATE 4 HOLES/0.5MM THICK | CMF | EA
04.511.370 | 10887587024226 | TI MATRIX I-PLATE 4 HOLES/0.7MM THICK | CMF | EA
SD446.021 | 10887587003498 | 1.5MM TI CONTOURABLE MESH PLATE/EXTRA RIGID/150MMX150MM | CMF | EA
SD422.002 | 10887587003252 | TI MATRIXNEURO BURR HOLE COVER FOR LARGE SHUNT/17MM | CMF | EA
60.501.608 | 10887587057668 | INSTRUMENT TRAY FOR BATTERY POWERED DRIVER | CMF | EA
03.503.700 | 10887587013169 | BENDING INSERT HOLDER FOR 03.503.080 | CMF | EA
SD446.048 | 10887587003580 | 1.5MM TI PRE-BENT MAXILLARY PLATE/RIGID/2MM ADVMNT/RIGHT | CMF | EA
SD446.049 | 10887587003597 | 1.5MM TI PRE-BENT MAXILLARY PLATE/RIGID/2MM ADVMNT/LEFT | CMF | EA
SD446.050 | 10887587003603 | 1.5MM TI PRE-BENT MAXILLARY PLATE/RIGID/4MM ADVMNT/RIGHT | CMF | EA
SD446.051 | 10887587003610 | 1.5MM TI PRE-BENT MAXILLARY PLATE/RIGID/4MM ADVMNT/LEFT | CMF | EA
SD446.052 | 10887587003627 | 1.5MM TI PRE-BENT MAXILLARY PLATE/RIGID/6MM ADVMNT/RIGHT | CMF | EA
SD446.053 | 10887587003634 | 1.5MM TI PRE-BENT MAXILLARY PLATE/RIGID/6MM ADVMNT/LEFT | CMF | EA
XM106.0616S | 00812337020145 | DD-XCM BIOLOGIC TISSUE MATRIX 6CM X 16CM/THICK-STERILE | CMF | EA
XM106.0812S | 00812337020190 | DD-XCM BIOLOGIC TISSUE MATRIX 8CM X 12CM/THICK-STERILE | CMF | EA
XM106.0816S | 00812337020206 | DD-XCM BIOLOGIC TISSUE MATRIX 8CM X 16CM/THICK-STERILE | CMF | EA
XM106.0820S | 00812337020213 | DD-XCM BIOLOGIC TISSUE MATRIX 8CM X 20CM/THICK-STERILE | CMF | EA
XM106.1020S | 00812337020237 | DD-XCM BIOLOGIC TISSUE MATRIX 10CM X 20CM/THICK-STERILE | CMF | EA
XM106.1220S | 00812337020251 | DD-XCM BIOLOGIC TISSUE MATRIX 12CM X 20CM/THICK-STERILE | CMF | EA
SD347.500 | 10887587002651 | STERNAL AND RIB PLATE HOLDING CANNULATED CLAMP | CMF | EA
SD314.008 | 10887587002293 | 1.3MM SCREWDRIVER BLD HXC 75MM SLF-RETAIN PLUSDRIVE | CMF | EA
SD314.009 | 10887587002309 | 1.3MM SCREWDRIVER BLD HXC 75MM SLF-RETAIN WEDGE PLUSDRIVE | CMF | EA
03.501.500 | 10887587011172 | SHIPPING KIT FOR XCM BIOLOGIC TISSUE MATRIX | CMF | EA
SD397.233 | 10887587002958 | LONG MALLEABLE C-RETRACTOR | CMF | EA
03.503.092 | 10887587011974 | BONE REDUCTION FORCEPS ANGLED LARGE | CMF | EA
03.503.094 | 10887587011998 | BONE REDUCTION FORCEPS SMALL WITH TOE-IN TIP | CMF | EA
03.501.501 | 10887587011189 | SHIPPING KIT FOR XCM BIOLOGIC TISSUE MATRIX EVALUATION SET | CMF | EA
60.511.106 | 10887587058269 | LID F/MATRIX AUX MODULE/LARGE FOR MATRIXMANDIBLE SYSTEM | CMF | EA
60.511.102 | 10887587058221 | INSTR TRAY F/GRAPHIC CASE MATRIXCOMBO/GENERAL INSTRUMENT | CMF | EA
60.511.107 | 10887587058276 | SCR/DRILL/BLD INSERT NO RECESS HOLES F/MATRIXMIDFACE SYSTEM | CMF | EA
60.511.108 | 10887587058283 | SCR/DRILL/BLD INSERT W/RECESS HOLES F/MATRIXMIDFACE SYSTEM | CMF | EA
60.511.112 | 10887587058320 | ORBITAL PLATE AND MESH INSERT FOR MATRIXMIDFACE SYSTEM | CMF | EA
60.511.113 | 10887587058337 | 0.4MM PLATE INSERT/HALF HEIGHT FOR MATRIXMIDFACE SYSTEM | CMF | EA
60.511.114 | 10887587058344 | 0.5MM/0.7MM PLATE INSERT/HALF HEIGHT F/MATRIXMIDFACE SYSTEM | CMF | EA
60.511.115 | 10887587058351 | 0.8MM PLATE INSERT/HALF HEIGHT FOR MATRIXMIDFACE SYSTEM | CMF | EA
60.511.110 | 10887587058306 | MATRIX AUXILIARY MODULE/MEDIUM FOR MATRIXMIDFACE SYSTEM | CMF | EA
60.511.111 | 10887587058313 | LID F/MATRIX AUX MODULE/MED FOR MATRIXMIDFACE SYSTEM | CMF | EA
SD900.001 | 05420060350016 | PATIENT SPECIFIC INSTR/PLAN KT MANDIBLE RECONSTRUCTION | CMF | EA
SD900.002 | 10887587005560 | PATIENT SPECIFIC INSTR/PLAN KT MAND RECON W/NON-FIBULA GRAFT | CMF | EA
SD900.003 | 05420060350030 | PATIENT SPECIFIC INSTR/PLAN KT BASIC MANDIBLE RECONSTRUCTION | CMF | EA
SD900.004 | 05420060350047 | PATIENT SPECIFIC INSTR/PLAN KT MIDFACE RECONSTRUCTION | CMF | EA
SD900.005 | 10887587005591 | PATIENT SPECIFIC INSTR/PLAN KT MAXILLA RECON W/NON-FIB GRAFT | CMF | EA
SD900.006 | 05420060350061 | PATIENT SPECIFIC INSTR/PLAN KT DISTRACTION | CMF | EA
SD900.007 | 10887587005614 | PATIENT SPECIFIC INSTR/PLAN KT LINEAR DISTRACTION | CMF | EA
SD900.008 | 05420060355080 | PATIENT SPECIFIC INSTR/PLAN KT ORTHOGNATHIC KIT, TWO SPLINTS | CMF | EA
SD900.009 | 05420060355097 | PATIENT SPECIFIC INSTR/PLAN KT ORTHOGNATHIC KIT, ONE SPLINT | CMF | EA
SD900.010 | 05420060350108 | PATIENT SPECIFIC INSTR/PLAN KT CRANIOFACIAL RECON W/MODEL | CMF | EA
SD900.011 | 10887587005652 | PATIENT SPECIFIC INSTR/PLAN KT CRANIOFACIAL RECON W/O MODEL | CMF | EA
SD900.261 | 05420060352614 | ANATOMICAL MODEL CHILD, MANDIBLE, CLEAR | CMF | EA
SD900.262 | 10887587006093 | ANATOMICAL MODEL CHILD, MAXILLA, CLEAR | CMF | EA
SD900.263 | 10887587006109 | ANATOMICAL MODEL CHILD, ORBITS, CLEAR | CMF | EA
SD900.264 | 10887587006116 | ANATOMICAL MODEL CHILD, CRANIAL CAP, CLEAR | CMF | EA
SD900.265 | 05420060352652 | ANATOMICAL MODEL CHILD, MANDIBLE/MAXILLA, CLEAR | CMF | EA
SD900.266 | 05420060352669 | ANATOMICAL MODEL CHILD, MANDIBLE -ORBITS, CLEAR | CMF | EA
SD900.267 | 10887587006147 | ANATOMICAL MODEL CHILD, MAXILLA - ORBITS, CLEAR | CMF | EA
SD900.268 | 05420060352683 | ANATOMICAL MODEL CHILD, MAXILLA/CRANIUM, CLEAR | CMF | EA
SD900.269 | 05420060352690 | ANATOMICAL MODEL CHILD, SKULL, CLEAR | CMF | EA
SD900.270 | 05420060352706 | ANATOMICAL MODEL CHILD, GRAFT SITE, CLEAR | CMF | EA
SD900.301 | 05420060353017 | ANATOMICAL MODEL MANDIBLE, WHITE | CMF | EA
SD900.302 | 05420060353024 | ANATOMICAL MODEL MAXILLA, WHITE | CMF | EA
SD900.303 | 10887587006208 | ANATOMICAL MODEL ORBITS, WHITE | CMF | EA
SD900.304 | 10887587006215 | ANATOMICAL MODEL CRANIAL CAP, WHITE | CMF | EA
SD900.305 | 05420060353055 | ANATOMICAL MODEL MANDIBLE - MAXILLA, WHITE | CMF | EA
SD900.306 | 10887587006239 | ANATOMICAL MODEL MANDIBLE - ORBITS, WHITE | CMF | EA
SD900.307 | 05420060353079 | ANATOMICAL MODEL MAXILLA - ORBITS, WHITE | CMF | EA
SD900.308 | 10887587006253 | ANATOMICAL MODEL MAXILLA - CRANIUM, WHITE | CMF | EA
SD900.309 | 10887587006260 | ANATOMICAL MODEL SKULL, WHITE | CMF | EA
SD900.310 | 07611819470002 | ANATOMICAL MODEL FIBULA, WHITE | CMF | EA
SD900.311 | 10887587006284 | ANATOMICAL MODEL CUSTOMIZED, WHITE | CMF | EA
SD900.331 | 05420060353314 | PLANNED MODEL MANDIBLE, WHITE | CMF | EA
SD900.332 | 10887587006314 | PLANNED OUTCOME MODEL MAND W/NON-FIBULA GRAFT, WHITE | CMF | EA
SD900.333 | 07611819470040 | PLANNED OUTCOME MODEL MAXILLA W/FIBULA GRAFT, WHITE | CMF | EA
SD900.334 | 10887587006338 | PLANNED OUTCOME MODEL MAXILLA W/NON-FIB GRAFT/WHITE | CMF | EA
SD900.336 | 10887587006352 | PLANNED MODEL MANDIBLE - ORBITS, WHITE | CMF | EA
SD900.101 | 05420060351013 | PATIENT SPECIFIC GUIDE MANDIBLE | CMF | EA
SD900.102 | 05420060351020 | PATIENT SPECIFIC GUIDE BONE GRAFT HARVESTING | CMF | EA
SD900.103 | 10887587005782 | PATIENT SPECIFIC GUIDE NON-FIBULA GRAFT | CMF | EA
SD900.104 | 05420060351044 | PATIENT SPECIFIC GUIDE MIDFACE | CMF | EA
SD900.105 | 05420060355059 | PATIENT SPECIFIC SPLINT ORTHOGNATHIC, INTERMEDIATE | CMF | EA
SD900.361 | 10887587006390 | ANATOMICAL MODEL CHILD, MANDIBLE, WHITE | CMF | EA
SD900.362 | 10887587006406 | ANATOMICAL MODEL CHILD, MAXILLA, WHITE | CMF | EA
SD900.106 | 05420060355066 | PATIENT SPECIFIC SPLINT ORTHOGNATHIC, FINAL | CMF | EA
SD900.363 | 10887587006413 | ANATOMICAL MODEL CHILD, ORBIT, WHITE | CMF | EA
SD900.107 | 05420060351075 | PATIENT SPECIFIC GUIDE DISTRACTOR POSITIONING | CMF | EA
SD900.364 | 10887587006420 | ANATOMICAL MODEL CHILD, CRANIAL CAP, WHITE | CMF | EA
SD900.365 | 10887587006437 | ANATOMICAL MODEL CHILD, MAND - MAX, WHITE | CMF | EA
SD900.366 | 10887587006444 | ANATOMICAL MODEL CHILD, MAND - ORBIT, WHITE | CMF | EA
SD900.367 | 10887587006451 | ANATOMICAL MODEL CHILD, MAX - ORBIT, WHITE | CMF | EA
SD900.368 | 10887587006468 | ANATOMICAL MODEL CHILD, MAX - CRANIUM, WHITE | CMF | EA
SD900.108 | 05420060351082 | PATIENT SPECIFIC GUIDE CRANIUM, FOREHEAD | CMF | EA
SD900.369 | 10887587006475 | ANATOMICAL MODEL CHILD, SKULL, WHITE | CMF | EA
SD900.370 | 10887587006482 | ANATOMICAL MODEL CHILD, GRAFT SITE, WHITE | CMF | EA
SD900.109 | 10887587005843 | PATIENT SPECIFIC GUIDE CRANIUM, FRONTAL BANDEAU | CMF | EA
SD900.110 | 10887587005850 | PATIENT SPECIFIC GUIDE CRANIUM, GRAFT | CMF | EA
SD900.201 | 05420060352010 | ANATOMICAL MODEL MANDIBLE, CLEAR | CMF | EA
SD900.202 | 05420060352027 | ANATOMICAL MODEL MAXILLA, CLEAR | CMF | EA
SD900.203 | 10887587005898 | ANATOMICAL MODEL ORBIT, CLEAR | CMF | EA
SD900.204 | 10887587005904 | ANATOMICAL MODEL CRANIAL CAP, CLEAR | CMF | EA
SD900.205 | 05420060352058 | ANATOMICAL MODEL MANDIBLE - MAXILLA, CLEAR | CMF | EA
SD900.206 | 05420060352065 | ANATOMICAL MODEL MANDIBLE - ORBIT, CLEAR | CMF | EA
SD900.207 | 05420060352072 | ANATOMICAL MODEL MAXILLA - ORBIT, CLEAR | CMF | EA
SD900.208 | 10887587005942 | ANATOMICAL MODEL MAXILLA - CRANIUM, CLEAR | CMF | EA
SD900.209 | 05420060352096 | ANATOMICAL MODEL SKULL, CLEAR | CMF | EA
SD900.210 | 10887587005966 | ANATOMICAL MODEL FIBULA, CLEAR | CMF | EA
SD900.211 | 10887587005973 | ANATOMICAL MODEL CUSTOMIZED, CLEAR | CMF | EA
SD900.231 | 05420060352317 | PLANNED OUTCOME MODEL MANDIBLE, CLEAR | CMF | EA
SD900.232 | 10887587006000 | PLANNED OUTCOME MODEL MAND W/NON-FIBULA GRAFT,CLEAR | CMF | EA
SD900.233 | 07611819469174 | PLANNED OUTCOME MODEL MAXILLA W/FIBULA GRAFT, CLEAR | CMF | EA
SD900.234 | 10887587006024 | PLANNED OUTCOME MODEL MAXILLA W/NON-FIB GRAFT/CLEAR | CMF | EA
SD900.235 | 10887587006031 | PLANNED OUTCOME MODEL LINEAR DISTRACTION, CLEAR | CMF | EA
SD900.236 | 05420060352362 | PLANNED MODEL MANDIBLE - ORBITS, CLEAR | CMF | EA
SD900.401 | 10887587006499 | ANATOMICAL MODEL MANDIBLE, PLASTER | CMF | EA
SD900.402 | 10887587006505 | ANATOMICAL MODEL MAXILLA, PLASTER | CMF | EA
SD900.403 | 10887587006512 | ANATOMICAL MODEL ORBIT, PLASTER | CMF | EA
SD900.404 | 10887587006529 | ANATOMICAL MODEL CRANIAL CAP, PLASTER | CMF | EA
SD900.405 | 10887587006536 | ANATOMICAL MODEL MANDIBLE - MAXILLA, PLASTER | CMF | EA
SD900.406 | 10887587006543 | ANATOMICAL MODEL MANDIBLE - ORBIT, PLASTER | CMF | EA
SD900.407 | 10887587006550 | ANATOMICAL MODEL MAXILLA - ORBIT, PLASTER | CMF | EA
SD900.408 | 10887587006567 | ANATOMICAL MODEL MAXILLA - CRANIUM, PLASTER | CMF | EA
SD900.409 | 10887587006574 | ANATOMICAL MODEL SKULL, PLASTER | CMF | EA
SD900.461 | 10887587006581 | ANATOMICAL MODEL CHILD, MANDIBLE, PLASTER | CMF | EA
SD900.462 | 10887587006598 | ANATOMICAL MODEL CHILD, MAXILLA, PLASTER | CMF | EA
SD900.463 | 10887587006604 | ANATOMICAL MODEL CHILD, ORBIT, PLASTER | CMF | EA
SD900.464 | 10887587006611 | ANATOMICAL MODEL CHILD, CRANIAL CAP, PLASTER | CMF | EA
SD900.465 | 10887587006628 | ANATOMICAL MODEL CHILD, MAND - MAX, PLASTER | CMF | EA
SD900.466 | 10887587006635 | ANATOMICAL MODEL CHILD, MAND - ORBIT, PLASTER | CMF | EA
SD900.467 | 10887587006642 | ANATOMICAL MODEL CHILD, MAX - ORBIT, PLASTER | CMF | EA
SD900.468 | 10887587006659 | ANATOMICAL MODEL CHILD, MAX - CRANIUM, PLASTER | CMF | EA
SD900.469 | 10887587006666 | ANATOMICAL MODEL CHILD, SKULL, PLASTER | CMF | EA
851.634.01S | 10887587063973 | 1.5MM RAPID RESORB CONTOURABLE MESH 30X40X.25MM THICK-STERILE | CMF | EA
851.635.01S | 10887587063997 | 1.5MM RAPID RESORB CONTOURABLE MESH 20X30X.25MM THICK-STERILE | CMF | EA
851.636.01S | 10887587064017 | 1.5MM RAPID RESORB CONTOURABLE MESH 15X25X.25MM THICK-STERILE | CMF | EA
851.637.01S | 10887587064031 | 1.5MM RAPID RESORB CONTOURABLE MESH 30X40X.5MM THICK-STERILE | CMF | EA
851.638.01S | 10887587064055 | 1.5MM RAPID RESORB CONTOURABLE MESH 20X30X.5MM THICK-STERILE | CMF | EA
851.639.01S | 10887587064079 | 1.5MM RAPID RESORB CONTOURABLE MESH 15X25X.5MM THICK-STERILE | CMF | EA
SD399.016 | 10887587003177 | ELEVATOR AND PLATE HOLDING INSTRUMENT | CMF | EA
SD306.511 | 10887587001739 | MESH BENDER/HANDLES | CMF | EA
SD306.512 | 10887587001746 | MESH BENDING INSERTS/LARGE | CMF | EA
SD306.513 | 10887587001753 | MESH BENDING INSERTS/MEDIUM | CMF | EA
SD447.189 | 10887587003863 | 2.0MM TI4 SAGITTAL SPLIT PLATE 4 HOLE/RIGID/25.6MM | CMF | EA
SD447.190 | 10887587003870 | 2.0MM TI4 SAGITTAL SPLIT PLATE 4 HOLE/RIGID/29.6MM | CMF | EA
SD447.191 | 10887587003887 | 2.0MM TI4 SAGITTAL SPLIT PLATE 4 HOLE/RIGID/31.6MM | CMF | EA
SD447.192 | 10887587003894 | 2.0MM TI4 SAGITTAL SPLIT PLATE 4 HOLE/RIGID/33.6MM | CMF | EA
SD447.193 | 10887587003900 | 2.0MM TI4 SAGITTAL SPLIT PLATE 4 HOLE/RIGID/35.6MM | CMF | EA
SD447.194 | 10887587003917 | 2.0MM TI2 SAGITTAL SPLIT PLATE 4 HOLE/25.6MM | CMF | EA
SD447.195 | 10887587003924 | 2.0MM TI2 SAGITTAL SPLIT PLATE 4 HOLE/29.6MM | CMF | EA
SD447.196 | 10887587003931 | 2.0MM TI2 SAGITTAL SPLIT PLATE 4 HOLE/31.6MM | CMF | EA
SD447.197 | 10887587003948 | 2.0MM TI2 SAGITTAL SPLIT PLATE 4 HOLE/33.6MM | CMF | EA
SD447.198 | 10887587003955 | 2.0MM TI2 SAGITTAL SPLIT PLATE 4 HOLE/35.6MM | CMF | EA
03.000.400.01S | 10887587009650 | IRRIGATION TUBING SINGLE PK FOR PIEZOELECTRIC SYSTEM-STER | CMF | EA
03.511.009 | 10887587014258 | MATRIXORTHOGNATHIC TROCAR DRILL GUIDE FOR 397.213 | CMF | EA
03.511.342 | 10887587014449 | MATRIX 1.4MM TROCAR DRILL BIT QC/18MM CALIBRATION/100MM | CMF | EA
68.505.060 | 10887587058924 | MATRIXORTHOGNATHIC MINI MODULE TRAY FOR 90Â° SCREWDRIVER | CMF | EA
03.511.252 | 10887587014302 | MATRIX 1.4MM DRILL BIT J-LATCH/12MM STOP/44.5MM | CMF | EA
03.511.310 | 10887587014364 | MATRIX 1.4MM DRILL BIT J-LATCH/80MM | CMF | EA
03.511.330 | 10887587014401 | MATRIX 1.4MM DRILL BIT J-LATCH/125MM | CMF | EA
03.511.320 | 10887587014388 | MATRIX 1.4MM DRILL BIT J-LATCH/110MM | CMF | EA
03.511.340 | 10887587014425 | MATRIX 1.4MM DRILL BIT/J-LATCH CALIBRATED FOR 03.511.009 | CMF | EA
03.505.141 | 10887587013817 | MATRIX 1.4MM DRILL BIT W/6MM STOP/13MM F/90Â° SCREWDRIVER | CMF | EA
03.505.144 | 10887587013824 | MATRIX 1.4MM DRILL BIT W/8MM STOP/15MM F/90Â° SCREWDRIVER | CMF | EA
SD900.337 | 10887587006369 | PLANNED MODEL MAXILLA - ORBITS, WHITE | CMF | EA
SD900.237 | 05420060352379 | PLANNED MODEL MAXILLA - ORBITS, CLEAR | CMF | EA
03.505.147 | 10887587013831 | MATRIX 1.4MM DRILL BIT W/12MM STOP/19MM F/90Â° SCREWDRIVER | CMF | EA
03.505.165 | 10887587013848 | MATRIX 1.4MM DRILL BIT W/14MM STOP/21MM F/90Â° SCREWDRIVER | CMF | EA
03.505.166 | 10887587013855 | MATRIX 1.4MM DRILL BIT W/16MM STOP/23MM F/90Â° SCREWDRIVER | CMF | EA
03.505.167 | 10887587013862 | MATRIX 1.4MM DRILL BIT W/18MM STOP/25MM F/90Â° SCREWDRIVER | CMF | EA
03.511.343 | 10887587014456 | MATRIX 1.4MM DRILL BIT/J-LATCH CALIBRATED F/BASIC TROCAR SYS | CMF | EA
2320 | 10887587028989 | SYNTHES CMF PRICE LIST 2011 - 2012 | CMF | EA
03.500.020 | 10887587010403 | FILE WITH HEX COUPLING | CMF | EA
460.171S | 10887587055336 | TI STERNAL FIXTN KIT/LRG H-PL W/12MM SLF-DRLG SCR-STERILE | CMF | EA
SD300.012 | 10887587001548 | RETRACTOR HOOK MALLEABLE/SMALL | CMF | EA
SD300.013 | 10887587001555 | RETRACTOR HOOK MALLEABLE/LARGE | CMF | EA
03.501.751 | 10887587011431 | 2.2MM MATRIXRIB DRILL GUIDE F/90Â° SCREWDRIVER W/0Â° & 90Â° | CMF | EA
03.501.752 | 10887587011448 | 2.2MM MATRIXRIB DRILL GUIDE F/90Â° SCREWDRIVER W/L & R 45Â° | CMF | EA
60.501.097 | 10887587064406 | LID FOR MATRIXRIB STACKABLE GRAPHIC CASE | CMF | EA
60.501.098 | 10887587064413 | BASE FOR MATRIXRIB STACKABLE GRAPHIC CASE/TROCAR & FORCEPS | CMF | EA
68.501.090 | 10887587064420 | MODULE F/MATRIXRIB INSTRUMENT FOR 90Â° SCREWDRIVER | CMF | EA
68.590.050 | 10887587069340 | MATRIXWAVE MMF SYSTEM INSTRUMENT MODULE BASE | CMF | EA
68.590.051 | 10887587069357 | MATRIXWAVE MMF SYSTEM IMPLANT MODULE BASE | CMF | EA
68.590.052 | 10887587069364 | MATRIXWAVE MMF SYSTEM MODULE LID | CMF | EA
60.590.004 | 10887587069371 | MATRIXWAVE MMF SYSTEM LABEL SHEET | CMF | EA
68.590.053 | 10887587069388 | MATRIXWAVE MMF SYSTEM INSTRUMENT MODULE ID TAG | CMF | EA
68.590.054 | 10887587069395 | MATRIXWAVE MMF SYSTEM IMPLANT MODULE ID TAG | CMF | EA
68.590.055 | 10887587069401 | MATRIXWAVE MMF SYSTEM INSERT TRAY F/1.85MM LOCKING SCREWS | CMF | EA
68.590.056 | 10887587069418 | MATRIXWAVE MMF INSERT TRAY ID TAG F/1.85MM LOCKING SCREWS | CMF | EA
68.590.057 | 10887587069425 | MATRIXWAVE MMF SYSTEM INSERT TRAY ID TAG F/PLATES | CMF | EA
04.503.820 | 10887587069432 | MATRIXWAVE MMF TI PLATE 10 HOLES/SHORT | CMF | EA
04.503.821 | 10887587069449 | MATRIXWAVE MMF TI PLATE 10 HOLES/TALL | CMF | EA
04.503.824.01 | 10887587069470 | MATRIXWAVE MMF TI 1.85MM SCREW SELF-DRILLING/6MM LENGTH | CMF | EA
04.503.825.01 | 10887587069487 | MATRIXWAVE MMF TI 1.85MM SCREW SELF-DRILLING/8MM LENGTH | CMF | EA
04.503.824.05 | 20887587069491 | MATRIXWAVE MMF TI 1.85MM SCREW SELF-DRILLING/6MM LENGTH | CMF | P5
04.503.825.05 | 20887587069507 | MATRIXWAVE MMF TI 1.85MM SCREW SELF-DRILLING/8MM LENGTH | CMF | P5
03.503.049 | 10887587069616 | MATRIXWAVE MMF APPLICATION INSTRUMENT | CMF | EA
03.500.400 | 10887587069678 | SHIPPING KIT FOR SYNTHECELÂ® DURA REPAIR | CMF | EA
60.520.001 | 00190776121204 | GRAPHIC CASE/ TISSUE AND PALATAL RETRACTOR INSTRUMENTS | CMF | EA
SD803.015 | 10887587073880 | PSI SD803.015 PEEK IMPLANT | CMF | EA
SD312.157 | 10887587002026 | 1.5MM DRILL BIT/UNIVERSAL-HALL 63MM | CMF | EA
SD397.283 | 10887587002996 | 1.8MM DRILL BIT/UNIVERSAL-HALL 63MM | CMF | EA
SD397.284 | 10887587003009 | 2.4MM DRILL BIT/UNIVERSAL-HALL 63MM | CMF | EA
SD317.020 | 10887587002408 | 1.1MM DRILL BIT STRYKER J-LATCH/10MM STOP/60MM | CMF | EA
SD317.070 | 10887587002422 | 1.5MM DRILL BIT STRYKER J-LATCH/20MM STOP/60MM | CMF | EA
04.511.341 | 10887587024127 | TI MATRIX ANATOMIC L-PL/3X3 H SHORT/REVERSIBLE/0.5MM THICK | CMF | EA
04.511.342 | 10887587024134 | TI MATRIX ANATOMIC L-PL/3X3 H MEDIUM/REVERSIBLE/0.5MM THICK | CMF | EA
04.511.343 | 10887587024141 | TI MATRIX ANATOMIC L-PL/3X3 H LONG/REVERSIBLE/0.5MM THICK | CMF | EA
04.511.347 | 10887587024189 | TI MATRIX ANATOMIC L-PL/3X3 H SHORT/REVERSIBLE/0.8MM THICK | CMF | EA
04.511.348 | 10887587024196 | TI MATRIX ANATOMIC L-PL/3X3 H MEDIUM/REVERSIBLE/0.8MM THICK | CMF | EA
04.511.349 | 10887587024202 | TI MATRIX ANATOMIC L-PL/3X3 H LONG/REVERSIBLE/0.8MM THICK | CMF | EA
04.511.321 | 10887587023946 | TI MATRIX OBLIQUE L-PL/3X3 H SHORT/REVERSIBLE/0.5MM THICK | CMF | EA
04.511.322 | 10887587023953 | TI MATRIX OBLIQUE L-PL/3X3 H MEDIUM/REVERSIBLE/0.5MM THICK | CMF | EA
04.511.323 | 10887587023960 | TI MATRIX OBLIQUE L-PL/3X3 H LONG/REVERSIBLE/0.5MM THICK | CMF | EA
04.511.327 | 10887587024004 | TI MATRIX OBLIQUE L-PL/3X3 H SHORT/REVERSIBLE/0.8MM THICK | CMF | EA
04.511.328 | 10887587024011 | TI MATRIX OBLIQUE L-PL/3X3 H MEDIUM/REVERSIBLE/0.8MM THICK | CMF | EA
04.511.329 | 10887587024028 | TI MATRIX OBLIQUE L-PL/3X3 H LONG/REVERSIBLE/0.8MM THICK | CMF | EA
04.511.301 | 10887587023854 | TI MATRIX 90 DEG L-PL/2X2 H SHORT/REVERSIBLE/0.5MM THICK | CMF | EA
04.511.302 | 10887587023861 | TI MATRIX 90 DEG L-PL/2X2 H MEDIUM/REVERSIBLE/0.5MM THICK | CMF | EA
04.511.303 | 10887587023878 | TI MATRIX 90 DEG L-PL/2X2 H LONG/REVERSIBLE/0.5MM THICK | CMF | EA
04.511.307 | 10887587023915 | TI MATRIX 90 DEG L-PL/2X2 H SHORT/REVERSIBLE/0.8MM THICK | CMF | EA
04.511.308 | 10887587023922 | TI MATRIX 90 DEG L-PL/2X2 H MEDIUM/REVERSIBLE/0.8MM THICK | CMF | EA
04.511.309 | 10887587023939 | TI MATRIX 90 DEG L-PL/2X2 H LONG/REVERSIBLE/0.8MM THICK | CMF | EA
D65 | 10887587000381 | COMPRESSION SPRING CYLINDRICAL | CMF | EA
SD310.173 | 10887587001876 | 1.8MM DRILL BIT J-LATCH 160MM | CMF | EA
SD445.001 | 10887587003306 | TI MATRIXMIDFACE OBLIQUE L-PL 15MM/2X2 H/LEFT/0.7MM THICK | CMF | EA
SD445.002 | 10887587003313 | TI MATRIXMIDFACE OBLIQUE L-PL 15MM/2X2 H/RIGHT/0.7MM THICK | CMF | EA
SD445.003 | 10887587003320 | TI MATRIXMIDFACE OBLIQUE L-PL 18MM/2X2 H/LEFT/0.7MM THICK | CMF | EA
SD445.004 | 10887587003337 | TI MATRIXMIDFACE OBLIQUE L-PL 18MM/2X2 H/RIGHT/0.7MM THICK | CMF | EA
60.501.603 | 10887587057644 | THORAX GRAPHIC CASE FOR SMALL BATTERY DRIVE SET | CMF | EA
SD449.511A | 10887587004761 | PSPC MATRIXMANDIBLE 7X23H ANGL RECON PL/R/2.5MM THK W/MXLLA | CMF | EA
SD449.504A | 10887587004570 | PSPC MATRIXMANDIBLE 7X23H ANGL RECON PL/R/2.0MM THK W/MXLLA | CMF | EA
SD449.503A | 10887587004549 | PSPC MATRIXMANDIBLE 7X23H ANGL RECON PL/L/2.0MM THK W/MXLLA | CMF | EA
SD449.505A | 10887587004600 | PSPC MATRIXMANDIBLE DBL ANGLE RECON PL/SM/2.0MM THK MXLLA | CMF | EA
SD449.507A | 10887587004662 | PSPC MATRIXMANDIBLE DBL ANGLE RECON PL/LRG/2.0MM THK W/MXLLA | CMF | EA
SD449.506A | 10887587004631 | PSPC MATRIXMANDIBLE DBL ANGLE RECON PL/MED/2.0MM THK W/MXLLA | CMF | EA
SD449.510A | 10887587004730 | PSPC MATRIXMANDIBLE 7X23H ANGL RECON PL/L/2.5MM THK W/MXLLA | CMF | EA
SD449.514A | 10887587004853 | PSPC MATRIXMANDIBLE DBL ANGLE RECON/PL/LRG 2.5MM THK W/MXLLA | CMF | EA
SD449.518A | 10887587004952 | PSPC MATRIXMANDIBLE 7X23 ANGLE RECON PL RT 2.8MM THK W/MXLLA | CMF | EA
SD449.512A | 10887587004792 | PSPC MATRIXMANDIBLE DBL ANGLE RECON/PL/SM 2.5MM THK W/MXLLA | CMF | EA
SD449.513A | 10887587004822 | PSPC MATRIXMANDIBLE DBL ANGLE RECON/PL/MED 2.5MM THK W/MXLLA | CMF | EA
SD449.517A | 10887587004921 | PSPC MATRIXMANDIBLE 7X23 ANGLE RECON PL LT 2.8MM THK W/MXLLA | CMF | EA
SD448.002 | 10887587004334 | MATRIXMANDIBLE PREBENT TENSION BAND PLATE/MINI/6 HOLES/LEFT | CMF | EA
SD448.001 | 10887587004327 | MATRIXMANDIBLE PREBENT TENSION BAND PLATE/MINI/6 HOLES/RIGHT | CMF | EA
04.503.546.05 | 20887587021536 | 2.0MM TI MATRIXMANDIBLE SCREW SELF-DRILLING/LOCKING/6MM | CMF | P5
04.503.548.05 | 20887587021567 | 2.0MM TI MATRIXMANDIBLE SCREW SELF-DRILLING/LOCKING/8MM | CMF | P5
04.503.546.01 | 10887587021522 | 2.0MM TI MATRIXMANDIBLE SCREW SELF-DRILLING/LOCKING/6MM | CMF | EA
04.503.548.01 | 10887587021553 | 2.0MM TI MATRIXMANDIBLE SCREW SELF-DRILLING/LOCKING/8MM | CMF | EA
03.511.244 | 10887587014272 | MATRIX 1.4MM DRILL BIT J-LATCH/4MM STOP/44.5MM | CMF | EA
03.511.246 | 10887587014289 | MATRIX 1.4MM DRILL BIT J-LATCH/6MM STOP/44.5MM | CMF | EA
03.511.248 | 10887587014296 | MATRIX 1.4MM DRILL BIT J-LATCH/8MM STOP/44.5MM | CMF | EA
SD520.005 | 10887587005522 | SAW BLADE 13X3X0.4MM THIN/58MM F/RECIP SAW | CMF | EA
SD520.006 | 10887587005539 | SAW BLADE 20X3X0.4MM THIN/65MM F/RECIP SAW | CMF | EA
03.507.002 | 10887587014159 | 2.4MM THREADED REDUCTION TOOL SELF-DRILLING 78MM HEX | CMF | EA
60.511.020 | 10887587058191 | LABEL SHEET FOR MATRIX SYSTEM STRENGTH GRADIENTS | CMF | EA
SD310.040 | 10887587001838 | 1.5MM DRILL BIT WITH 6MM STOP F/2.0MM THREADED DRILL GUIDE | CMF | EA
SD397.232 | 10887587002941 | RIGID C-RETRACTOR | CMF | EA
60.501.004 | 10887587057521 | SCREW MODULE MATRIXRIB FIXATION SYSTEM | CMF | EA
SD313.013 | 10887587002170 | MATRIXNEURO SCREWDRIVER BLADE HEX COUPLING/SELF-RETAIN/LONG | CMF | EA
SD514.219 | 10887587005454 | MATRIXMIDFACE SCREWDRIVER BLD MQC/SELF-RETAIN/16MM | CMF | EA
306.728 | 10887587034256 | HOLDER F/CALIBRATED DRILL BITS MATRIXMANDIBLE SYSTEM | CMF | EA
NA0390 | 10887587000947 | SYNTHES UPDATABLE FLASHDRIVE WITH KNOW YOUR OPTIONS PROGRAM | CMF | EA
60.511.101 | 10887587058214 | LID F/GRAPHIC CASE FOR MATRIXCOMBO SET | CMF | EA
60.511.105 | 10887587058252 | MATRIX AUXILIARY MODULE/LARGE FOR MATRIXMANDIBLE SYSTEM | CMF | EA
60.511.100 | 10887587058207 | GRAPHIC CASE FOR MATRIXCOMBO SET | CMF | EA
60.511.103 | 10887587058238 | INSTR TRAY F/GRAPHIC CASE MATRIXCOMBO/MANDIBLE INSTR | CMF | EA
60.511.109 | 10887587058290 | INSERT F/2.0MM-2.8MM RECON PL FOR MATRIXMANDIBLE SYSTEM | CMF | EA
SD398.986 | 10887587003115 | REDUCTION FORCEPS WITH 2.0MM TUBES | CMF | EA
XM106.0407S | 00812337020060 | DD-XCM BIOLOGIC TISSUE MATRIX 4CM X 7CM/THICK-STERILE | CMF | EA
D000059 | 07611819436695 | DD-XCM BIOLOGIC TISSUE MATRIX DEMO SAMPLE - 4CM X 7CM | CMF | EA
D000060 | 07611819443303 | DD-XCM BIOLOGIC TISSUE MATRIX DISPLAY SAMPLE - 12CM X 20CM | CMF | EA
60.511.104 | 10887587058245 | FINGER MAT F/USE W/60.511.102 FOR MATRIXCOMBO SET | CMF | EA
SD201.930 | 10887587001425 | 2.0MM IMF SCREW SELF-DRILLING 10MM | CMF | EA
1207 | 10887587027289 | USER'S MANUAL FOR PIEZOELECTRIC SYSTEM | CMF | EA
03.540.003 | 10887587014746 | IMPLANT POSITIONING INSTRUMENT | CMF | EA
SD446.054 | 10887587003641 | 1.5MM TI PRE-BENT MAXILLARY PLATE/RIGID/8MM ADVMNT/RIGHT | CMF | EA
SD446.055 | 10887587003658 | 1.5MM TI PRE-BENT MAXILLARY PLATE/RIGID/8MM ADVMNT/LEFT | CMF | EA
08.501.001.01S | 10887587025971 | STERNAL ZIPFIX WITH NEEDLE STERILE | CMF | EA
08.501.001.05S | 20887587025985 | STERNAL ZIPFIX WITH NEEDLE STERILE / 5 PACK | CMF | P5
68.501.001 | 10887587058818 | STERNAL ZIPFIX GRAPHIC CASE | CMF | EA
D93 | 10887587000404 | WASHER F/MATRIX GRAPHIC CASES | CMF | EA
D92 | 10887587000398 | SCREW F/MATRIX GRAPHIC CASES | CMF | EA
SD449.518B | 10887587004969 | TI PSPC MATRIXMANDIBLE 7X23 H ANGLE RECON PL/RIGHT/2.8MM THK | CMF | EA
D000061 | 20887587000319 | STERNAL ZIPFIX WITH NEEDLE DEMO/5 PACK | CMF | P5
D000147 | 10887587000336 | DEMO SYNTHECEL(TM) DURA REPAIR NOT FOR HUMAN USE | CMF | EA
03.000.412.98S | 10887587009797 | SAW 105.7X4.0X0.6MM FOR PIEZOELECTRIC SYSTEM-STER | CMF | EA
03.000.418.98S | 10887587009810 | SAW LEFT 39.5X4.0X0.8MM FOR PIEZOELECTRIC SYSTEM-STER | CMF | EA
03.000.419.98S | 10887587009827 | SAW RIGHT 39.5X4.0X0.8MM FOR PIEZOELECTRIC SYSTEM-STER | CMF | EA
03.000.421.98S | 10887587009834 | SCALPEL FLAT 105.1X3.0MM FOR PIEZOELECTRIC SYSTEM-STER | CMF | EA
03.000.423.98S | 10887587009841 | SCALPEL 32.1X1.2MM FOR PIEZOELECTRIC SYSTEM-STER | CMF | EA
03.000.424.98S | 10887587009858 | SAW RND 38.9X5.0MM DIAX0.6MM FOR PIEZOELECTRIC SYSTEM-STER | CMF | EA
03.000.425.98S | 10887587009865 | DIAMOND CYLINDRICAL 30.7X4.7X 2.3MM FOR PIEZOELECTRIC-STER | CMF | EA
03.000.426.98S | 10887587009872 | DIAMOND CONICAL 26.8X11.0X 0.5MM FOR PIEZOELECTRIC-STER | CMF | EA
04.501.110S | 10887587017358 | 3.0MM TI STERNAL LOCKING SCREW SELF-DRILLING/10MM - STERILE | CMF | EA
04.501.112S | 10887587017389 | 3.0MM TI STERNAL LOCKING SCREW SELF-DRILLING/12MM - STERILE | CMF | EA
04.501.114S | 10887587017419 | 3.0MM TI STERNAL LOCKING SCREW SELF-DRILLING/14MM - STERILE | CMF | EA
04.501.116S | 10887587017440 | 3.0MM TI STERNAL LOCKING SCREW SELF-DRILLING/16MM - STERILE | CMF | EA
04.501.118S | 10887587017471 | 3.0MM TI STERNAL LOCKING SCREW SELF-DRILLING/18MM - STERILE | CMF | EA
04.501.120S | 10887587017501 | 3.0MM TI STERNAL LOCKING SCREW SELF-DRILLING/20MM - STERILE | CMF | EA
SD900.051 | 10887587005669 | PATIENT SPECIFIC INSTR/PLAN KT MANDIBLE RECON, W/O MODEL | CMF | EA
SD900.054 | 10887587005683 | PATIENT SPECIFIC INSTR/PLAN KT MIDFACE RECON W/O MODEL | CMF | EA
SD900.056 | 05420060350566 | PATIENT SPECIFIC INSTR/PLAN KT MIDFACE RECONSTRUCTION | CMF | EA
SD900.339 | 10887587006383 | PLANNED OUTCOME MODEL SKULL, WHITE | CMF | EA
SD900.239 | 10887587006079 | PLANNED OUTCOME MODEL SKULL, CLEAR | CMF | EA
SD900.238 | 05420060352386 | PLANNED MODEL MAXILLA - CRANIUM, CLEAR | CMF | EA
SD900.111 | 10887587005867 | PATIENT SPECIFIC GUIDE WITH PLANNING | CMF | EA
SD900.212 | 05420060352126 | ANATOMICAL MODEL GRAFT SITE, CLEAR | CMF | EA
05.725.010 | 10887587025919 | COMPACT WATER BATH | CMF | EA
304.789 | 10887587032924 | MATRIXNEURO RECON MESH TRAY LARGE/EXTRA DEEP | CMF | EA
306.540 | 10887587033570 | MATRIXNEURO RECON MESH INSTRUMENT INSERT FOR TRAY | CMF | EA
306.541 | 10887587033587 | MATRIXNEURO RECON MESH IMPLANT INSERT FOR TRAY | CMF | EA
03.503.602 | 10887587013145 | RECON MESH BENDERS | CMF | EA
03.503.605 | 10887587013152 | RECON MESH CUTTERS | CMF | EA
306.546 | 10887587033594 | MATRIXNEURO ULP PLATE INSERT FOR MATRIXNEURO MODULE | CMF | EA
306.547 | 10887587033600 | MATRIXNEURO ULP LABEL SHEET FOR MATRIXNEURO MODULE | CMF | EA
SD900.094 | 10887587005751 | SEGMENTATION SERVICE | CMF | EA
SD900.093 | 10887587005744 | STL FILE TRANSFER SERVICE | CMF | EA
SD900.092 | 10887587005737 | OUTCOME ANALYSIS SERVICE | CMF | EA
XM106.2040S | 00812337020336 | DD-XCM BIOLOGIC TISSUE MATRIX 20CM X 40CM/THICK-STERILE | CMF | EA
XM106.2540S | 00812337020350 | DD-XCM BIOLOGIC TISSUE MATRIX 25CM X 40CM/THICK-STERILE | CMF | EA
XM106.2545S | 00812337020367 | DD-XCM BIOLOGIC TISSUE MATRIX 25CM X 45CM/THICK-STERILE | CMF | EA
XM106.2535TCS | 00812337020343 | DD-XCM BIOLOGIC TISSUE MATRIX 25CM X 35CM/THICK-TC-STERILE | CMF | EA
SD803.013 | 10887587071534 | PSI SD803.013 PEEK MANDIBLE ONLAY | CMF | EA
SD900.213 | 10887587071619 | ANATOMICAL MODEL SPECIALTY/SMALL/CLEAR | CMF | EA
SD900.214 | 10887587071626 | ANATOMICAL MODEL SPECIALTY/MEDIUM/CLEAR | CMF | EA
SD900.215 | 10887587071633 | ANATOMICAL MODEL SPECIALTY/LARGE/CLEAR | CMF | EA
SD900.216 | 10887587071640 | ANATOMICAL MODEL SPECIALTY/X-LARGE/CLEAR | CMF | EA
SD03.505.005 | 10887587071671 | 90 DEGREE SCREWDRIVER T-HANDLE | CMF | EA
04.501.093 | 10887587071961 | TI MATRIXRIB T-PLATE 2.8MM THICK/7 HOLES | CMF | EA
04.501.094 | 10887587072364 | TI MATRIXRIB I-PLATE 2.8MM THICK/9 HOLES | CMF | EA
04.501.095 | 10887587072371 | TI MATRIXRIB STRAIGHT PLATE 2.8MM THICK/10 HOLES | CMF | EA
05.000.020LN | 00860540000225 | DD-MATRIXPRO DRIVER HAND PIECE - LOANER | CMF | EA
310.403S | 10887587072715 | 1.7MM DRILL BIT WITH 3MM STOP J-LATCH F/RAPIDSORB IPS-STER | CMF | EA
310.404S | 10887587072722 | 1.7MM DRILL BIT WITH 4MM STOP J-LATCH F/RAPIDSORB IPS-STER | CMF | EA
310.405S | 10887587072739 | 1.7MM DRILL BIT WITH 5MM STOP J-LATCH F/RAPIDSORB IPS-STER | CMF | EA
310.406S | 10887587072746 | 1.7MM DRILL BIT WITH 6MM STOP J-LATCH F/RAPIDSORB IPS-STER | CMF | EA
310.407S | 10887587072753 | 1.7MM DRILL BIT WITH 7MM STOP J-LATCH F/RAPIDSORB IPS-STER | CMF | EA
310.408S | 10887587072760 | 1.7MM DRILL BIT WITH 8MM STOP J-LATCH F/RAPIDSORB IPS-STER | CMF | EA
SD803.020 | 10887587073033 | PSI SD803.020 PEEK IMPLANT | CMF | EA
SD803.021 | 10887587073101 | PSI SD803.021 PEEK IMPLANT | CMF | EA
SD803.022 | 10887587073118 | PSI SD803.022 PEEK IMPLANT | CMF | EA
SD03.503.203 | 10887587073125 | CRUCIFORM BLADE SELF-RETAIN HEX COUPLING | CMF | EA
03.520.001 | 00190776028145 | SINGLE HOOK SKIN RETRACTOR 3MM | CMF | EA
03.520.000 | 00190776028138 | DOUBLE ENDED RETRACTOR | CMF | EA
03.520.024 | 00190776028329 | MALLET SMALL | CMF | EA
03.520.023 | 00190776028312 | CALIPER CASTROVIEJO STYLE 0MM - 40MM | CMF | EA
03.520.022 | 00190776028305 | SCALPEL HANDLE ROUND | CMF | EA
03.520.021 | 00190776028299 | OSTEOTOME EPKER STYLE 4MM | CMF | EA
03.520.020 | 00190776028282 | NEEDLE HOLDER NECKED LONG | CMF | EA
03.520.019 | 00190776028275 | NEEDLE HOLDER CRILE-WOOD STYLE MEDIUM | CMF | EA
03.520.018 | 00190776028268 | NEEDLE HOLDER CRILE-WOOD STYLE SHORT SMOOTH | CMF | EA
03.520.017 | 00190776028251 | SCISSORS IRIS STYLE CURVED | CMF | EA
03.520.016 | 00190776028244 | SCISSORS FLAT POINTED CURVED | CMF | EA
03.520.015 | 00190776028237 | SCISSORS GORNEY STYLE LONG CURVED | CMF | EA
03.520.013 | 00190776028213 | SCISSORS KELLY STYLE | CMF | EA
03.520.012 | 00190776028206 | TISSUE FORCEPS ADSON BROWN STYLE | CMF | EA
03.520.011 | 00190776028190 | TISSUE FORCEPS ADSON STYLE | CMF | EA
03.520.010 | 00190776028183 | LONG TISSUE FORCEPS DEBAKEY STYLE | CMF | EA
03.520.009 | 00190776028176 | DOUBLE ENDED PERIOSTEAL ELEVATOR W/ANGLE 19CM | CMF | EA
03.520.008 | 00190776028169 | DOUBLE ENDED PERIOSTEAL ELEVATOR STRAIGHT 19CM | CMF | EA
03.520.002 | 00190776028152 | DOUBLE HOOK SKIN RETRACTOR 2MM | CMF | EA
03.520.006 | 00190776121181 | PALATAL RETRACTOR FRAME BLADE MEDIUM | CMF | EA
03.520.005 | 00190776121174 | PALATAL RETRACTOR FRAME BLADE SHORT | CMF | EA
03.520.004 | 00190776121167 | PALATAL RETRACTOR FRAME | CMF | EA
03.520.007 | 00190776121198 | PALATAL RETRACTOR FRAME BLADE LONG | CMF | EA
SD803.030 | 10887587074078 | PSI SD803.030 PEEK IMPLANT | CMF | EA
SD03.503.035 | 10887587074085 | ORTHOGNATHIC IN-SITU BENDER | CMF | EA
04.503.554.01 | 10887587021614 | 2.0MM TI MATRIXMANDIBLE SCREW FINE PITCH / 4MM | CMF | EA
04.503.554.05 | 20887587021628 | 2.0MM TI MATRIXMANDIBLE SCREW FINE PITCH / 4MM | CMF | P5
04.503.555.01 | 10887587021638 | 2.0MM TI MATRIXMANDIBLE SCREW FINE PITCH / 5MM | CMF | EA
04.503.556.01 | 10887587021652 | 2.0MM TI MATRIXMANDIBLE SCREW FINE PITCH / 6MM | CMF | EA
04.503.558.01 | 10887587021676 | 2.0MM TI MATRIXMANDIBLE SCREW FINE PITCH / 8MM | CMF | EA
04.503.555.05 | 20887587021642 | 2.0MM TI MATRIXMANDIBLE SCREW FINE PITCH / 5MM | CMF | P5
04.503.556.05 | 20887587021666 | 2.0MM TI MATRIXMANDIBLE SCREW FINE PITCH / 6MM | CMF | P5
04.503.558.05 | 20887587021680 | 2.0MM TI MATRIXMANDIBLE SCREW FINE PITCH / 8MM | CMF | P5
04.503.785 | 10887587023052 | TI MATRIXMANDIBLE ANGLE RECON PLATE/7X23H/1.5MM THICK/LEFT | CMF | EA
04.503.786 | 10887587023069 | TI MATRIXMANDIBLE ANGLE RECON PLATE/7X23H/1.5MM THICK/RIGHT | CMF | EA
04.503.787 | 10887587023076 | TI MATRIXMANDIBLE DOUBLE ANGLE RECON PLATE/1.5MM THICK/SMALL | CMF | EA
04.503.788 | 10887587023083 | TI MATRIXMANDIBLE DOUBLE ANGLE RECON PLATE/1.5MM THICK/MEDIUM | CMF | EA
04.503.789 | 10887587023090 | TI MATRIXMANDIBLE DOUBLE ANGLE RECON PLATE/1.5MM THICK/LARGE | CMF | EA
04.503.783 | 10887587023038 | TI MATRIXMANDIBLE ADAPTION PL 4 HOLES/1.0MM THICK | CMF | EA
04.503.784 | 10887587023045 | TI MATRIXMANDIBLE ADAPTION PL 6 HOLES/1.0MM THICK | CMF | EA
04.503.761 | 10887587022963 | TI MATRIXMANDIBLE PLATE 1.25MM THICK / 2X2 HOLES | CMF | EA
304.069 | 10887587029863 | SCREW AND EXTENSION ARM MODULE FOR CURVILINEAR DISTRACTOR | CMF | EA
690.668 | 10887587060477 | GRAPHIC CASE FOR CURVILINEAR DISTRACTOR SYSTEM | CMF | EA
68.590.103 | 10887587059525 | NANO IMPLANT MODULE ID TAG MATRIXMANDIBLE | CMF | EA
68.590.104 | 10887587059532 | NANO INSTRUMENT MODULE ID TAG MATRIXMANDIBLE | CMF | EA
68.590.105 | 10887587059549 | NANO IMPLANT MODULE ID TAG MATRIXMIDFACE | CMF | EA
68.590.106 | 10887587059556 | NANO INSTRUMENT MODULE ID TAG MATRIXMIDFACE | CMF | EA
68.590.107 | 10887587059563 | NANO IMPLANT MODULE ID TAG MATRIXORTHOGNATHIC | CMF | EA
68.590.108 | 10887587059570 | NANO INSTRUMENT MODULE ID TAG MATRIXORTHOGNATHIC | CMF | EA
68.590.109 | 10887587059587 | NANO IMPLANT MODULE ID TAG MATRIXORBITAL | CMF | EA
68.590.110 | 10887587059594 | NANO INSTRUMENT MODULE ID TAG MATRIXORBITAL | CMF | EA
68.590.112 | 10887587059617 | NANO INSTRUMENT MODULE ID TAG MATRIXMANDIBLE/MATRIXMIDFACE | CMF | EA
68.590.114 | 10887587059631 | NANO INSTRUMENT MODULE ID TAG MATRIXCOMBO | CMF | EA
68.590.123 | 10887587059662 | NANO IMPLANT MODULE ID TAG BLANK | CMF | EA
68.590.124 | 10887587059679 | NANO INSTRUMENT MODULE ID TAG BLANK | CMF | EA
68.590.125 | 10887587059686 | NANO IMPLANT MODULE ID TAG TRANSBUCCAL | CMF | EA
68.590.126 | 10887587059693 | NANO INSTRUMENT MODULE ID TAG TRANSBUCCAL | CMF | EA
08-CC184 | 00848340005442 | DD-DRAPE F/COMPACT WATER BATH STERILE | CMF | EA
68.590.041 | 10887587059303 | NANO MATRIXORTHOGNATHIC/ MATRIXMIDFACE SCR INSERT TRAY | CMF | EA
68.590.043 | 10887587059327 | NANO MATRIXMANDIBLE SCREW INSERT TRAY | CMF | EA
68.590.045 | 10887587059341 | NANO IMF SCREW AND INSTRUMENT INSERT TRAY | CMF | EA
68.590.081 | 10887587059389 | NANO MATRIXMIDFACE 1.55/1.85MM SCR Ã INSERT TRAY ID TAG | CMF | EA
68.590.082 | 10887587059396 | NANO MATRIXORTHOGNATHIC 1.85/ 2.1MM SCR Ã INSERT TRAY ID TAG | CMF | EA
68.590.083 | 10887587059402 | NANO MATRIXMANDIBLE 2.0/2.4MM SCR Ã INSERT TRAY ID TAG | CMF | EA
68.590.084 | 10887587059419 | NANO MATRIXMANDIBLE 2.4/2.7MM SCR Ã INSERT TRAY ID TAG | CMF | EA
68.590.085 | 10887587059426 | NANO IMF SCREW AND INSTRUMENT INSERT TRAY ID TAG | CMF | EA
68.590.086 | 10887587059433 | NANO PLUSDRIVE 1.3/1.7MM SCR Ã INSERT TRAY ID TAG | CMF | EA
68.590.087 | 10887587059440 | NANO PLUSDRIVE 1.5/2.0MM SCR Ã INSERT TRAY ID TAG | CMF | EA
68.590.088 | 10887587059457 | NANO PLUSDRIVE 2.0/2.4MM SCR Ã INSERT TRAY ID TAG | CMF | EA
SD802.282 | 10887587064598 | PSI SD802.282 PEEK IMPLANT | CMF | EA
05.000.020 | 00862377000102 | DD-MATRIXPRO DRIVER HAND PIECE | CMF | EA
60.000.010 | 00860540000201 | DD-MATRIXPRO DRIVER GRAPHIC CASE | CMF | EA
60.000.011 | 00860540000218 | DD-MATRIXPRO DRIVER GRAPHIC CASE REPLACEMENT LID | CMF | EA
D009519 | 10887587070049 | MATRIXWAVE MMF DEMO PLATE SHORT | CMF | EA
D009520 | 10887587070056 | MATRIXWAVE MMF DEMO PLATE TALL | CMF | EA
05.000.021S | 00862377000119 | DD-MATRIXPRO DRIVER BATTERY - STERILE | CMF | EA
SD980.001 | 05420060380013 | TRUMATCH ORTHOGNATHIC KIT FULL BIMAXILLARY | CMF | EA
SD980.003 | 05420060380037 | TRUMATCH ORTHOGNATHICS KIT BASIC BIMAXILLARY | CMF | EA
SD980.005 | 05420060380051 | TRUMATCH ORTHOGNATHICS KIT FULL MAXILLARY | CMF | EA
SD980.007 | 05420060380075 | TRUMATCH ORTHOGNATHICS KIT BASIC MAXILLARY | CMF | EA
SD980.002 | 05420060380020 | TRUMATCH ORTHOGNATHIC KIT FULL BIMAXILLARY/ W/O PLAN | CMF | EA
SD980.009 | 05420060380099 | TRUMATCH ORTHOGNATHICS KIT FULL MANDIBULAR | CMF | EA
SD980.011 | 05420060380112 | TRUMATCH ORTHOGNATHICS KIT BASIC MANDIBULAR | CMF | EA
SD980.013 | 05420060380136 | TRUMATCH ORTHOGNATHICS KIT GENIOPLASTY/ ADD-ON | CMF | EA
SD980.004 | 05420060380044 | TRUMATCH ORTHOGNATHICS KIT BASIC BIMAXILLARY/ W/O PLAN | CMF | EA
SD980.006 | 05420060380068 | TRUMATCH ORTHOGNATHICS KIT FULL MAXILLARY/ W/O PLAN | CMF | EA
SD980.008 | 05420060380082 | TRUMATCH ORTHOGNATHICS KIT BASIC MAXILLARY/ W/O PLAN | CMF | EA
SD980.010 | 05420060380105 | TRUMATCH ORTHOGNATHICS KIT FULL MANDIBULAR/ W/O PLAN | CMF | EA
SD980.012 | 05420060380129 | TRUMATCH ORTHOGNATHICS KIT BASIC MANDIBULAR/ W/O PLAN | CMF | EA
SD803.028 | 10887587073958 | PSI SD803.028 PEEK IMPLANT | CMF | EA
SD803.029 | 10887587073965 | PSI SD803.029 PEEK IMPLANT | CMF | EA
SD980.017 | 05420060380174 | TRUMATCH MIDFACE/MANDIBLE TI 3D PRINTED GUIDE/ MANDIBLE | CMF | EA
SD980.015 | 05420060380150 | TRUMATCH MIDFACE/MANDIBLE TI 3D PRINTED GUIDE/ MIDFACE | CMF | EA
SD980.018 | 05420060380181 | TRUMATCH MIDFACE/MANDIBLE KIT ZYGOMATIC | CMF | EA
SD980.014 | 05420060380143 | TRUMATCH MIDFACE/MANDIBLE TI 3D PRINTED PL/ MIDFACE | CMF | EA
SD980.016 | 05420060380167 | TRUMATCH MIDFACE/MANDIBLE TI 3D PRINTED PL/ MAND/ MINI | CMF | EA
SD980.019 | 05420060380198 | TRUMATCH MIDFACE/MANDIBLE TI 3D PRINTED PL/ MAND/ SM | CMF | EA
SD980.020 | 05420060380204 | TRUMATCH MIDFACE/MANDIBLE TI 3D PRINTED PL/ MAND/ MED | CMF | EA
SD980.021 | 05420060380211 | TRUMATCH MIDFACE/MANDIBLE TI 3D PRINTED PL/ MAND/ LRG | CMF | EA
60.511.009 | 10887587058085 | MAXILLARY MODULE LID FOR MATRIXORTHOGNATHIC SYSTEM | CMF | EA
60.511.010 | 10887587058092 | CHIN PLATE INSERT FOR MANDIBLE MODULE | CMF | EA
314.500 | 10887587037516 | RAPIDSORB PLUS SCREWDRIVER BLADE/SLF-RETAIN SHORT/HEX | CMF | EA
314.501 | 10887587037523 | RAPIDSORB PLUS SCREWDRIVER BLADE SLF-RETAIN/LONG/HEX | CMF | EA
314.502 | 10887587037530 | RAPIDSORB PLUS SCREWDRIVER BLD SLF-RETAIN/F/90Â° SCREWDRIVER | CMF | EA
460.040 | 10887587055213 | TI STERNAL LOCKING X PLATE WIDE/10 HOLES | CMF | EA
60.511.008 | 10887587058078 | MAXILLARY GENERIC MODULE FOR MATRIXORTHOGNATHIC SYSTEM | CMF | EA
60.511.019 | 10887587058184 | LABEL SHEET F/SCR LENGTH COLOR CHART/MATRIXORTHOGNATHIC SYS | CMF | EA
311.570.01S | 10887587036397 | TAP F/2.5MM RAPIDSORB PLUS SCR 18MM STOP F/90Â° SCRWDRVR-STER | CMF | EA
311.576.01S | 10887587036441 | TAP F/2.8MM RAPIDSORB PLUS SCR 18MM STOP F/90Â° SCRWDRVR-STER | CMF | EA
04.503.900 | 10887587023236 | TI MATRIXMANDIBLE PREFORMED RECON PL/SMALL/RIGHT/2.5MM THK | CMF | EA
04.503.901 | 10887587023250 | TI MATRIXMANDIBLE PREFORMED RECON PL/SMALL/LEFT/2.5MM THK | CMF | EA
04.503.902 | 10887587023274 | TI MATRIXMANDIBLE PREFORMED RECON PL/MED/RIGHT/2.5MM THK | CMF | EA
04.503.903 | 10887587023298 | TI MATRIXMANDIBLE PREFORMED RECON PL/MEDIUM/LEFT/2.5MM THK | CMF | EA
04.503.904 | 10887587023311 | TI MATRIXMANDIBLE PREFORMED RECON PL/LARGE/RIGHT/2.5MM THK | CMF | EA
04.503.905 | 10887587023335 | TI MATRIXMANDIBLE PREFORMED RECON PL/LARGE/LEFT/2.5MM THK | CMF | EA
03.503.900 | 10887587013190 | SIZER F/MATRIXMANDIBLE PREFORMD RECON PL(04.503.900) | CMF | EA
03.503.901 | 10887587013206 | SIZER F/MATRIXMANDIBLE PREFORMD RECON PL(04.503.901) | CMF | EA
03.503.902 | 10887587013213 | SIZER F/MATRIXMANDIBLE PREFORMD RECON PL(04.503.902) | CMF | EA
03.503.903 | 10887587013220 | SIZER F/MATRIXMANDIBLE PREFORMD RECON PL(04.503.903) | CMF | EA
03.503.904 | 10887587013237 | SIZER F/MATRIXMANDIBLE PREFORMD RECON PL(04.503.904) | CMF | EA
03.503.905 | 10887587013244 | SIZER F/MATRIXMANDIBLE PREFORMD RECON PL(04.503.905) | CMF | EA
03.503.910 | 10887587013251 | MATRIXMANDIBLE BNDNG TEMPLATE F/PREFORMED RECON PL/SMALL | CMF | EA
03.503.911 | 10887587013268 | MATRIXMANDIBLE BNDNG TEMPLATE F/PREFORMED RECON PL/MEDIUM | CMF | EA
03.503.912 | 10887587013275 | MATRIXMANDIBLE BNDNG TEMPLATE F/PREFORMED RECON PL/LARGE | CMF | EA
460.040S | 10887587055220 | TI STERNAL LOCKING X PLATE WIDE-STERILE | CMF | EA
NA0324 | 10887587000909 | PSI DEMO KIT | CMF | EA
60.501.607 | 10887587057651 | LABEL SHEET SD SCREW MODULE TI STERNAL FIXATION SYSTEM | CMF | EA
04.503.780 | 10887587023014 | MATRIXMANDIBLE PRE-BNT TENSION BAND PL/RIGHT/2X2H/1.0MM THK | CMF | EA
04.503.781 | 10887587023021 | MATRIXMANDIBLE PRE-BNT TENSION BAND PLATE/LEFT/2X2H/1.0MM THK | CMF | EA
03.503.504 | 10887587013039 | MATRIXMANDIBLE 1.5MM DRILL BIT MQC W/4MM STOP/50MM | CMF | EA
03.503.404 | 10887587012865 | MATRIXMANDIBLE 1.5MM DRILL BIT J-LATCH W/4MM STOP/50MM | CMF | EA
SD422.009 | 10887587003283 | TI MATRIXNEURO CURVED STRUT PLATE/2X4 HOLES | CMF | EA
04.503.134S | 10887587018577 | MATRIXNEURO STERILE KIT 17MM BURR HOLE COVER/4MM | CMF | EA
04.503.131S | 10887587018560 | MATRIXNEURO STERILE KIT STANDARD/4MM | CMF | EA
SD306.509 | 10887587001722 | SCREW DISK MATRIXNEURO SYSTEM | CMF | EA
SD397.250 | 10887587002989 | MALLEABLE C-RETRACTOR FOR FIBER OPTIC LIGHT | CMF | EA
03.000.400.05S | 20887587009664 | IRRIGATION TUBING 5 PACK FOR PIEZOELECTRIC SYSTEM-STER | CMF | P5
XM106.0612S | 00812337020138 | DD-XCM BIOLOGIC TISSUE MATRIX 6CM X 12CM/THICK-STERILE | CMF | EA
XM106.1620S | 00812337020268 | DD-XCM BIOLOGIC TISSUE MATRIX 16CM X 20CM/THICK-STERILE | CMF | EA
1206 | 10887587027272 | AIR PEN DRIVE USER'S MANUAL | CMF | EA
60.001.401.98 | 10887587057392 | ATTACHMENT TRAY F/MODULAR GRAPHIC CASE FOR PIEZOELECTRIC | CMF | EA
60.001.402.98 | 10887587057408 | LID FOR MODULAR GRAPHIC CASE FOR PIEZOELECTRIC SYSTEM | CMF | EA
60.001.400.98 | 10887587057385 | SINGLE LVL MODULAR GRAPHIC CSE FOR PIEZOELECTRIC SYSTEM | CMF | EA
05.001.404.98 | 10887587025834 | FLAT WRENCH FOR PIEZOELECTRIC SYSTEM | CMF | EA
05.001.417.98 | 10887587025858 | LED RING FOR HANDPIECE FOR PIEZOELECTRIC SYSTEM | CMF | EA
05.001.418.98 | 10887587025865 | LIGHT DIFFUSER CONE F/HANDPC FOR PIEZOELECTRIC SYSTEM | CMF | EA
03.000.401.98S | 10887587009681 | SAW 20.9X14.1X4.0X0.6MM FOR PIEZOELECTRIC SYSTEM-STER | CMF | EA
03.000.402.98S | 10887587009698 | SAW 20.1X21.4X4.0X0.6MM FOR PIEZOELECTRIC SYSTEM-STER | CMF | EA
03.000.403.98S | 10887587009704 | SAW LEFT 17.8X15.2X4.0X0.6MM FOR PIEZOELECTRIC SYSTEM-STER | CMF | EA
03.000.404.98S | 10887587009711 | SAW RIGHT 17.8X15.2X4.0X0.6MM FOR PIEZOELECTRIC SYSTEM-STER | CMF | EA
03.000.405.98S | 10887587009728 | SCALPEL RND 22.45X12.6X3.9DIA X0.7MM/PIEZOELECTRIC-STER | CMF | EA
03.000.406.98S | 10887587009735 | SCALPEL FLAT 21.6X11.1X3.0X 0.5MM FOR PIEZOELECTRIC-STER | CMF | EA
03.000.407.98S | 10887587009742 | SCALPEL 17.7X15.5X1.2X0.5MM FOR PIEZOELECTRIC SYSTEM-STER | CMF | EA
03.000.408.98S | 10887587009759 | SPADE RND 24X11.05X4.0X0.65MM FOR PIEZOELECTRIC SYSTEM-STER | CMF | EA
03.000.409.98S | 10887587009766 | DIAMOND 24.6X12.85X2.6X0.6MM FOR PIEZOELECTRIC SYSTEM-STER | CMF | EA
03.000.410.98S | 10887587009773 | DIAMOND RND 21.9X12.4X1.8MM FOR PIEZOELECTRIC SYSTEM-STER | CMF | EA
03.000.411.98S | 10887587009780 | SINUS LIFT 22.9X10.1X5X0.4MM FOR PIEZOELECTRIC SYSTEM-STER | CMF | EA
05.001.179.05S | 20887587025626 | CLIPS FOR IRRIGATION TUBE SET STERILE | CMF | EA
XM106.1016S | 00812337020220 | DD-XCM BIOLOGIC TISSUE MATRIX 10CM X 16CM-THICK-STERILE | CMF | EA
SD305.001 | 10887587001685 | SCR/DRILL/BLD INSERT NO RECESS HOLES F/MATRIXORTHOGNATHIC SYS | CMF | EA
SD314.010 | 10887587002316 | MATRIXMIDFACE SCREWDRIVER FIXED HANDLE/SELF-RETAINING | CMF | EA
SD398.990 | 10887587003146 | BONE REDUCTION FORCEPS SMALL WITH 5MM GAP | CMF | EA
03.501.085 | 10887587010854 | 5.5MM DRILL BIT AO QUICK COUPLING/125MM | CMF | EA
03.501.606 | 10887587011271 | 2.2MM DRILL BIT W/6MM STOP AO QUICK COUPLING/135MM | CMF | EA
03.501.608 | 10887587011288 | 2.2MM DRILL BIT W/8MM STOP AO QUICK COUPLING/135MM | CMF | EA
03.501.610 | 10887587011295 | 2.2MM DRILL BIT W/10MM STOP AO QUICK COUPLING/135MM | CMF | EA
03.501.612 | 10887587011301 | 2.2MM DRILL BIT W/12MM STOP AO QUICK COUPLING/135MM | CMF | EA
03.501.614 | 10887587011318 | 2.2MM DRILL BIT W/14MM STOP AO QUICK COUPLING/135MM | CMF | EA
03.501.616 | 10887587011325 | 2.2MM DRILL BIT W/16MM STOP AO QUICK COUPLING/135MM | CMF | EA
03.501.618 | 10887587011332 | 2.2MM DRILL BIT W/18MM STOP AO QUICK COUPLING/135MM | CMF | EA
304.070 | 10887587029870 | MODULE FOR 1.3MM CURVILINEAR DISTRACTOR | CMF | EA
04.500.218 | 10887587016832 | 1.3MM CURVILINEAR DISTRACTOR STRAIGHT | CMF | EA
04.500.230 | 10887587016849 | 1.3MM CURVILINEAR DISTRACTOR R30/RIGHT | CMF | EA
04.500.231 | 10887587016856 | 1.3MM CURVILINEAR DISTRACTOR R30/LEFT | CMF | EA
04.500.240 | 10887587016863 | 1.3MM CURVILINEAR DISTRACTOR R40/RIGHT | CMF | EA
04.500.241 | 10887587016870 | 1.3MM CURVILINEAR DISTRACTOR R40/LEFT | CMF | EA
04.500.250 | 10887587016887 | 1.3MM CURVILINEAR DISTRACTOR R50/RIGHT | CMF | EA
04.500.251 | 10887587016894 | 1.3MM CURVILINEAR DISTRACTOR R50/LEFT | CMF | EA
04.500.270 | 10887587016900 | 1.3MM CURVILINEAR DISTRACTOR R70/RIGHT | CMF | EA
04.500.271 | 10887587016917 | 1.3MM CURVILINEAR DISTRACTOR R70/LEFT | CMF | EA
805.505.01S | 10887587061573 | RAPIDSORB IPS 1.5MM FASTENER CARTRIDGE/SMALL-STERILE | CMF | EA
805.510.01S | 10887587061580 | RAPIDSORB IPS 1.5MM FASTENER CARTRIDGE/MEDIUM-STERILE | CMF | EA
805.520.01S | 10887587061597 | RAPIDSORB IPS 1.5MM FASTENER CARTRIDGE/LARGE-STERILE | CMF | EA
SD301.010 | 10887587001661 | SWIVEL HOOK ATTACHMENT MAXILLARY ADVANCEMENT FIXTURE | CMF | EA
SD301.011 | 10887587001678 | DUAL SWIVEL HOOKS ADAPTOR MAXILLARY ADVANCEMENT FIXTURE | CMF | EA
SD514.221 | 10887587005461 | 1.3MM PLUSDRIVE BLADE MQC SELF-RETAIN F/90Â° SCREWDRIVER | CMF | EA
SD329.103 | 10887587002613 | INFANT/CHILD MODEL FULL SKULL WITH AIRWAY | CMF | EA
530.554 | 10887587057279 | RAPIDSORB IPS STERILITY SHIELD | CMF | EA
530.551 | 10887587057255 | RAPIDSORB IPS POWER DRIVE UNIT | CMF | EA
530.553.01S | 10887587057262 | RAPIDSORB IPS BATTERY PACK STERILE | CMF | EA
03.503.185 | 10887587012483 | MATRIXMANDIBLE BENDNG TEMPLATE F/1.25MM 2X2H TENSION BAND PL | CMF | EA
04.511.331 | 10887587024035 | TI MATRIX OBLIQUE L-PL/4X3H SHORT/REVERSIBLE/0.5MM THICK | CMF | EA
04.511.332 | 10887587024042 | TI MATRIX OBLIQUE L-PL/4X3H MEDIUM/REVERSIBLE/0.5MM THICK | CMF | EA
04.511.334 | 10887587024066 | TI MATRIX OBLIQUE L-PL/4X3H SHORT/REVERSIBLE/0.7MM THICK | CMF | EA
04.511.335 | 10887587024073 | TI MATRIX OBLIQUE L-PL/4X3H MEDIUM/REVERSIBLE/0.7MM THICK | CMF | EA
460.172S | 10887587055343 | TI STERNAL FIXTN KIT/LRG H-PL W/14MM SLF-DRLG SCR-STERILE | CMF | EA
04.503.145S | 10887587018591 | TI MATRIXNEURO RECON MESH 100MM X 100MM/GOLD-STERILE | CMF | EA
04.503.146S | 10887587018614 | TI MATRIXNEURO RECON MESH 150MM X 150MM/GOLD-STERILE | CMF | EA
04.503.147S | 10887587018638 | TI MATRIXNEURO RECON MESH 200MM X 200MM/GOLD-STERILE | CMF | EA
04.503.149S | 10887587018652 | TI MATRIXNEURO RECON MESH 70MM DIA/GOLD-STERILE | CMF | EA
04.503.150S | 10887587018676 | TI MATRIXNEURO RECON MESH 100MM DIA/GOLD-STERILE | CMF | EA
68.590.001 | 10887587058948 | NANO INSTRUMENT MODULE | CMF | EA
68.590.002 | 10887587058955 | NANO IMPLANT MODULE | CMF | EA
68.590.003 | 10887587058962 | NANO INSERT TRAY/SINGLE WIDE 1 HIGH | CMF | EA
68.590.004 | 10887587058979 | NANO INSERT TRAY/SINGLE WIDE 2 HIGH | CMF | EA
68.590.005 | 10887587058986 | NANO INSERT TRAY/SINGLE WIDE 3 HIGH | CMF | EA
68.590.006 | 10887587058993 | NANO INSERT TRAY/DOUBLE WIDE 1 HIGH | CMF | EA
68.590.007 | 10887587059006 | NANO INSERT TRAY/DOUBLE WIDE 2 HIGH | CMF | EA
68.590.096 | 10887587059464 | NANO INSTRUMENT MODULE DIVIDER/FULL LENGTH | CMF | EA
68.590.008 | 10887587059013 | NANO INSERT TRAY/DOUBLE WIDE 3 HIGH | CMF | EA
68.590.009 | 10887587059020 | NANO INSERT TRAY/TRIPLE WIDE 1 HIGH | CMF | EA
68.590.010 | 10887587059037 | NANO INSERT TRAY/TRIPLE WIDE 2 HIGH | CMF | EA
68.590.097 | 10887587059471 | NANO INSTRUMENT MODULE DIVIDER/FULL WIDTH | CMF | EA
04.502.021 | 10887587017518 | TI MATRIXNEURO ULP BURR HOLE COVER 12MM | CMF | EA
04.502.022 | 10887587017525 | TI MATRIXNEURO ULP BURR HOLE COVER 15MM | CMF | EA
04.502.023 | 10887587017532 | TI MATRIXNEURO ULP BURR HOLE COVER 17MM | CMF | EA
04.502.024 | 10887587017549 | TI MATRIXNEURO ULP BURR HOLE COVER 24MM | CMF | EA
04.502.028 | 10887587017570 | TI MATRIXNEURO ULP BURR HOLE COVER 17MM W/SHUNT | CMF | EA
04.502.061 | 10887587017594 | TI MATRIXNEURO ULP 9MM STRAIGHT PLATE | CMF | EA
04.502.062 | 10887587017600 | TI MATRIXNEURO ULP 12MM STRAIGHT PLATE | CMF | EA
04.502.063 | 10887587017617 | TI MATRIXNEURO ULP 24MM STRAIGHT PLATE | CMF | EA
04.502.064 | 10887587017624 | TI MATRIXNEURO ULP X-PLATE | CMF | EA
04.502.065 | 10887587017631 | TI MATRIXNEURO ULP 14MM X 14MM BOX PLATE | CMF | EA
04.502.068 | 10887587017662 | TI MATRIXNEURO ULP 18MM DOUBLE Y 6 HOLE PLATE | CMF | EA
04.502.073 | 10887587017716 | TI MATRIXNEURO ULP 10MM X 16MM BOX PLATE | CMF | EA
04.502.074 | 10887587017723 | TI MATRIXNEURO ULP STRUT PLATE 2 X 3 HOLES | CMF | EA
2323 | 10887587068145 | DEPUY SYNTHES CMF PRICE LIST 2013 - 2014 | CMF | EA
60.503.240 | 10887587068152 | INSTRUMENT CASE FOR MATRIXNEURO MESH | CMF | EA
60.590.001 | 10887587068190 | NANO MATRIXMIDFACE SCR/INSTR LABEL SHEET | CMF | EA
60.590.002 | 10887587068206 | NANO MATRIXORTHOGNATHIC SCR/INSTR LABEL SHEET | CMF | EA
60.590.003 | 10887587068213 | NANO MATRIXMANDIBLE SCR/INSTR LABEL SHEET | CMF | EA
SD803.023 | 10887587073422 | PSI SD803.023 PEEK IMPLANT | CMF | EA
SD980.103 | 05420060381034 | TRUMATCH MIDFACE/MANDIBLE TI 3D PRINTED IMPLANT/ ORBIT | CMF | EA
SD980.104 | 05420060381041 | TRUMATCH MIDFACE/MANDIBLE TI 3D PRINTED GUIDE/ ORBIT | CMF | EA
SD980.105 | 05420060381058 | TRUMATCH MIDFACE/MANDIBLE TI 3D PRINTED IMPL/MIDFACE/LRG | CMF | EA
SD980.106 | 05420060381065 | TRUMATCH MIDFACE/MANDIBLE TI 3D PRINTED IMPL/MIDFACE/SM | CMF | EA
SD314.696 | 10887587073989 | 2.5MM HEX EXTENSION | CMF | EA
SD03.503.048 | 10887587073996 | SPACING INSTRUMENT | CMF | EA
SD980.107 | 05420060381072 | TRUMATCH MIDFACE/MANDIBLE TI 3D PRINTED IMPL/MAND/SM | CMF | EA
SD980.108 | 05420060381089 | TRUMATCH MIDFACE/MANDIBLE TI 3D PRINTED IMPL/MAND/MED | CMF | EA
SD980.109 | 05420060381096 | TRUMATCH MIDFACE/MANDIBLE TI 3D PRINTED IMPL/MAND/LRG | CMF | EA
SD03.505.006 | 10887587074221 | 90 DEGREE SCREWDRIVER BPD ADAPTER | CMF | EA
SD980.110 | 05420060381102 | TRUMATCH MIDFACE/MANDIBLE TI 3D PRINTED ORBITAL KIT | CMF | EA
SD980.111 | 05420060381119 | TRUMATCH MIDFACE/MANDIBLE TI 3D PRNT ORBTL KIT W/O PLAN | CMF | EA
400.407 | 20887587042692 | 1.0MM TI CRTX SCREW SLF-TPNG W/PLUSDRIVE(TM) RECESS 7MM | CMF | P5
400.409 | 20887587042739 | 1.0MM TI CRTX SCREW SLF-TPNG W/PLUSDRIVE(TM) RECESS 9MM | CMF | P5
400.411 | 20887587042777 | 1.0MM TI CRTX SCREW SLF-TPNG W/PLUSDRIVE(TM) RECESS 11MM | CMF | P5
400.407E | 10887587042701 | 1.0MM TI CRTX SCREW SLF-TPNG W/PLUSDRIVE(TM) RECESS 7MM | CMF | EA
400.409E | 10887587042749 | 1.0MM TI CRTX SCREW SLF-TPNG W/PLUSDRIVE(TM) RECESS 9MM | CMF | EA
400.411E | 10887587042787 | 1.0MM TI CRTX SCREW SLF-TPNG W/PLUSDRIVE(TM) RECESS 11MM | CMF | EA
400.467 | 20887587043408 | 1.2MM TI EMERGENCY SCREW WITH PLUSDRIVE(TM) RECESS 7MM | CMF | P5
400.469 | 20887587043446 | 1.2MM TI EMERGENCY SCREW WITH PLUSDRIVE(TM) RECESS 9MM | CMF | P5
400.467E | 10887587043418 | 1.2MM TI EMERGENCY SCREW WITH PLUSDRIVE(TM) RECESS 7MM | CMF | EA
400.469E | 10887587043456 | 1.2MM TI EMERGENCY SCREW WITH PLUSDRIVE(TM) RECESS 9MM | CMF | EA
400.437 | 20887587042975 | 1.3MM TI CRTX SCREW SLF-TPNG W/PLUSDRIVE(TM) RECESS 7MM | CMF | P5
400.439 | 20887587043026 | 1.3MM TI CRTX SCREW SLF-TPNG W/PLUSDRIVE(TM) RECESS 9MM | CMF | P5
400.437E | 10887587042985 | 1.3MM TI CRTX SCREW SLF-TPNG W/PLUSDRIVE(TM) RECESS 7MM | CMF | EA
400.439E | 10887587043036 | 1.3MM TI CRTX SCREW SLF-TPNG W/PLUSDRIVE(TM) RECESS 9MM | CMF | EA
400.487 | 20887587043668 | 1.7MM TI EMERGENCY SCREW WITH PLUSDRIVE(TM) RECESS 7MM | CMF | P5
400.489 | 20887587043712 | 1.7MM TI EMERGENCY SCREW WITH PLUSDRIVE(TM) RECESS 9MM | CMF | P5
105.495SS | 10887587026947 | AUTOMATED TACK DRIVER SET- SALES SAMPLE | CMF | EA
310.178 | 10887587034997 | 1.5MM DRILL BIT/5MM STOP/45MM STRYKER J-LATCH F/RESORB TACKS | CMF | EA
310.179 | 10887587035000 | 1.5MM DRILL BIT/6MM STOP/45MM STRYKER J-LATCH F/RESORB TACKS | CMF | EA
310.176 | 10887587034973 | 1.5MM DRILL BIT/3MM STOP/45MM STRYKER J-LATCH F/RESORB TACKS | CMF | EA
310.177 | 10887587034980 | 1.5MM DRILL BIT/4MM STOP/45MM STRYKER J-LATCH F/RESORB TACKS | CMF | EA
310.181 | 10887587035017 | 1.5MM DRILL BIT W/3MM STOP 52MM HXC F/RESORBABLE TACKS | CMF | EA
310.182 | 10887587035024 | 1.5MM DRILL BIT W/4MM STOP 52MM HXC F/RESORBABLE TACKS | CMF | EA
310.183 | 10887587035031 | 1.5MM DRILL BIT W/5MM STOP 52MM HXC F/RESORBABLE TACKS | CMF | EA
310.184 | 10887587035048 | 1.5MM DRILL BIT W/6MM STOP 52MM HXC F/RESORBABLE TACKS | CMF | EA
105.491SS3 | 10887587026893 | RAPID RESORBABLE FIXATION SYSTEM IMPL SET-SALES SAMPLE | CMF | EA
304.755 | 10887587032627 | BASE & INSERT TRAY F/EXTERNAL MIDFACE DISTRACTOR SYSTEM | CMF | EA
304.757 | 10887587032641 | LID FOR EXTERNAL MIDFACE DISTRACTOR SYSTEM | CMF | EA
SD514.215 | 10887587005416 | 1.5MM/2.0MM/2.4MM SCREWDRIVER BLADE 12MM | CMF | EA
690.641 | 10887587060330 | LID FOR HALF-SIZE INSERT TRAY | CMF | EA
690.620 | 10887587060125 | GRAPHIC CASE FOR MANDIBLE MODULAR FIXATION SYSTEM-3 HIGH | CMF | EA
304.768 | 10887587032740 | HALF-SIZE AUXILIARY BIN | CMF | EA
304.769 | 10887587032757 | QUARTER-SIZE AUXILIARY BIN | CMF | EA
851.426.01S | 10887587063744 | 1.5MM RAPID RESORBABLE STRUT PLATE SCALLOP 2H X 36H-STERILE | CMF | EA
710.024.98S | 10887587060828 | CHRONOS(TM) BETA-TCP GRANULES 2.8-5.6MM/1.8GR/2.5CC-STERILE | CMF | EA
2035 | 10887587028675 | 2004 SYNTHES MAXILLOFACIAL CATALOG | CMF | EA
63K | 10887587058795 | 2.0MM STARDRIVE SCRWDRVR BLADE F/USE W/HOLDING SLV 95MM-HXC | CMF | EA
63J | 10887587058788 | 2.0MM STARDRIVE SCRWDRVR BLADE F/USE W/HOLDING SLV 79MM-HXC | CMF | EA
63H | 10887587058771 | 2.0MM STARDRIVE SCRWDRVR BLADE F/USE W/HOLDING SLV 92MM | CMF | EA
63G | 10887587058764 | 1.5MM STARDRIVE SCRWDRVR BLADE F/USE W/HOLDING SLV 92MM | CMF | EA
63F | 10887587058757 | 1.5MM STARDRIVE SCRWDRVR BLADE F/USE W/HOLDING SLV 95MM-HXC | CMF | EA
63E | 10887587058740 | 2.0MM STARDRIVE SCRWDRVR BLADE F/USE W/HOLDING SLV 66MM | CMF | EA
63D | 10887587058733 | 1.5MM STARDRIVE SCRWDRVR BLADE F/USE W/HOLDING SLV 79MM-HXC | CMF | EA
63C | 10887587058726 | 1.5MM STARDRIVE SCRWDRVR BLADE F/USE W/HOLDING SLV 66MM | CMF | EA
63B | 10887587058719 | 1.3MM STARDRIVE SCRWDRVR BLADE F/USE W/HOLDING SLV 79MM-HXC | CMF | EA
63A | 10887587058702 | 1.3MM STARDRIVE SCRWDRVR BLADE F/USE W/HOLDING SLV 66MM | CMF | EA
421.552 | 10887587050959 | TI LOW PROFILE NEURO BURR HOLE COVER FOR SHUNT 12MM | CMF | EA
421.555 | 10887587050980 | TI LOW PROFILE NEURO BURR HOLE COVER FOR SHUNT 24MM | CMF | EA
446.922 | 10887587052328 | 1.5MM TI BURR HOLE COVER FOR SHUNT 12MM | CMF | EA
446.923 | 10887587052335 | 1.5MM TI BURR HOLE COVER FOR SHUNT 15MM | CMF | EA
446.924 | 10887587052342 | 1.5MM TI BURR HOLE COVER FOR SHUNT 17MM | CMF | EA
446.925 | 10887587052359 | 1.5MM TI BURR HOLE COVER FOR SHUNT 24MM | CMF | EA
421.032 | 10887587049779 | 1.3MM TI BURR HOLE COVER FOR SHUNT 12MM | CMF | EA
421.033 | 10887587049786 | 1.3MM TI BURR HOLE COVER FOR SHUNT 15MM | CMF | EA
421.034 | 10887587049793 | 1.3MM TI BURR HOLE COVER FOR SHUNT 17MM | CMF | EA
421.035 | 10887587049809 | 1.3MM TI BURR HOLE COVER FOR SHUNT 24MM | CMF | EA
421.002 | 10887587049397 | 1.3MM TI TEMPORAL MESH PLATE- MALLEABLE/MEDIUM | CMF | EA
421.003 | 10887587049403 | 1.3MM TI CONTOURABLE STRUT PLATE 8 HOLES | CMF | EA
01.305.000 | 10887587006901 | MANDIBLE EXTERNAL FIXATOR SET | CMF | EA
01.305.000PA | 10887587006932 | MANDIBLE EXTERNAL FIXATOR INSTRUMENT SET | CMF | EA
01.305.000E | 10887587006925 | MANDIBLE EXTERNAL FIXATOR SET- EVAL | CMF | EA
400.833.20 | 20887587045389 | TI LOW PROFILE NEURO SCREW SELF-DRILLING 3MM | CMF | 4E
400.836.20 | 20887587045471 | TI LOW PROFILE NEURO SCREW SELF-DRILLING 6MM | CMF | 4E
304.778 | 10887587032825 | 1.3MM COMPACT NEURO MODULE WITH MESH DRAWER | CMF | EA
304.779 | 10887587032832 | 1.5MM COMPACT NEURO MODULE WITH MESH DRAWER | CMF | EA
115.660E | 10887587027180 | EXTERNAL MIDFACE DISTRACTOR SET-EVAL | CMF | EA
115.660D | 10887587027173 | EXTERNAL MIDFACE DISTRACTOR SET-DEMO | CMF | EA
115.660 | 10887587027166 | EXTERNAL MIDFACE DISTRACTOR SET | CMF | EA
805.614.02S | 20887587061778 | 1.5MM RAPID RESORBABLE TACK 4MM-STERILE | CMF | OP
805.614.04S | 20887587061785 | 1.5MM RAPID RESORBABLE TACK 4MM-STERILE | CMF | P4
805.614.10S | 20887587061792 | 1.5MM RAPID RESORBABLE TACK 4MM-STERILE | CMF | TP
805.614.20S | 20887587061808 | 1.5MM RAPID RESORBABLE TACK 4MM-STERILE | CMF | 4E
05.000.006 | 10887587024561 | BATTERY CHARGING UNIT FOR BATTERY POWERED DRIVER | CMF | EA
05.000.009 | 10887587024608 | RECHARGEABLE BATTERY PACK FOR BATTERY POWERED DRIVER | CMF | EA
01.501.624E | 10887587007427 | TI STERNAL FIXATION SET-EVAL | CMF | EA
01.305.000D | 10887587006918 | MANDIBLE EXTERNAL FIXATOR SET- DEMO | CMF | EA
314.434 | 10887587037400 | 1.5MM CRUCIFORM SCRWDRVR BLADE SLF-RETAIN MQC F/RESORB SCREWS | CMF | EA
314.694 | 10887587037752 | 2.0MM CRUCIFORM SCRWDRVR BLADE SLF-RETAIN MQC F/RESORB SCREWS | CMF | EA
305.881 | 10887587033419 | LID FOR RESORBABLE CRANIAL CLAMP INSTRUMENT TRAY | CMF | EA
305.882 | 10887587033426 | INSERT FOR RESORBABLE CRANIAL CLAMP INSTRUMENT TRAY | CMF | EA
2313 | 10887587028941 | 2005 SYNTHES MAXILLOFACIAL PRICE LIST | CMF | EA
710.060.98S | 10887587061009 | CHRONOS(TM) BETA-TCP WEDGE 10 DEG/SEMI-CIRCULAR-STERILE | CMF | EA
710.063.98S | 10887587061016 | CHRONOS(TM) BETA-TCP WEDGE 13 DEG/SEMI-CIRCULAR-STERILE | CMF | EA
05.001.000.98 | 10887587024622 | STANDARD CONSOLE W/IRRIGATION FOR ELECTRIC PEN DRIVE | CMF | EA
05.001.001.98 | 10887587024639 | STANDARD CONSOLE WITHOUT IRRIGATION F/ELECTRIC PEN DRV | CMF | EA
05.001.002.98 | 10887587024646 | BASIC CONSOLE FOR ELECTRIC PEN DRIVE | CMF | EA
05.001.037.98 | 10887587024882 | K-WIRE ATTACHMENT FOR PEN DRIVE | CMF | EA
05.001.038.98 | 10887587024899 | OSCILLATING SAW ATTACHMENT FOR PEN DRIVE | CMF | EA
05.001.039.98 | 10887587024905 | SAGITTAL SAW ATTACHMENT FOR PEN DRIVE | CMF | EA
05.001.040.98 | 10887587024912 | RECIPROCATING SAW ATTACHMENT FOR PEN DRIVE | CMF | EA
05.001.045.98 | 10887587024967 | BURR ATTACHMENT-SHORT FOR PEN DRIVE | CMF | EA
05.001.046.98 | 10887587024974 | BURR ATTACHMENT-MEDIUM FOR PEN DRIVE | CMF | EA
05.001.047.98 | 10887587024981 | BURR ATTACHMENT-LONG FOR PEN DRIVE | CMF | EA
05.001.048.98 | 10887587024998 | BURR ATTACHMENT-SHORT-ANGLED FOR PEN DRIVE | CMF | EA
05.001.049.98 | 10887587025001 | BURR ATTACHMENT-MEDIUM-ANGLED FOR PEN DRIVE | CMF | EA
05.001.050.98 | 10887587025018 | BURR ATTACHMENT-LONG-ANGLED FOR PEN DRIVE | CMF | EA
05.001.051.98 | 10887587025025 | DURA GUARD-SHORT FOR PEN DRIVE | CMF | EA
05.001.010.98 | 10887587024677 | ELECTRIC PEN DRIVE 60,000 RPM | CMF | EA
05.001.052.98 | 10887587025032 | DURA GUARD-MEDIUM FOR PEN DRIVE | CMF | EA
05.001.011.98 | 10887587024684 | ELECTRIC PEN DRIVE 90,000 RPM | CMF | EA
05.001.012.98 | 10887587024691 | HAND SWITCH FOR ELECTRIC PEN DRIVE | CMF | EA
05.001.053.98 | 10887587025049 | DURA GUARD-LONG FOR PEN DRIVE | CMF | EA
05.001.016.98 | 10887587024707 | FOOT SWITCH-1 PEDAL FOR ELECTRIC PEN DRIVE | CMF | EA
05.001.054.98 | 10887587025056 | PERFORATOR FOR PEN DRIVE | CMF | EA
05.001.017.98 | 10887587024714 | FOOT SWITCH-2 PEDALS FOR ELECTRIC PEN DRIVE | CMF | EA
05.001.020.98 | 10887587024721 | CABLE 2M TO CONSOLE FOR ELECTRIC PEN DRIVE | CMF | EA
05.001.055.98 | 10887587025063 | BURR ATTACHMENT-XXLONG ANGLED FOR PEN DRIVE | CMF | EA
05.001.060.98 | 10887587025087 | 0.4NM TORQUE CALIBRATION UNIT FOR PEN DRIVE | CMF | EA
05.001.021.98 | 10887587024738 | CABLE 4M TO CONSOLE FOR ELECTRIC PEN DRIVE | CMF | EA
05.001.061.98 | 10887587025094 | 0.8NM TORQUE CALIBRATION UNIT FOR PEN DRIVE | CMF | EA
05.001.022.98 | 10887587024745 | CABLE FOOT SWITCH TO CONSOLE FOR ELECTRIC PEN DRIVE | CMF | EA
05.001.096.98 | 10887587025391 | 7.0MM PROTECTIVE SLEEVE FOR TREPAN BURR FOR PEN DRIVE | CMF | EA
05.001.097.98 | 10887587025407 | 12.0MM PROTECTIVE SLEEVE FOR TREPAN BURR FOR PEN DRIVE | CMF | EA
05.001.024.98 | 10887587024752 | ADAPTOR FOR SMALL BATTERY DRIVE FOR ELECTRIC PEN DRIVE | CMF | EA
05.001.030.98 | 10887587024813 | DRILL ATTACHMENT MQC FOR PEN DRIVE | CMF | EA
05.001.031.98 | 10887587024820 | DRILL ATTACHMENT J-LATCH COUPLING FOR PEN DRIVE | CMF | EA
05.001.032.98 | 10887587024837 | DRILL ATTACHMENT AO COUPLING FOR PEN DRIVE | CMF | EA
05.001.033.98 | 10887587024844 | 45DEG OSCILLATING DRILL ATTACHMENT MQC FOR PEN DRIVE | CMF | EA
05.001.034.98 | 10887587024851 | SCREW ATTACHMENT MQC FOR PEN DRIVE | CMF | EA
05.001.035.98 | 10887587024868 | 90DEG DRILL ATTACHMENT-SHORT MQC FOR PEN DRIVE | CMF | EA
05.001.036.98 | 10887587024875 | 90 DEG DRILL ATTACHMENT-LONG MQC FOR PEN DRIVE | CMF | EA
05.001.026.98 | 10887587024776 | CABLE FOOT SWITCH TO FOOT SWITCH 2M F/ELECTRIC PEN DRIVE | CMF | EA
05.001.025.98 | 10887587024769 | CABLE 3M TO CONSOLE FOR ELECTRIC PEN DRIVE | CMF | EA
SD314.693 | 10887587002361 | HOLDING SLEEVE F/2.0MM STARDRIVE SCRWS 93 LNG | CMF | EA
690.823 | 10887587060699 | LABEL SHEET FOR 1.3MM COMPACT NEURO MODULE | CMF | EA
690.824 | 10887587060705 | LABEL SHEET FOR 1.5MM COMPACT NEURO MODULE | CMF | EA
306.511 | 10887587033495 | MATRIXNEURO IMPLANT INSERT | CMF | EA
145.692PA | 10887587027685 | MMFS WITH PLUSDRIVE(TM) INSTRUMENT SET | CMF | EA
145.692PB | 10887587027692 | MMFS WITH PLUSDRIVE(TM) UPGRADE SET | CMF | EA
145.692SS | 10887587027708 | MANDIBLE MODULAR FIXATION SYSTEM (MMFS) W/PLUSDRIVE(TM) | CMF | EA
291.906 | 20887587029570 | 1.0MM STERNAL CRIMPING FERRULE LONG | CMF | P5
291.907 | 20887587029594 | 1.0MM STERNAL PARALLEL END FITTING | CMF | P5
291.911.03S | 10887587029641 | 1.0MM STERNAL CABLE STERILE 3 PACK | CMF | EA
291.911.01S | 10887587029634 | 1.0MM STERNAL CABLE STERILE | CMF | EA
291.916.01S | 10887587029672 | 1.0MM STERNAL CABLE WITH NEEDLE-STERILE | CMF | EA
291.916.03S | 10887587029689 | 1.0MM STERNAL CABLE WITH NEEDLE-STERILE 3 PACK | CMF | EA
05.001.069.05S | 20887587025176 | IRRIGATION TUBING SET-STERILE | CMF | P5
391.291LN | 10887587040998 | TENSION/CRIMPER/CUTTER FOR 1.0MM STERNAL CABLE | CMF | EA
800.603.10S | 20887587061075 | 1.5MM RESORBABLE CORTEX SCREW 3MM-STERILE | CMF | TP
800.603.20S | 20887587061082 | 1.5MM RESORBABLE CORTEX SCREW 3MM-STERILE | CMF | 4E
800.605.10S | 20887587061150 | 1.5MM RESORBABLE CORTEX SCREW 5MM-STERILE | CMF | TP
BM1341-16 | 10887587000206 | CRANIAL BONE FLAP MODEL WITH SOFT TISSUE BRAIN | CMF | EA
SD514.216 | 10887587005423 | 1.5/2.0MM PLUSDRIVE(TM) BLADE NON-RETAIN F/90Â° SCREWDRIVER | CMF | EA
SD514.217 | 10887587005430 | 1.5/2.0MM PLUSDRIVE(TM) BLADE SELF-RETAIN F/90Â° SCREWDRIVER | CMF | EA
03.506.001 | 10887587014104 | CHEEK RETRACTOR BLADE FOR BASIC TROCAR SYSTEM | CMF | EA
01.502.934SS | 10887587007571 | CRANIOFACIAL 2.0MM MODULE WITH PLUSDRIVE SCREWS | CMF | EA
01.502.924SS | 10887587007557 | CRANIOFACIAL 1.5MM MODULE WITH PLUSDRIVE SCREWS | CMF | EA
08.000.501.10S | 20887587025961 | RAPID IMF DEVICE 10 PROCEDURE PKS-STERILE | CMF | TP
01.502.924 | 10887587007540 | CRANIOFACIAL 1.5MM MODULE WITH PLUSDRIVE(TM) SCREWS | CMF | EA
01.502.934 | 10887587007564 | CRANIOFACIAL 2.0MM MODULE WITH PLUSDRIVE(TM) SCREWS | CMF | EA
01.501.624 | 10887587007410 | TI STERNAL FIXATION SYSTEM SET | CMF | EA
01.502.904 | 10887587007502 | CRANIOFACIAL 1.0MM MODULE WITH PLUSDRIVE(TM) SCREWS | CMF | EA
01.502.914 | 10887587007526 | CRANIOFACIAL 1.3MM MODULE WITH PLUSDRIVE(TM) SCREWS | CMF | EA
01.501.624SS | 10887587007441 | TI STERNAL FIXATION SYSTEM FIELD EQUIPMENT SET | CMF | EA
01.502.904SS | 10887587007519 | CRANIOFACIAL 1.0MM MODULE WITH PLUSDRIVE(TM) SCREWS | CMF | EA
01.502.914SS | 10887587007533 | CRANIOFACIAL 1.3MM MODULE WITH PLUSDRIVE(TM) SCREWS | CMF | EA
01.500.804E | 10887587007144 | ALVEOLAR DISTRACTOR EVAL SET | CMF | EA
01.500.804D | 10887587007137 | ALVEOLAR DISTRACTOR DEMO SET | CMF | EA
01.500.804 | 10887587007120 | ALVEOLAR DISTRACTOR SET | CMF | EA
313.945 | 10887587037158 | LOW PROFILE NEURO SCREWDRIVER BLADE/MR SAFE/MQC/32MM SHORT | CMF | EA
313.946 | 10887587037165 | LOW PROFILE NEURO SCREWDRIVER BLADE/MR SAFE/MQC/56MM MEDIUM | CMF | EA
03.307.015 | 10887587010106 | CARBON FIBER ROD NOTCHED/150MM | CMF | EA
03.315.002 | 10887587010151 | CRIMPER INSTRUMENT FOR CMF DISTRACTOR | CMF | EA
04.315.002 | 10887587015354 | AB DISTRACTOR BODY END ACT 10MM FOR CMF DISTRACTOR | CMF | EA
04.315.007 | 10887587015408 | AB DISTRACTOR BODY END ACT 35MM FOR CMF DISTRACTOR | CMF | EA
04.315.008 | 10887587015415 | AB DISTRACTOR BODY END ACT 40MM FOR CMF DISTRACTOR | CMF | EA
04.315.022 | 10887587015422 | BC DISTRACTOR BODY END ACT 10MM FOR CMF DISTRACTOR | CMF | EA
04.315.331 | 10887587015934 | 1.5MM TI 7 HOLE IN-LINE FOOT 40MM LENGTH/B-TYPE FOR CMFD | CMF | EA
04.315.332 | 10887587015941 | 1.5MM TI 7 HOLE IN-LINE FOOT 60MM LENGTH/B-TYPE FOR CMFD | CMF | EA
04.315.351 | 10887587016122 | 1.5MM TI J-FOOT W/LARGE MESH LT/ F/CONNECTING BARS F/CMFD | CMF | EA
04.315.152 | 10887587015729 | CRIMPABLE EXTENSION ARM-RIGID 60MM FOR CMF DISTRACTOR | CMF | EA
04.315.140 | 10887587015699 | CRIMPABLE EXTENSION ARM W/U-JOINT FOR CMF DISTRACTOR | CMF | EA
04.315.343 | 10887587016047 | 1.5MM TI MESH IN-LINE FOOT 60MM LENGTH/B-TYPE FOR CMFD | CMF | EA
04.315.345 | 10887587016061 | 1.5MM TI MESH SYMMETRIC FOOT 60MM LENGTH/B-TYPE FOR CMFD | CMF | EA
04.315.347 | 10887587016085 | TI U-FOOT C-TYPE FOR CMF DISTRACTOR | CMF | EA
01.501.624EP1 | 10887587007434 | TI STERNAL FIXATION SYSTEM EARNED PRODUCT SET | CMF | EA
690.580.98 | 10887587059891 | GRAPHIC CASE FOR ELECTRIC PEN DRIVE | CMF | EA
690.581.98 | 10887587059907 | LID FOR ELECTRIC PEN DRIVE GRAPHIC CASE | CMF | EA
690.582.98 | 10887587059914 | ATTACHMENT RACK FOR ELECTRIC PEN DRIVE GRAPHIC CASE | CMF | EA
690.583.98 | 10887587059921 | INSERT TRAY FOR 60,000 RPM PEN FOR EPD GRAPHIC CASE | CMF | EA
690.584.98 | 10887587059938 | INSERT TRAY FOR 90,000 RPM PEN FOR EPD GRAPHIC CASE | CMF | EA
05.001.100.98 | 10887587025438 | CART FOR ELECTRIC PEN DRIVE | CMF | EA
05.001.110.98 | 10887587025513 | DRILL ATTACHMENT HEXAGONAL FOR PEN DRIVE | CMF | EA
05.001.111.98 | 10887587025520 | IRRIGATION NOZZLE FOR EPD HEX DRILLING ATTACHMENT | CMF | EA
04.315.052 | 10887587015491 | AB DISTRACTOR BODY END ACT W/U-JOINT 10MM FOR CMF DSTR | CMF | EA
04.315.057 | 10887587015545 | AB DISTRACTOR BODY END ACT W/U-JOINT 35MM FOR CMF DSTR | CMF | EA
04.315.058 | 10887587015552 | AB DISTRACTOR BODY END ACT W/U-JOINT 40MM FOR CMF DSTR | CMF | EA
04.315.062 | 10887587015569 | BC DISTRACTOR BODY END ACT W/U-JOINT 10MM FOR CMF DSTR | CMF | EA
04.305.151 | 10887587015255 | 4MM TI CONNECTING BAR 100MM | CMF | EA
04.305.152 | 10887587015262 | 4MM TI CONNECTING BAR 200MM | CMF | EA
04.305.153 | 10887587015279 | 4MM TI CONNECTING BAR 300MM | CMF | EA
04.305.154 | 10887587015286 | 4MM TI CONNECTING BAR 400MM | CMF | EA
03.307.108 | 10887587010120 | TI CONNECTING BAR 85MM | CMF | EA
03.503.055 | 10887587011769 | DEPTH GAUGE 1.8MM-3.0MM SCREWS SYNTHES MATRIX SYSTEM | CMF | EA
04.503.311 | 10887587019642 | TI MATRIXMIDFACE ORBITAL RIM PLATE/8 HOLES/0.4MM THICK | CMF | EA
04.503.341 | 10887587019895 | TI MATRIXMIDFACE ORBITAL RIM PLATE/8 HOLES/0.5MM THICK | CMF | EA
04.503.371 | 10887587020143 | TI MATRIXMIDFACE ORBITAL RIM PLATE/8 HOLES/0.7MM THICK | CMF | EA
04.503.312 | 10887587019659 | TI MATRIXMIDFACE ORBITAL RIM PLATE/10 HOLES/0.4MM THICK | CMF | EA
04.503.342 | 10887587019901 | TI MATRIXMIDFACE ORBITAL RIM PLATE/10 HOLES/0.5MM THICK | CMF | EA
04.503.372 | 10887587020150 | TI MATRIXMIDFACE ORBITAL RIM PLATE/10 HOLES/0.7MM THICK | CMF | EA
04.503.319 | 10887587019727 | TI MATRIXMIDFACE L-PLATE 4X5 HOLES-LEFT/0.5MM THICK | CMF | EA
04.503.349 | 10887587019970 | TI MATRIXMIDFACE L-PLATE 4X5 HOLES-LEFT/0.7MM THICK | CMF | EA
04.503.379 | 10887587020228 | TI MATRIXMIDFACE L-PLATE 4X5 HOLES-LEFT/0.8MM THICK | CMF | EA
04.503.320 | 10887587019734 | TI MATRIXMIDFACE L-PLATE 4X5 HOLES-RIGHT/0.5MM THICK | CMF | EA
04.503.350 | 10887587019987 | TI MATRIXMIDFACE L-PLATE 4X5 HOLES-RIGHT/0.7MM THICK | CMF | EA
04.503.380 | 10887587020235 | TI MATRIXMIDFACE L-PLATE 4X5 HOLES-RIGHT/0.8MM THICK | CMF | EA
04.503.321 | 10887587019741 | TI MATRIXMIDFACE H-PLATE 8 HOLES/0.5MM THICK | CMF | EA
04.503.351 | 10887587019994 | TI MATRIXMIDFACE H-PLATE 8 HOLES/0.7MM THICK | CMF | EA
04.503.381 | 10887587020242 | TI MATRIXMIDFACE H-PLATE 8 HOLES/0.8MM THICK | CMF | EA
04.503.031 | 10887587017877 | TI MATRIXMIDFACE ZYDAPTION PL 14 STATIC HOLES/1.25MM THICK | CMF | EA
04.503.032 | 10887587017884 | TI MATRIXMIDFACE ZYGOMATIC PL 4 HOLES/0.8MM THICK | CMF | EA
04.503.033 | 10887587017891 | TI MATRIXMIDFACE ZYGOMATIC PL 5 HOLES/0.8MM THICK | CMF | EA
04.503.034 | 10887587017907 | TI MATRIXMIDFACE ZYGOMATIC PL 6 HOLES/0.8MM THICK | CMF | EA
04.503.328 | 10887587019819 | TI MATRIXMIDFACE T-PLATE 5X5 HOLES/0.5MM THICK | CMF | EA
04.503.358 | 10887587020068 | TI MATRIXMIDFACE T-PLATE 5X5 HOLES/0.7MM THICK | CMF | EA
04.503.388 | 10887587020310 | TI MATRIXMIDFACE T-PLATE 5X5 HOLES/0.8MM THICK | CMF | EA
04.503.329 | 10887587019826 | TI MATRIXMIDFACE T-PLATE 5X7 HOLES/0.5MM THICK | CMF | EA
04.503.359 | 10887587020075 | TI MATRIXMIDFACE T-PLATE 5X7 HOLES/0.7MM THICK | CMF | EA
04.503.389 | 10887587020327 | TI MATRIXMIDFACE T-PLATE 5X7 HOLES/0.8MM THICK | CMF | EA
04.315.144 | 10887587015705 | CRIMPABLE EXTENSION ARM-RIGID 20MM FOR CMF DISTRACTOR | CMF | EA
04.315.148 | 10887587015712 | CRIMPABLE EXTENSION ARM-RIGID 40MM FOR CMF DISTRACTOR | CMF | EA
08.510.230S | 10887587026138 | SYNPOR SMOOTH SQUARE SHEET 50MMX50MM/1.5MM THICK-STERILE | CMF | EA
08.510.230D | 10887587026121 | SYNPOR SMOOTH SQUARE SHEET 50MM X 50MM/1.5MM THICK-DEMO | CMF | EA
08.520.221D | 10887587026411 | SYNPOR SMOOTH TI REINFORCED FAN PL FIXTN H/0.8MM THK-DEMO | CMF | EA
08.520.220D | 10887587026398 | SYNPOR SMOOTH TI REINFORCED FAN PLATE 0.8MM THICK-DEMO | CMF | EA
08.520.231D | 10887587026459 | SYNPOR SMOOTH TI REINFORCED FAN PL FIXTN H/1.5MM THK-DEMO | CMF | EA
03.504.001 | 10887587013282 | FRAGMENT MANIPULATION FORCEPS | CMF | EA
01.506.001 | 10887587008196 | BASIC TROCAR SET | CMF | EA
145.760PD | 10887587028033 | CRANIOFACIAL INSTR MODULAR GRAPHIC CSE EARNED PRODUCT-SET | CMF | EA
391.972 | 10887587041063 | BURR-FREE CUTTER F/1.0MM-2.0MM CRANIOFACIAL PLATES | CMF | EA
05.001.120.98 | 10887587025537 | DRILL ATTACHMENT W/JACOBS CHUCK FOR PEN DRIVE | CMF | EA
01.501.610E | 10887587007366 | MODULAR STERNAL CABLE SYSTEM EVALUATION SET | CMF | EA
01.501.602 | 10887587007311 | MODULAR STERNAL CABLE SYSTEM STERNAL CABLE INSTRUMENT SET | CMF | EA
01.501.601 | 10887587007298 | MODULAR STERNAL CABLE SYSTEM 4.5MM CANNULATED SCREW SET | CMF | EA
01.501.610 | 10887587007359 | MODULAR STERNAL CABLE SYSTEM 4.5MM CANN SCREW & PLATE SET | CMF | EA
01.501.602EP | 10887587007328 | MODULAR STERNAL CABLE SYSTEM CABLE INSTR EARNED PRODUCT SET | CMF | EA
01.501.601EP | 10887587007304 | MODULAR STERNAL CABLE SYSTEM 4.5MM CANN SCR EARNED PROD SET | CMF | EA
01.501.610EP | 10887587007373 | MODULAR STERNAL CABLE SYSTEM 4.5MM CANN SCREW/PLATE SET | CMF | EA
01.501.602FE | 10887587007335 | MODULAR STERNAL CABLE SYSTEM CABLE FIELD EQUIPMENT SET | CMF | EA
01.501.610FE | 10887587007380 | MODULAR STERNAL CABLE SYSTEM 4.5MM CANN SCREW/PLATE FE-SET | CMF | EA
01.502.950E | 10887587007595 | ORTHOGNATHIC MODULAR FIXATION SET WITH PLUSDRIVE-EVAL | CMF | EA
01.502.940E | 10887587007588 | CRANIOFACIAL MODULAR FIXATION SET WITH PLUSDRIVE-EVAL | CMF | EA
SC.100.006.01S | 10887587001203 | SYNTHECEL(TM) DURA ONLAY 2.5CM X 2.5CM | CMF | EA
SC.100.019.01S | 10887587001210 | SYNTHECEL(TM) DURA ONLAY 2.5CM X 7.5CM | CMF | EA
SC.100.025.01S | 10887587001227 | SYNTHECEL(TM) DURA ONLAY 5.0CM X 5.0CM | CMF | EA
SC.100.056.01S | 10887587001234 | SYNTHECEL(TM) DURA ONLAY 7.5CM X 7.5CM | CMF | EA
SC.100.120.01S | 10887587001241 | SYNTHECEL(TM) DURA ONLAY 10.0CM X 12.0CM | CMF | EA
01.001.583 | 10887587006741 | ELECTRIC PEN DRIVE CMF BURR SET | CMF | EA
SC.200.006.01S | 10887587001258 | SYNTHECEL(TM) DURA SUBSTITUTE 2.5CM X 2.5CM | CMF | EA
SC.200.019.01S | 10887587001265 | SYNTHECEL(TM) DURA SUBSTITUTE 2.5CM X 7.5CM | CMF | EA
SC.200.025.01S | 10887587001272 | SYNTHECEL(TM) DURA SUBSTITUTE 5.0CM X 5.0CM | CMF | EA
SC.200.056.01S | 10887587001289 | SYNTHECEL(TM) DURA SUBSTITUTE 7.5CM X 7.5CM | CMF | EA
SC.200.120.01S | 10887587001296 | SYNTHECEL(TM) DURA SUBSTITUTE 10.0CM X 12.0CM | CMF | EA
01.001.584 | 10887587006758 | ELECTRIC PEN DRIVE CMF SAW BLADE SET | CMF | EA
2314 | 10887587028958 | 2006 SYNTHES CMF PRICE LIST | CMF | EA
01.508.001EP | 10887587008219 | RAPID RESORBABLE CRANIAL CLAMP EARNED PRODUCT SET | CMF | EA
01.508.001FE | 10887587008226 | RAPID RESORBABLE CRANIAL CLAMP FIELD EQUIPMENT SET | CMF | EA
01.508.001E | 10887587008202 | RAPID RESORBABLE CRANIAL CLAMP SET-EVALUATION | CMF | EA
03.315.006 | 10887587010199 | ACTIVATION INSTRUMENT EXTENSION FOR CMF DISTRACTOR | CMF | EA
304.075 | 10887587029924 | BC DISTRACTOR BODY/EXTENSION ARM MODULE LID FOR CMF DSTR | CMF | EA
304.080 | 10887587029979 | AB DISTRACTOR BODY MODULE TRAY FOR CMF DISTRACTOR | CMF | EA
304.082 | 10887587029993 | EXTENSION ARM MODULE TRAY FOR CMF DISTRACTOR | CMF | EA
304.083 | 10887587030005 | DE DISTRACTOR BODY MODULE TRAY FOR CMF DISTRACTOR | CMF | EA
304.076 | 10887587029931 | 1.0MM/1.3MM MANDIBLE MODULE LID FOR CMF DISTRACTOR | CMF | EA
304.085 | 10887587030029 | 1.0MM MANDIBLE PLATE MODULE TRAY FOR CMF DISTRACTOR | CMF | EA
304.086 | 10887587030036 | 1.3MM MANDIBLE PLATE MODULE TRAY FOR CMF DISTRACTOR | CMF | EA
304.087 | 10887587030043 | AUXILLARY MODULE TRAY FOR CMF DISTRACTOR | CMF | EA
304.088 | 10887587030050 | 1.0MM/1.3MM SCREW MODULE TRAY FOR CMF DISTRACTOR | CMF | EA
304.077 | 10887587029948 | 1.5MM MANDIBLE MODULE LID FOR CMF DISTRACTOR | CMF | EA
304.090 | 10887587030074 | 1.5MM MANDIBLE PLATE MODULE TRAY FOR CMF DISTRACTOR | CMF | EA
304.091 | 10887587030081 | 2.0MM MANDIBLE PLATE MODULE FOR CMF DISTRACTOR | CMF | EA
304.092 | 10887587030098 | 1.5MM SCREW MODULE TRAY FOR CMF DISTRACTOR | CMF | EA
304.093 | 10887587030104 | 2.0MM SCREW MODULE TRAY FOR CMF DISTRACTOR | CMF | EA
304.078 | 10887587029955 | 2.0MM MANDIBLE MODULE LID FOR CMF DISTRACTOR | CMF | EA
03.505.100 | 10887587013732 | 1.3MM CRUCIFORM SCRWDRVR SHAFT SLF-RETAIN F/90Â° SCREWDRIVER | CMF | EA
68.505.002 | 10887587058825 | INSTRUMENT TRAY FOR 90Â° SCREWDRIVER | CMF | EA
68.505.010 | 10887587058849 | 1.5MM MINI MODULE F/INSTRUMENT TRAY FOR 90Â° SCREWDRIVER | CMF | EA
68.505.020 | 10887587058856 | 2.0MM MINI MODULE F/INSTRUMENT TRAY FOR 90Â° SCREWDRIVER | CMF | EA
68.505.030 | 10887587058863 | 2.4MM MINI MODULE F/INSTRUMENT TRAY FOR 90Â° SCREWDRIVER | CMF | EA
05.001.076.98 | 10887587025230 | IRRIGATION NOZZLE FOR EPD FOR PERFORATOR | CMF | EA
05.001.121.98 | 10887587025544 | GUIDE FOR K-WIRES FOR EPD FOR OSCILLATING SAW ATTACHMENT | CMF | EA
05.001.122.98 | 10887587025551 | IRRIGATION NOZZLE XXL FOR ELECTRIC PEN DRIVE | CMF | EA
306.571 | 10887587033631 | LABEL SHEET FOR NEURO MODULE 306.570 | CMF | EA
03.501.110 | 10887587010861 | 1.5MM DRILL BIT MQC 10MM STOP/82MM | CMF | EA
03.501.112 | 10887587010878 | 1.5MM DRILL BIT MQC 12MM STOP/82MM | CMF | EA
03.501.114 | 10887587010885 | 1.5MM DRILL BIT MQC 14MM STOP/82MM | CMF | EA
03.501.116 | 10887587010892 | 1.5MM DRILL BIT MQC 16MM STOP/82MM | CMF | EA
03.501.118 | 10887587010908 | 1.5MM DRILL BIT MQC 18MM STOP/82MM | CMF | EA
03.501.120 | 10887587010915 | 1.5MM DRILL BIT MQC 20MM STOP/88MM | CMF | EA
03.501.122 | 10887587010922 | 1.5MM DRILL BIT MQC 22MM STOP/88MM | CMF | EA
03.501.310 | 10887587011028 | 1.8MM DRILL BIT MQC 10MM STOP/82MM | CMF | EA
03.501.312 | 10887587011035 | 1.8MM DRILL BIT MQC 12MM STOP/82MM | CMF | EA
03.501.314 | 10887587011042 | 1.8MM DRILL BIT MQC 14MM STOP/82MM | CMF | EA
03.501.316 | 10887587011059 | 1.8MM DRILL BIT MQC 16MM STOP/82MM | CMF | EA
03.501.318 | 10887587011066 | 1.8MM DRILL BIT MQC 18MM STOP/82MM | CMF | EA
03.501.320 | 10887587011073 | 1.8MM DRILL BIT MQC 20MM STOP/88MM | CMF | EA
03.501.322 | 10887587011080 | 1.8MM DRILL BIT MQC 22MM STOP/88MM | CMF | EA
03.305.011 | 10887587009971 | 1.8MM/4.0MM STEPPED DRILL BIT MQC WITH 24MM STOP | CMF | EA
05.000.008LN | 10887587024592 | HAND PIECE FOR BATTERY POWERED DRIVER-LOANER | CMF | EA
852.265.01S | 10887587064314 | 2.0MM RAPID RESORB 90Â° L-PLATE 2 X 2 HOLES/LEFT-STERILE | CMF | EA
852.266.01S | 10887587064321 | 2.0MM RAPID RESORB 90Â° L-PLATE 2 X 2 HOLES/RIGHT-STERILE | CMF | EA
145.692EP1 | 10887587027661 | MMFS LONG CASE WITH PLUSDRIVE(TM) SET | CMF | EA
145.692EP2 | 10887587027678 | MMFS LONG CASE W/PLUSDRIVE(TM) UPGRADE EARNED PRODUCT SET | CMF | EA
690.697LN | 10887587060668 | MODULAR STERNAL CABLE SYSTEM CABLE INSTR LOANER GRAPHIC CSE | CMF | EA
305.819 | 10887587033242 | TACK DRIVER AND BPD INSERT FOR RESORBABLE INSTRUMENT TRAY | CMF | EA
08.000.501.01S | 10887587025957 | RAPID IMF DEVICE ONE PROCEDURE PACK-STERILE | CMF | EA
01.501.602LN | 10887587007342 | MODULAR STERNAL CABLE SYSTEM LOANER INSTRUMENT SET | CMF | EA
05.001.027.98 | 10887587024783 | SEAL NIPPLE FOR CABLES FOR ELECTRIC PEN DRIVE | CMF | EA
05.001.028.98 | 10887587024790 | SCREW ATTACHMENT AO COUPLING FOR PEN DRIVE | CMF | EA
05.001.029.98 | 10887587024806 | SCREW ATTACHMENT HEX COUPLING FOR PEN DRIVE | CMF | EA
05.001.041.98 | 10887587024929 | CONTRA ANGLE ATTACHMENT FOR ELECTRIC PEN DRIVE | CMF | EA
05.001.042.98 | 10887587024936 | 45Â° DRILLING ATTACHMENT MINI QC FOR PEN DRIVE | CMF | EA
05.001.043.98 | 10887587024943 | 45Â° DRILLING ATTACHMENT J-LATCH COUPLING FOR PEN DRIVE | CMF | EA
05.001.044.98 | 10887587024950 | 45Â° DRILLING ATTACHMENT AO/ASIF COUPLING FOR PEN DRIVE | CMF | EA
05.001.059.98 | 10887587025070 | CRANIOTOME ATTACHMENT FOR PEN DRIVE | CMF | EA
05.001.066.98 | 10887587025131 | IRRIGATION NOZZLE-SHORT FOR ELECTRIC PEN DRIVE | CMF | EA
05.001.067.98 | 10887587025148 | IRRIGATION NOZZLE-MEDIUM FOR ELECTRIC PEN DRIVE | CMF | EA
05.001.068.98 | 10887587025155 | IRRIGATION NOZZLE-LONG FOR ELECTRIC PEN DRIVE | CMF | EA
05.001.070.98 | 10887587025186 | IRRIGATION NOZZLE FOR EPD SAGITTAL SAW ATTACHMENT | CMF | EA
05.001.071.98 | 10887587025193 | IRRIGATION NOZZLE FOR EPD RECIPROCATING SAW ATTACHMENT | CMF | EA
05.001.073.98 | 10887587025209 | IRRIGATION NOZZLE FOR EPD OSCILLATING SAW ATTACHMENT | CMF | EA
05.001.074.98 | 10887587025216 | HANDHOLD FOR TOOL CHANGE FOR PEN DRIVE ATTACHMENTS | CMF | EA
05.001.094.98 | 10887587025377 | MAINTENANCE KIT FOR EPD MAINTENANCE STATION | CMF | EA
05.001.095.98 | 10887587025384 | OIL DISPENSER WITH SYNTHES OIL 50ML FOR PEN DRIVE | CMF | EA
05.001.098.98 | 10887587025414 | MAINTENANCE SPRAY FOR ELECTRIC PEN DRIVE | CMF | EA
05.001.099.98 | 10887587025421 | MAINTENANCE STATION FOR ELECTRIC PEN DRIVE | CMF | EA
05.001.101.98 | 10887587025445 | ADAPTOR FOR MAINTENANCE SPRAY FOR ELECTRIC PEN DRIVE | CMF | EA
05.001.102.98 | 10887587025452 | ADAPTOR FOR MAINTENANCE SPRAY FOR EPD ATTACHMENTS | CMF | EA
04.503.505.01 | 10887587021355 | 2.0MM TI MATRIXMANDIBLE SCREW SELF-DRILLING 5MM | CMF | EA
04.503.505.05 | 20887587021383 | 2.0MM TI MATRIXMANDIBLE SCREW SELF-DRILLING 5MM | CMF | P5
01.503.104 | 10887587007601 | MATRIXNEURO IMPLANT AND INSTRUMENT SET | CMF | EA
01.503.104E | 10887587007618 | MATRIXNEURO IMPLANT AND INSTRUMENT SET-EVAL | CMF | EA
01.503.104FE | 10887587007663 | MATRIXNEURO IMPLANT AND INSTRUMENT SET-FIELD EQUIPMENT | CMF | EA
532.010.98 | 10887587057286 | SMALL BATTERY DRIVE | CMF | EA
532.011.98 | 10887587057293 | MINI QUICK COUPLING | CMF | EA
532.012.98 | 10887587057309 | STRYKER J-LATCH COUPLING | CMF | EA
532.016.98 | 10887587057323 | SMALL JACOBS CHUCK WITH KEY | CMF | EA
690.355.98 | 10887587059853 | GRAPHIC CASE FOR SMALL BATTERY DRIVE | CMF | EA
03.503.266 | 10887587012605 | MATRIX 1.1MM DRILL BIT/HXC 6MM STOP/52MM | CMF | EA
03.503.268 | 10887587012612 | MATRIX 1.1MM DRILL BIT/HXC 8MM STOP/52MM | CMF | EA
03.503.133 | 10887587012124 | MATRIXMIDFACE 1.25MM DRILL BIT MQC/3MM STOP/44.5MM | CMF | EA
304.758 | 10887587032658 | MAXILLARY FOOTPLATE INSERT TRAY F/EXTERNAL MIDFACE DSTR | CMF | EA
306.572 | 10887587033648 | IMPLANT TRAY NEURO MINIATURE MODULE | CMF | EA
306.508 | 10887587033471 | SCREW INSERT/METAL MATRIXNEURO MODULE | CMF | EA
04.503.214.01C | 10887587018942 | TI MATRIXMIDFACE SCREW SELF-TAPPING 14MM | CMF | EA
04.503.216.01C | 10887587018997 | TI MATRIXMIDFACE SCREW SELF-TAPPING 16MM | CMF | EA
04.503.218.01C | 10887587019048 | TI MATRIXMIDFACE SCREW SELF-TAPPING 18MM | CMF | EA
04.503.214.04C | 20887587018956 | TI MATRIXMIDFACE SCREW SELF-TAPPING 14MM | CMF | P4
04.503.216.04C | 20887587019007 | TI MATRIXMIDFACE SCREW SELF-TAPPING 16MM | CMF | P4
04.503.218.04C | 20887587019052 | TI MATRIXMIDFACE SCREW SELF-TAPPING 18MM | CMF | P4
04.503.244.01C | 10887587019451 | TI MATRIXMIDFACE EMERGENCY SCREW 14MM | CMF | EA
04.503.246.01C | 10887587019499 | TI MATRIXMIDFACE EMERGENCY SCREW 16MM | CMF | EA
04.503.248.01C | 10887587019536 | TI MATRIXMIDFACE EMERGENCY SCREW 18MM | CMF | EA
01.500.001 | 10887587007052 | CRANIOFACIAL MODULAR FIXATION SYSTEM SET | CMF | EA
03.500.002 | 10887587010281 | SCREW ANCHOR CRUCFRM SCRWDRVR BLADE W/SPRING HLDG SLV-LONG | CMF | EA
01.315.000 | 10887587006963 | CMF DISTRACTION SYSTEM SET | CMF | EA
01.315.000E | 10887587006987 | CMF DISTRACTION SYSTEM EVAL SET | CMF | EA
SD460.001 | 10887587005263 | TI STERNAL LOCKING I-PLATE | CMF | EA
311.242 | 10887587036281 | CALIBRATED TAP FOR 2.4MM CORTEX SCREWS W/HEX COUPLING | CMF | EA
05.001.075.98 | 10887587025223 | CLEANING BRUSH FOR WIRE DRIVER FOR PEN DRIVE | CMF | EA
690.585.98 | 10887587059945 | GRAPHIC CASE BASE FOR ELECTRIC PEN DRIVE | CMF | EA
01.001.580.98 | 10887587006673 | ELECTRIC PEN DRIVE SET | CMF | EA
01.001.582 | 10887587006710 | ELECTRIC PEN DRIVE CMF SET | CMF | EA
01.001.580.98E | 10887587006680 | ELECTRIC PEN DRIVE EVALUATION SET | CMF | EA
01.305.001E | 10887587006956 | MANDIBLE EXT FIXATOR II SET EVALUATION | CMF | EA
01.305.001 | 10887587006949 | MANDIBLE EXT FIXATOR II SET | CMF | EA
05.001.087.98 | 10887587025315 | ADAPTOR SCHRADER/SYNTHES | CMF | EA
05.001.105.98 | 10887587025483 | PNEUMATIC CONNECTION SCHRADER COUPLING FOR 05.001.099.98 | CMF | EA
05.001.104.98 | 10887587025476 | PNEUMATIC CONNECTION DISS COUPLING FOR 05.001.099.98 | CMF | EA
04.503.505.01C | 10887587021362 | 2.0MM TI MATRIXMANDIBLE SCREW SELF-DRILLING 5MM | CMF | EA
04.503.505.04C | 20887587021376 | 2.0MM TI MATRIXMANDIBLE SCREW SELF-DRILLING 5MM | CMF | P4
04.503.505.20 | 20887587021390 | 2.0MM TI MATRIXMANDIBLE SCREW SELF-DRILLING 5MM | CMF | 4E
04.503.506.20 | 20887587021420 | 2.0MM TI MATRIXMANDIBLE SCREW SELF-DRILLING 6MM | CMF | 4E
04.503.405.01C | 10887587020440 | 2.0MM TI MATRIXMANDIBLE SCREW SELF-TAPPING 5MM | CMF | EA
04.503.406.01C | 10887587020495 | 2.0MM TI MATRIXMANDIBLE SCREW SELF-TAPPING 6MM | CMF | EA
04.503.408.01C | 10887587020549 | 2.0MM TI MATRIXMANDIBLE SCREW SELF-TAPPING 8MM | CMF | EA
04.503.410.01C | 10887587020594 | 2.0MM TI MATRIXMANDIBLE SCREW SELF-TAPPING 10MM | CMF | EA
04.503.412.01C | 10887587020648 | 2.0MM TI MATRIXMANDIBLE SCREW SELF-TAPPING 12MM | CMF | EA
04.503.414.01C | 10887587020693 | 2.0MM TI MATRIXMANDIBLE SCREW SELF-TAPPING 14MM | CMF | EA
04.503.405.04C | 20887587020454 | 2.0MM TI MATRIXMANDIBLE SCREW SELF-TAPPING 5MM | CMF | P4
04.503.406.04C | 20887587020508 | 2.0MM TI MATRIXMANDIBLE SCREW SELF-TAPPING 6MM | CMF | P4
04.503.408.04C | 20887587020553 | 2.0MM TI MATRIXMANDIBLE SCREW SELF-TAPPING 8MM | CMF | P4
04.503.410.04C | 20887587020607 | 2.0MM TI MATRIXMANDIBLE SCREW SELF-TAPPING 10MM | CMF | P4
04.503.412.04C | 20887587020652 | 2.0MM TI MATRIXMANDIBLE SCREW SELF-TAPPING 12MM | CMF | P4
04.503.414.04C | 20887587020706 | 2.0MM TI MATRIXMANDIBLE SCREW SELF-TAPPING 14MM | CMF | P4
04.503.605.04C | 20887587021796 | 2.0MM TI MATRIXMANDIBLE LOCKING SCREW SLF-TPNG 5MM | CMF | P4
04.503.606.04C | 20887587021840 | 2.0MM TI MATRIXMANDIBLE LOCKING SCREW SLF-TPNG 6MM | CMF | P4
04.503.608.04C | 20887587021895 | 2.0MM TI MATRIXMANDIBLE LOCKING SCREW SLF-TPNG 8MM | CMF | P4
04.503.610.04C | 20887587021949 | 2.0MM TI MATRIXMANDIBLE LOCKING SCREW SLF-TPNG 10MM | CMF | P4
04.503.612.04C | 20887587021994 | 2.0MM TI MATRIXMANDIBLE LOCKING SCREW SLF-TPNG 12MM | CMF | P4
04.503.614.04C | 20887587022045 | 2.0MM TI MATRIXMANDIBLE LOCKING SCREW SLF-TPNG 14MM | CMF | P4
04.503.640.01C | 10887587022178 | 2.4MM TI MATRIXMANDIBLE LOCKING SCREW SLF-TPNG 10MM | CMF | EA
04.503.642.01C | 10887587022222 | 2.4MM TI MATRIXMANDIBLE LOCKING SCREW SLF-TPNG 12MM | CMF | EA
04.503.640.04C | 20887587022182 | 2.4MM TI MATRIXMANDIBLE LOCKING SCREW SLF-TPNG 10MM | CMF | P4
04.503.468.04C | 20887587021123 | 2.7MM TI MATRIXMANDIBLE EMERCENCY SCREW SLF-TPNG 8MM | CMF | P4
04.503.470.04C | 20887587021161 | 2.7MM TI MATRIXMANDIBLE EMERCENCY SCREW SLF-TPNG 10MM | CMF | P4
04.503.472.04C | 20887587021208 | 2.7MM TI MATRIXMANDIBLE EMERCENCY SCREW SLF-TPNG 12MM | CMF | P4
04.503.474.04C | 20887587021246 | 2.7MM TI MATRIXMANDIBLE EMERCENCY SCREW SLF-TPNG 14MM | CMF | P4
04.503.476.04C | 20887587021284 | 2.7MM TI MATRIXMANDIBLE EMERCENCY SCREW SLF-TPNG 16MM | CMF | P4
04.503.478.04C | 20887587021321 | 2.7MM TI MATRIXMANDIBLE EMERCENCY SCREW SLF-TPNG 18MM | CMF | P4
04.503.605.01C | 10887587021782 | 2.0MM TI MATRIXMANDIBLE LOCKING SCREW SLF-TPNG 5MM | CMF | EA
04.503.606.01C | 10887587021836 | 2.0MM TI MATRIXMANDIBLE LOCKING SCREW SLF-TPNG 6MM | CMF | EA
04.503.608.01C | 10887587021881 | 2.0MM TI MATRIXMANDIBLE LOCKING SCREW SLF-TPNG 8MM | CMF | EA
04.503.610.01C | 10887587021935 | 2.0MM TI MATRIXMANDIBLE LOCKING SCREW SLF-TPNG 10MM | CMF | EA
04.503.612.01C | 10887587021980 | 2.0MM TI MATRIXMANDIBLE LOCKING SCREW SLF-TPNG 12MM | CMF | EA
04.503.614.01C | 10887587022031 | 2.0MM TI MATRIXMANDIBLE LOCKING SCREW SLF-TPNG 14MM | CMF | EA
60.449.001 | 10887587057422 | MODULE FOR CONDYLAR HEAD ADD-ON SYSTEM | CMF | EA
03.501.422 | 10887587011158 | 1.5MM DRILL BIT HEX COUPLING WITH 22MM STOP/88MM | CMF | EA
SD800.600 | 10887587065427 | PSI SD800.600 PEEK IMPLANT | CMF | EA
SD800.601 | 10887587065434 | PSI SD800.601 PEEK IMPLANT | CMF | EA
SD800.602 | 10887587065441 | PSI SD800.602 PEEK IMPLANT | CMF | EA
SD800.603 | 10887587065458 | PSI SD800.603 PEEK IMPLANT | CMF | EA
SD800.604 | 10887587065465 | PSI SD800.604 PEEK IMPLANT | CMF | EA
SD800.605 | 10887587065472 | PSI SD800.605 PEEK IMPLANT | CMF | EA
SD800.606 | 10887587065489 | PSI SD800.606 PEEK IMPLANT | CMF | EA
SD800.607 | 10887587065496 | PSI SD800.607 PEEK IMPLANT | CMF | EA
SD800.611 | 10887587065502 | PSI SD800.611 PEEK IMPLANT | CMF | EA
SD800.612 | 10887587065519 | PSI SD800.612 PEEK IMPLANT | CMF | EA
SD800.615 | 10887587065526 | PSI SD800.615 PEEK IMPLANT | CMF | EA
SD800.616 | 10887587065533 | PSI SD800.616 PEEK IMPLANT | CMF | EA
SD800.621 | 10887587065540 | PSI SD800.621 PEEK IMPLANT | CMF | EA
SD800.622 | 10887587065557 | PSI SD800.622 PEEK IMPLANT | CMF | EA
SD800.623 | 10887587065564 | PSI SD800.623 PEEK IMPLANT | CMF | EA
SD800.624 | 10887587065571 | PSI SD800.624 PEEK IMPLANT | CMF | EA
SD800.625 | 10887587065588 | PSI SD800.625 PEEK IMPLANT | CMF | EA
SD800.626 | 10887587065595 | PSI SD800.626 PEEK IMPLANT | CMF | EA
SD800.627 | 10887587065601 | PSI SD800.627 PEEK IMPLANT | CMF | EA
305.694.60 | 10887587033051 | LABEL SHEET FOR TI STERNAL MODULE 305.694 | CMF | EA
01.503.104EP2 | 10887587007656 | MATRIXNEURO INSTRUMENT SET | CMF | EA
01.503.104EP1 | 10887587007649 | MATRIXNEURO BASIC INSTR SET | CMF | EA
01.500.002 | 10887587007069 | MANDIBLE MODULAR FIXATION MILITARY SET | CMF | EA
213.525 | 10887587028897 | 4.5MM STERNAL CANNULATED SCREW 25MM | CMF | EA
213.526 | 10887587028903 | 4.5MM STERNAL CANNULATED SCREW 26MM | CMF | EA
213.527 | 10887587028910 | 4.5MM STERNAL CANNULATED SCREW 27MM | CMF | EA
213.528 | 10887587028927 | 4.5MM STERNAL CANNULATED SCREW 28MM | CMF | EA
305.698 | 10887587033099 | COMPACT 4.5MM CANNULATED SCREW AND PLATE MODULE | CMF | EA
690.653 | 10887587060415 | GRAPHIC CASE 2-MODULE ORTHOGNATHIC MFS | CMF | EA
690.655 | 10887587060439 | GRAPHIC CASE 4-MODULE ORTHOGNATHIC MFS | CMF | EA
690.663 | 10887587060460 | LID FOR GRAPHIC CASE ORTHOGNATHIC MFS | CMF | EA
305.698LC | 10887587033105 | PN LABEL CLIP KIT FOR STERNAL MODULE 305.698 | CMF | EA
446.154 | 10887587051604 | 1.5MM TI 90Â° L-PLATE 17MM 2X2 HOLES LOW-PROFILE/LEFT | CMF | EA
446.155 | 10887587051611 | 1.5MM TI 90Â° L-PLATE 17MM 2X2 HOLES LOW-PROFILE/RIGHT | CMF | EA
446.156 | 10887587051628 | 1.5MM TI 90Â° L-PLATE 19MM 2X2 HOLES LOW-PROFILE/LEFT | CMF | EA
446.157 | 10887587051635 | 1.5MM TI 90Â° L-PLATE 19MM 2X2 HOLES LOW-PROFILE/RIGHT | CMF | EA
446.158 | 10887587051642 | 1.5MM TI 90Â° L-PLATE 23MM 2X2 HOLES LOW-PROFILE/LEFT | CMF | EA
446.159 | 10887587051659 | 1.5MM TI 90Â° L-PLATE 23MM 2X2 HOLES LOW-PROFILE/RIGHT | CMF | EA
447.185 | 10887587053189 | 2.0MM TI SAGITTAL SPLIT PLATE STRAIGHT LOW-PROFILE/4 H/29MM | CMF | EA
447.186 | 10887587053196 | 2.0MM TI SAGITTAL SPLIT PLATE STRAIGHT LOW-PROFILE/4 H/36MM | CMF | EA
03.500.003 | 10887587010298 | 1.5MM DRILL BIT HEX 110MM | CMF | EA
04.500.034.05 | 20887587016655 | TI OBA EMERGENCY SCREW 4MM | CMF | P5
04.500.036.05 | 20887587016679 | TI OBA EMERGENCY SCREW 6MM | CMF | P5
04.500.038.05 | 20887587016693 | TI OBA EMERGENCY SCREW 8MM | CMF | P5
04.500.024.05 | 20887587016594 | TI OBA PLATE ANCHOR SCREW SELF-DRILLING 4MM | CMF | P5
04.500.026.05 | 20887587016617 | TI OBA PLATE ANCHOR SCREW SELF-DRILLING 6MM | CMF | P5
04.500.028.05 | 20887587016631 | TI OBA PLATE ANCHOR SCREW SELF-DRILLING 8MM | CMF | P5
292.801E | 10887587029702 | 2.0MM KIRSCHNER WIRE W/CALIB W/15MM THRD-TROCAR POINT-150MM | CMF | EA
615.15.01S | 10887587058665 | CRANIOS REINFORCED FAST SET PUTTY 15CC-STERILE | CMF | EA
01.001.580EP1 | 10887587006697 | CMF EPD CAPITAL EQUIPMENT EARNED PRODUCT SET | CMF | EA
01.001.580EP2 | 10887587006703 | CMF EPD DISPOSABLE EQUIPMENT EARNED PRODUCT SET | CMF | EA
306.604 | 10887587033693 | LABEL SHEET FOR MATRIX SYSTEM STRENGTH GRADIENT | CMF | EA
SD313.001 | 10887587002057 | HEX SCREW REMOVAL BLADE 1.5MM MR CONDITIONAL 66MM | CMF | EA
SD313.002 | 10887587002064 | CRUCIFORM SCREW REMOVAL BLADE SMALL MR CONDITIONAL 66MM | CMF | EA
SD313.003 | 10887587002071 | CRUCIFORM SCREW REMOVAL BLADE MEDIUM MR CONDITIONAL 66MM | CMF | EA
SD313.004 | 10887587002088 | CRUCIFORM SCREW REMOVAL BLADE LARGE MR CONDITIONAL 66MM | CMF | EA
SD313.005 | 10887587002095 | CENTER DRIVE SCREW REMOVAL BLD 0.75MM MR CONDITIONAL 66MM | CMF | EA
SD313.006 | 10887587002101 | CENTER DRIVE SCREW REMOVAL BLD 1MM MR CONDITIONAL 66MM | CMF | EA
SD313.007 | 10887587002118 | CENTER DRIVE SCREW REMOVAL BLD 1.25MM MR CONDITIONAL 66MM | CMF | EA
SD313.008 | 10887587002125 | CLUTCH DRIVE SCREW REMOVAL BLD MR CONDITIONAL 66MM | CMF | EA
SD313.009 | 10887587002132 | SLOTTED SCREW REMOVAL BLADE 0.25MM MR CONDITIONAL 66MM | CMF | EA
SD313.010 | 10887587002149 | SLOTTED SCREW REMOVAL BLADE 0.5MM MR CONDITIONAL 66MM | CMF | EA
SD313.917 | 10887587002262 | 1.3MM CRUCIFORM SCRWDRVR BLADE SELF-RETAINING/HEX/76MM | CMF | EA
05.001.103.98 | 10887587025469 | ADAPTOR FOR INTRA-COUPLING FOR PEN DRIVE | CMF | EA
SD800.711 | 10887587066417 | PSI SD800.711 PEEK IMPLANT | CMF | EA
SD800.712 | 10887587066424 | PSI SD800.712 PEEK IMPLANT | CMF | EA
SD800.713 | 10887587066431 | PSI SD800.713 PEEK IMPLANT | CMF | EA
SD800.714 | 10887587066448 | PSI SD800.714 PEEK IMPLANT | CMF | EA
SD800.715 | 10887587066455 | PSI SD800.715 PEEK IMPLANT | CMF | EA
SD800.716 | 10887587066462 | PSI SD800.716 PEEK IMPLANT | CMF | EA
SD800.719 | 10887587066479 | PSI SD800.719 PEEK IMPLANT | CMF | EA
SD800.720 | 10887587066486 | PSI SD800.720 PEEK IMPLANT | CMF | EA
SD800.721 | 10887587066493 | PSI SD800.721 PEEK IMPLANT | CMF | EA
SD800.722 | 10887587067063 | PSI SD800.722 PEEK IMPLANT | CMF | EA
SD800.700 | 10887587066301 | PSI SD800.700 PEEK IMPLANT | CMF | EA
SD800.701 | 10887587066318 | PSI SD800.701 PEEK IMPLANT | CMF | EA
SD800.702 | 10887587066325 | PSI SD800.702 PEEK IMPLANT | CMF | EA
SD800.703 | 10887587066332 | PSI SD800.703 PEEK IMPLANT | CMF | EA
SD800.704 | 10887587066349 | PSI SD800.704 PEEK IMPLANT | CMF | EA
SD800.705 | 10887587066356 | PSI SD800.705 PEEK IMPLANT | CMF | EA
SD800.706 | 10887587066363 | PSI SD800.706 PEEK IMPLANT | CMF | EA
SD800.707 | 10887587066370 | PSI SD800.707 PEEK IMPLANT | CMF | EA
SD800.708 | 10887587066387 | PSI SD800.708 PEEK IMPLANT | CMF | EA
SD800.709 | 10887587066394 | PSI SD800.709 PEEK IMPLANT | CMF | EA
SD800.710 | 10887587066400 | PSI SD800.710 PEEK IMPLANT | CMF | EA
01.501.611 | 10887587007397 | MODULAR STERNAL CABLE SYSTEM COMPACT 4.5MM CANN SCR&PL SET | CMF | EA
SD313.011 | 10887587002156 | MATRIXNEURO SCREWDRIVER BLADE MQC/MR CONDITIONAL/SHORT | CMF | EA
SD313.012 | 10887587002163 | MATRIXNEURO SCREWDRIVER BLADE MQC/MR CONDITIONAL/MED | CMF | EA
60.503.039 | 10887587057811 | 2.0MM BOX LID BOX SYSTEM | CMF | EA
60.503.069 | 10887587057866 | 1.5MM BOX LID BOX SYSTEM | CMF | EA
61.449.001.01 | 10887587058498 | MODULE ASSEMBLY WITH CLIPS CONDYLAR HEAD ADD-ON SYSTEM | CMF | EA
532.022.98 | 10887587057347 | QUICK COUPLING FOR K-WIRES | CMF | EA
532.021.98 | 10887587057330 | OSCILLATING SAW ATTACHMENT | CMF | EA
532.015.98 | 10887587057316 | LARGE QUICK COUPLING | CMF | EA
SD314.004 | 10887587002279 | ACTIVATION INSTRUMENT-RIGID FOR ALVEOLAR DISTRACTOR | CMF | EA
04.503.465.04C | 20887587021048 | 2.7MM TI MATRIXMANDIBLE EMERGENCY SCREW SLF-TPNG 5MM | CMF | P4
04.503.466.04C | 20887587021086 | 2.7MM TI MATRIXMANDIBLE EMERGENCY SCREW SLF-TPNG 6MM | CMF | P4
306.722 | 10887587034225 | SCREW CADDY MANDIBLE EXTERNAL FIXATOR II | CMF | EA
01.501.611EP | 10887587007403 | MODULAR STERNAL CABLE SYSTEM COMPACT 4.5MM CANN SCR&PL SET | CMF | EA
SD311.064 | 10887587001890 | TAP F/2.0MM RESORBABLE CORTEX SCR/SLF-DRLG 6MM/HXC/100MM | CMF | EA
04.503.030 | 10887587017860 | TI MATRIXNEURO BURR HOLE COVER 17MM FOR LARGE SHUNT | CMF | EA
01.500.006 | 10887587007076 | ORTHODONTIC BONE ANCHOR (OBA) SET | CMF | EA
01.500.006E | 10887587007083 | ORTHODONTIC BONE ANCHOR (OBA) SET-EVALUATION | CMF | EA
SD447.073 | 10887587003733 | 2.0MM TI CHIN PLATE/DOUBLE BEND/5 HOLES/14MM OFFSET | CMF | EA
01.449.001 | 10887587007014 | CONDYLAR HEAD ADD-ON SYSTEM SET | CMF | EA
01.449.001E | 10887587007021 | CONDYLAR HEAD ADD-ON SYSTEM SET-EVAL | CMF | EA
60.500.007 | 10887587057477 | LABEL SHEET ORTHODONTIC BONE ANCHOR | CMF | EA
SD421.546 | 10887587003238 | LOW PROF NEURO CONTOURABLE TI MESH PLATE-MASTOID/TRANSLAB | CMF | EA
SD421.500 | 10887587003191 | TI LOW PROF NEURO SOFT TISSUE SUSPENSION PL 12 HOLES/6 LOOPS | CMF | EA
SD421.501 | 10887587003207 | TI LOW PROF NEURO SOFT TISSUE SUSPENSION PL 12 H/12 LOOPS | CMF | EA
SD310.020 | 10887587001777 | 2.4MM DRILL BIT STRYKER J-LATCH/10MM STOP/125MM | CMF | EA
SD310.022 | 10887587001784 | 2.4MM DRILL BIT STRYKER J-LATCH/12MM STOP/125MM | CMF | EA
SD310.024 | 10887587001791 | 2.4MM DRILL BIT STRYKER J-LATCH/14MM STOP/125MM | CMF | EA
SD310.030 | 10887587001807 | 1.8MM DRILL BIT STRYKER J-LATCH/10MM STOP/125MM | CMF | EA
SD310.032 | 10887587001814 | 1.8MM DRILL BIT STRYKER J-LATCH/12MM STOP/125MM | CMF | EA
SD310.034 | 10887587001821 | 1.8MM DRILL BIT STRYKER J-LATCH/14MM STOP/125MM | CMF | EA
01.505.002 | 10887587008141 | SET FOR 90Â° SCREWDRIVER | CMF | EA
01.505.002E | 10887587008158 | EVAL SET FOR 90Â° SCREWDRIVER | CMF | EA
SD421.502 | 10887587003214 | TI LOW PROF NEURO KERF PLATE 8 HOLES/SHORT | CMF | EA
SD421.503 | 10887587003221 | TI LOW PROF NEURO KERF PLATE 8 HOLES/LONG | CMF | EA
SD320.001 | 10887587002545 | 2.4MM THREADED REDUCTION TOOL SELF-DRILLING 43MM HEX | CMF | EA
01.001.582EP1 | 10887587006727 | CMF EPD CAPITAL EQUIPMENT EARNED PRODUCT SET | CMF | EA
01.001.582EP2 | 10887587006734 | CMF EPD DISPOSABLE EQUIPMENT EARNED PRODUCT SET | CMF | EA
SD313.270 | 10887587002200 | MATRIXMIDFACE BLADE F/USE W/HOLDING SLEEVE 79MM | CMF | EA
01.001.592.98 | 10887587006796 | EPD TORQUE CALIBRATION UNIT SET FOR CMF | CMF | EA
01.001.587.98 | 10887587006765 | EPD CMF CRANIOTOMY ATTACHMENTS SET | CMF | EA
01.001.592.98E | 10887587006802 | EPD TORQUE CALIBRATION UNIT SET FOR CMF-EVAL | CMF | EA
01.001.587.98E | 10887587006772 | EPD CMF CRANIOTOMY ATTACHMENTS SET-EVAL | CMF | EA
351.037 | 10887587040288 | CALIPER FOR MODULAR STERNAL CABLE SYSTEM | CMF | EA
03.503.284 | 10887587012629 | MATRIX 1.1MM DRILL BIT MQC/4MM STOP/44.5MM | CMF | EA
03.503.286 | 10887587012636 | MATRIX 1.1MM DRILL BIT MQC/6MM STOP/44.5MM | CMF | EA
03.503.288 | 10887587012643 | MATRIX 1.1MM DRILL BIT MQC/8MM STOP/44.5MM | CMF | EA
306.620 | 10887587033792 | SCREW MODULE W/STANDARD HOLES FOR MATRIXMIDFACE SYSTEM | CMF | EA
SD397.212 | 10887587002910 | 2.4MM CANNULA WITH TEETH AND OBTRUATOR | CMF | EA
SC.300.006.01S | 10887587001302 | SYNTHECEL DURA ONLAY 2.5CM X 2.5CM-STERILE | CMF | EA
SC.300.019.01S | 10887587001319 | SYNTHECEL DURA ONLAY 2.5CM X 7.5CM-STERILE | CMF | EA
SC.300.025.01S | 10887587001326 | SYNTHECEL DURA ONLAY 5.0CM X 5.0CM-STERILE | CMF | EA
SC.300.056.01S | 10887587001333 | SYNTHECEL DURA ONLAY 7.5CM X 7.5CM-STERILE | CMF | EA
SC.300.120.01S | 10887587001340 | SYNTHECEL DURA ONLAY 10.0CM X 12.0CM-STERILE | CMF | EA
01.503.120 | 10887587007670 | TI CRANIAL FLAP TUBE CLAMP W/APPLICATION INSTRUMENT SET | CMF | EA
01.503.120FE | 10887587007700 | TI CRANIAL FLAP TUBE CLAMP W/APPLICATION INSTRUMENT SET | CMF | EA
01.503.120E | 10887587007687 | TI CRANIAL FLAP TUBE CLAMP W/APPLICATION INSTR SET-EVAL | CMF | EA
01.503.120EP1 | 10887587007694 | TI CRANIAL FLAP TUBE CLAMP W/APPLICATION INSTRUMENT SET | CMF | EA
60.500.010 | 10887587057484 | CASE AND MODULE FOR CMF DISTRACTOR CED SET | CMF | EA
03.500.017 | 10887587010373 | ACTIVATION INSTRUMENT EXT FOR CURVILINEAR DISTRACTOR | CMF | EA
04.500.102 | 10887587016726 | 4MM SPACER FOR CURVILINEAR DISTRACTOR | CMF | EA
01.503.504FE | 10887587008004 | MATRIXMIDFACE PLATING SYSTEM FIELD EQUIPMENT SET | CMF | EA
01.505.200 | 10887587008172 | UNIVERSAL SCREW REMOVAL SET | CMF | EA
01.505.200E | 10887587008189 | UNIVERSAL SCREW REMOVAL SET EVAL | CMF | EA
SD317.875 | 10887587002491 | 1.5MM TROCAR DRILL BIT/STRYKER J-LATCH WITH 4MM STOP/100MM | CMF | EA
05.001.080.98 | 10887587025247 | AIR PEN DRIVE | CMF | EA
05.001.081.98 | 10887587025254 | FOOT SWITCH FOR AIR PEN DRIVE | CMF | EA
05.001.082.98 | 10887587025261 | HAND SWITCH FOR AIR PEN DRIVE | CMF | EA
05.001.083.98 | 10887587025278 | DOUBLE AIR HOSE 3 METERS | CMF | EA
05.001.084.98 | 10887587025285 | DOUBLE AIR HOSE 5 METERS | CMF | EA
05.001.085.98 | 10887587025292 | ANGLED COUPLING FOR AIR PEN DRIVE | CMF | EA
05.001.086.98 | 10887587025308 | PROTECTIVE CAP FOR AIR PEN DRV | CMF | EA
05.001.088.98 | 10887587025322 | ADAPTOR DRAEGER | CMF | EA
05.001.089.98 | 10887587025339 | ADAPTOR F/MAINTENANCE STATION | CMF | EA
05.001.063.98 | 10887587025100 | BURR ATTACHMENT/XL/ANGLED | CMF | EA
05.001.090.98 | 10887587025346 | IRRIGATION FLOW CONTROL UNIT | CMF | EA
05.001.091.98 | 10887587025353 | SEAL NIPPLE F/DOUBLE AIR HOSE | CMF | EA
05.001.064.98 | 10887587025117 | ADAPTOR FOR MAINTENANCE UNIT | CMF | EA
05.001.092.98 | 10887587025360 | ADAPTOR FOR MAINTENANCE SPRAY | CMF | EA
05.001.065.98 | 10887587025124 | IRRIGATION NOZZLE FOR PEN DRV | CMF | EA
SD316.446 | 10887587002385 | 1.0MM DRILL BIT W/COUNTERSINK J-LATCH/14MM STOP/44.5MM | CMF | EA
SD447.312 | 10887587003986 | 2.0MM TI MLP STRUT PLATE MINI MALLEABLE 10 HOLES/23MM | CMF | EA
SD447.313 | 10887587003993 | 2.0MM TI MLP STRUT PLATE MINI MALLEABLE 12 HOLES/27MM | CMF | EA
05.001.107.98 | 10887587025490 | DIVIDER KIT FOR PROCEDURE CART DRAWER | CMF | EA
SD397.310 | 10887587003016 | REDUCTION FORCEPS FOR SAGITTAL SPLIT OSTEOTOMIES | CMF | EA
306.763 | 10887587034492 | LABEL SHEET E-PEN MODULE | CMF | EA
SD447.109 | 10887587003818 | 2.0MM PSPC LARGE LOCKING PLATE 6 X 21 HOLES LEFT | CMF | EA
SD447.108 | 10887587003788 | 2.0MM PSPC LARGE LOCKING PLATE 6 X 21 HOLES RIGHT | CMF | EA
SD447.106 | 10887587003764 | 2.0MM PSPC LARGE LOCKING PLATE 20 HOLES | CMF | EA
SD447.105 | 10887587003740 | 2.0MM PSPC LARGE LOCKING PLATE 12 HOLES | CMF | EA
690.594.98 | 10887587059990 | INSERT TRAY FOR 90,000 RPM PEN F/MODULAR GRAPHIC CASE F/EPD | CMF | EA
690.586.98 | 10887587059952 | THREE LVL MODULAR GRAPHIC CASE FOR ELECTRIC PEN DRIVE | CMF | EA
690.587.98 | 10887587059969 | INSERT TRAY FOR 60,000 RPM PEN F/MODULAR GRAPHIC CASE F/EPD | CMF | EA
690.588.98 | 10887587059976 | ATTACHMENT TRAY ASSEMBLY F/MODULAR GRAPHIC CASE F/EPD | CMF | EA
690.589.98 | 10887587059983 | LID FOR MODULAR GRAPHIC CASE FOR ELECTRIC PEN DRIVE | CMF | EA
690.596.98 | 10887587060002 | SINGLE LVL MODULAR GRAPHIC CSE FOR ELECTRIC PEN DRIVE | CMF | EA
690.597.98 | 10887587060019 | TWO LEVEL MODULAR GRAPHIC CASE FOR ELECTRIC PEN DRIVE | CMF | EA
SD449.646 | 10887587005188 | PSPC LOCKING RECON PLATE WITH CONDYLAR HEAD/4X18 HOLES/RIGHT | CMF | EA
SD449.647 | 10887587005201 | PSPC LOCKING RECON PLATE WITH CONDYLAR HEAD/4X18 HOLES/LEFT | CMF | EA
SD449.644 | 10887587005140 | PSPC LOCKING RECON PLATE WITH CONDYLAR HEAD/3X16 HOLES/RIGHT | CMF | EA
SD449.645 | 10887587005164 | PSPC LOCKING RECON PLATE WITH CONDYLAR HEAD/3X16 HOLES/LEFT | CMF | EA
SD447.426 | 10887587004273 | 2.0MM PSPC MLP DOUBLE ANGLE PLATE-EXTRA 6H X 24H X 6H | CMF | EA
SD447.425 | 10887587004242 | 2.0MM PSPC MLP DOUBLE ANGLE PLATE-EXTRA 5H X 22H X 5H | CMF | EA
SD447.424 | 10887587004211 | 2.0MM PSPC MLP DOUBLE ANGLE PLATE-EXTRA 4H X 20H X 4H | CMF | EA
SD447.423 | 10887587004181 | 2.0MM PSPC MLP PL/LEFT EXTRA 6 HOLES X 21 HOLES | CMF | EA
SD447.422 | 10887587004150 | 2.0MM PSPC MLP PL/RIGHT EXTRA 6 HOLES X 21 HOLES | CMF | EA
SD447.420 | 10887587004136 | 2.0MM PSPC MLP PLATE-EXTRA 20 HOLES | CMF | EA
SD447.412 | 10887587004112 | 2.0MM PSPC MLP PLATE-EXTRA 12 HOLES | CMF | EA
SD447.406 | 10887587004082 | 2.0MM PSPC MLP DOUBLE ANGLE PLATE-LARGE 6 X 24 X 6 HOLES | CMF | EA
SD447.404 | 10887587004020 | 2.0MM PSPC MLP DOUBLE ANGLE PLATE-LARGE 4 X 20 X 4 HOLES | CMF | EA
SD447.405 | 10887587004051 | 2.0MM PSPC MLP DOUBLE ANGLE PLATE-LARGE 5 X 22 X 5 HOLES | CMF | EA
SD449.622 | 10887587004976 | PSPC LOCKING RECON PLATE 20 HOLE/160MM | CMF | EA
SD449.632 | 10887587004990 | PSPC LOCKING RECON PLATE 6 X 23 HOLES/44MM X 214MM-LEFT | CMF | EA
SD449.633 | 10887587005027 | PSPC LOCKING RECON PLATE 6X23 HOLES/44MM X 214MM-RIGHT | CMF | EA
SD449.636 | 10887587005058 | PSPC LOCKING RECON PLATE W/DOUBLE ANGLE 4X20X4 HOLES | CMF | EA
SD449.637 | 10887587005089 | PSPC LOCKING RECON PLATE W/DOUBLE ANGLE 5X22X5 HOLES | CMF | EA
SD449.638 | 10887587005119 | PSPC LOCKING RECON PLATE W/DOUBLE ANGLE 6X24X6 HOLES | CMF | EA
SD449.649 | 10887587005249 | PSPC LOCKING RECON PLATE WITH CONDYLAR HEAD/5X20 HOLES/LEFT | CMF | EA
SD449.648 | 10887587005225 | PSPC LOCKING RECON PLATE WITH CONDYLAR HEAD/5X20 HOLES/RIGHT | CMF | EA
05.001.123.98 | 10887587025568 | DRILL/BURR ATTACHMENT FOR 2.35MM SHAFTS | CMF | EA
SD447.521 | 10887587004303 | 2.0MM TI L-PLATE 4X4 HOLES NO BAR/RIGHT | CMF | EA
SD447.522 | 10887587004310 | 2.0MM TI L-PLATE 4X4 HOLES NO BAR/LEFT | CMF | EA
01.001.591.98E | 10887587006789 | EPD CUTTING TOOLS STARTER KIT EVAL SET | CMF | EA
01.503.150E | 10887587007762 | MATRIXMANDIBLE IMPL & INSTR EVALUATION SET | CMF | EA
01.503.150FE | 10887587007816 | MATRIXMANDIBLE IMPL & INSTR SET - FIELD EQUIPMENT | CMF | EA
SD447.318 | 10887587004006 | 2.0MM TI MLP 90Â° L-PLATE RIGHT MINI/3X2 HOLES | CMF | EA
SD447.020 | 10887587003696 | 2.0MM TI I-PLATE 4 HOLES/16MM | CMF | EA
SD447.021 | 10887587003702 | 2.0MM TI I-PLATE 4 HOLES/22MM | CMF | EA
SD447.319 | 10887587004013 | 2.0MM TI MLP 90Â° L-PLATE LEFT MINI/3X2 HOLES | CMF | EA
04.501.036.05 | 20887587017287 | 2.9MM TI MATRIXRIB NON-LCKNG SCREW SELF-TPNG/6MM | CMF | P5
04.501.036.01 | 10887587017273 | 2.9MM TI MATRIXRIB NON-LCKNG SCREW SELF-TPNG/6MM | CMF | EA
01.503.504 | 10887587007960 | MATRIXMIDFACE PLATING SYSTEM SET | CMF | EA
01.503.504E | 10887587007977 | MATRIXMIDFACE PLATING SYSTEM EVALUATION SET | CMF | EA
60.315.000 | 10887587057415 | CMF DISTRACTION SYSTEM DISPLAY CASE | CMF | EA
08.510.643S | 10887587026282 | SYNPOR SMOOTH ORBITAL FLOOR PLATE 24MM/1.5MM THK-STERILE | CMF | EA
08.510.644S | 10887587026299 | SYNPOR SMOOTH ORBITAL FLOOR PLATE 30MM/1.5MM THK-STERILE | CMF | EA
08.510.645S | 10887587026305 | SYNPOR SMOOTH ORBITAL FLOOR PLATE 35MM/1.5MM THK-STERILE | CMF | EA
08.510.647S | 10887587026336 | SYNPOR SMOOTH FAN PLATE 35MM/1.5MM THICK-STERILE | CMF | EA
08.510.646D | 10887587026312 | SYNPOR SMOOTH FAN PLATE 35MM/0.8MM THICK-DEMO | CMF | EA
SD398.902 | 10887587003054 | STERNAL REDUCTION FORCEPS WIDE SPLAY | CMF | EA
304.120E |  | SCREW LENGTH MARKER-20MM | CMF
304.122E |  | SCREW LENGTH MARKER-22MM | CMF
304.124E |  | SCREW LENGTH MARKER-24MM | CMF
304.125E |  | SCREW LENGTH MARKER-25MM | CMF
304.126E |  | SCREW LENGTH MARKER-26MM | CMF
306.642 | 10887587033952 | SCREWDRIVER BLADE INSERT MATRIXMIDFACE SYSTEM | CMF | EA
60.503.007 | 10887587057736 | LID FOR BOX MODULE 1.5MM SCREWS | CMF | EA
60.503.008 | 10887587057743 | LID FOR BOX MODULE 2.0MM SCREWS | CMF | EA
01.315.000D | 10887587006970 | CMF DISTRACTION SYSTEM DEMO SET | CMF | EA
SD487.944 | 10887587005393 | 1.5MM TI MANDIBLE MESH FOOT C-TYPE/COMPACT FOR CMF DSTR | CMF | EA
SD487.943 | 10887587005386 | 1.5MM TI MANDIBLE MESH FOOT B-TYPE/COMPACT FOR CMF DSTR | CMF | EA
304.081 | 10887587029986 | RAISED HEAD SCREW MODULE FOR CMF DISTRACTION SYSTEM | CMF | EA
690.671 | 10887587060507 | GRAPHIC CASE LID FOR CMF DISTRACTOR | CMF | EA
690.681 | 10887587060521 | MODULAR STERNAL CABLE SYSTEM CABLE INSTRUMENT GRAPHIC CASE | CMF | EA
690.682 | 10887587060538 | MODULAR STERNAL CABLE SYSTEM PLATE INSTRUMENT GRAPHIC CASE | CMF | EA
690.684 | 10887587060552 | MODULAR STERNAL CABLE SYSTEM CANN SCREW INSTRUMENT TRAY | CMF | EA
306.764 | 10887587034508 | LABEL SHEET F/CMF DISTRACTION SYSTEM DISPLAY CASE | CMF | EA
SD520.004 | 10887587005515 | SAW BLADE 34X6.4/2.9X0.6MM TRAPEZOID F/RECIP SAW | CMF | EA
SD520.003 | 10887587005508 | SAW BLADE 27X6.4/2.4X0.8MM TRAPEZOID F/RECIP SAW | CMF | EA
SD313.250 | 10887587002187 | 1.5MM/2.0MM PLUSDRIVE SCREWDRIVER W/PHENOLIC HANDLE | CMF | EA
60.503.099 | 10887587057873 | TWINBOX LID BONE FIXATION SYSTEM | CMF | EA
291.907.01 | 10887587029603 | 1.0MM STERNAL PARALLEL END FITTING | CMF | EA
291.906.01 | 10887587029580 | 1.0MM STERNAL CRIMPING FERRULE LONG | CMF | EA
317.825 | 10887587038834 | 1.0MM DRILL BIT S-COUPLING 6MM STOP/54.5MM | CMF | EA
317.826 | 10887587038841 | 1.1MM DRILL BIT S-COUPLING 6MM STOP/54.5MM | CMF | EA
317.827 | 10887587038858 | 1.1MM DRILL BIT S-COUPLING 8MM STOP/54.5MM | CMF | EA
317.824 | 10887587038827 | 2.4MM DRILL BIT S-COUPLING 135MM | CMF | EA
317.823 | 10887587038810 | 1.8MM DRILL BIT S-COUPLING 135MM | CMF | EA
317.822 | 10887587038803 | 1.5MM DRILL BIT S-COUPLING 120MM | CMF | EA
317.821 | 10887587038797 | 1.5MM DRILL BIT S-COUPLING 60MM | CMF | EA
60.503.059 | 10887587057842 | 1.3 BOX LID BONE FIXATION SYSTEM | CMF | EA
317.828 | 10887587038865 | 1.5MM DRILL BIT S-COUPLING 8MM STOP/54.5MM | CMF | EA
SD316.450 | 10887587002392 | 1.0MM DRILL BIT W/COUNTERSINK J-LATCH/10MM STOP/44.5MM | CMF | EA
01.001.593.98E | 10887587006826 | 90,000RPM ELECTRIC PEN DRIVE EVALUATION SET | CMF | EA
306.761 | 10887587034478 | LID F/IMF FULL SCREW MODULE MATRIXMANDIBLE SYSTEM | CMF | EA
710.011.98S | 10887587060781 | CHRONOS(TM) BETA-TCP GRANULES 1.4-2.8MM/2.5CC-STERILE | CMF | EA
710.003.98S | 10887587060774 | CHRONOS(TM) BETA-TCP GRANULES 0.7-1.4MM/2.5CC-STERILE | CMF | EA
710.000.98S | 10887587060743 | CHRONOS(TM) BETA-TCP GRANULES 0.5-0.7MM/0.5CC-STERILE | CMF | EA
421.503 | 10887587050386 | TI LOW PROFILE NEURO STRAIGHT PLATE 2 HOLES/9MM | CMF | EA
421.553 | 10887587050966 | TI LOW PROFILE NEURO BURR HOLE COVER FOR SHUNT 15MM | CMF | EA
421.554 | 10887587050973 | TI LOW PROFILE NEURO BURR HOLE COVER FOR SHUNT 17MM | CMF | EA
421.500 | 10887587050348 | LOW PROFILE NEURO TEMPORAL TI MESH PLATE-MALLEABLE/MEDIUM | CMF | EA
AM21 | 10887587000107 | INFANT/CHILD MODEL MANDIBLE | CMF | EA
AM22 | 10887587000114 | INFANT/CHILD MODEL MAXILLA | CMF | EA
AM23 | 10887587000121 | INFANT/CHILD MODEL ORBITS | CMF | EA
AM24 | 10887587000138 | INFANT/CHILD MODEL CRANIUM | CMF | EA
AM25 | 10887587000145 | INFANT/CHILD MODEL MANDIBLE THROUGH MAXILLA | CMF | EA
AM26 | 10887587000152 | INFANT/CHILD MODEL MANDIBLE THROUGH ORBITS | CMF | EA
AM27 | 10887587000169 | INFANT/CHILD MODEL MAXILLA THROUGH ORBITS | CMF | EA
AM28 | 10887587000176 | INFANT/CHILD MODEL ORBITS THROUGH CRANIUM | CMF | EA
AM29 | 10887587000183 | INFANT/CHILD MODEL FULL SKULL | CMF | EA
EM01 | 10887587000411 | ADOLESCENT/ADULT MODEL MANDIBLE | CMF | EA
EM02 | 10887587000428 | ADOLESCENT/ADULT MODEL MAXILLA | CMF | EA
EM03 | 10887587000435 | ADOLESCENT/ADULT MODEL ORBITS | CMF | EA
EM04 | 10887587000442 | ADOLESCENT/ADULT MODEL CRANIUM | CMF | EA
EM05 | 10887587000459 | ADOLESCENT/ADULT MODEL MANDIBLE THROUGH MAXILLA | CMF | EA
EM06 | 10887587000466 | ADOLESCENT/ADULT MODEL MANDIBLE THROUGH ORBITS | CMF | EA
EM07 | 10887587000473 | ADOLESCENT/ADULT MODEL MAXILLA THROUGH ORBITS | CMF | EA
EM08 | 10887587000480 | ADOLESCENT/ADULT MODEL ORBITS THROUGH CRANIUM | CMF | EA
EM09 | 10887587000497 | ADOLESCENT/ADULT MODEL FULL SKULL | CMF | EA
EM21 | 10887587000503 | INFANT/CHILD MODEL MANDIBLE | CMF | EA
EM22 | 10887587000510 | INFANT/CHILD MODEL MAXILLA | CMF | EA
EM23 | 10887587000527 | INFANT/CHILD MODEL ORBITS | CMF | EA
EM24 | 10887587000534 | INFANT/CHILD MODEL CRANIUM | CMF | EA
EM25 | 10887587000541 | INFANT/CHILD MODEL MANDIBLE THROUGH MAXILLA | CMF | EA
EM26 | 10887587000558 | INFANT/CHILD MODEL MANDIBLE THROUGH ORBITS | CMF | EA
EM27 | 10887587000565 | INFANT/CHILD MODEL MAXILLA THROUGH ORBITS | CMF | EA
EM28 | 10887587000572 | INFANT/CHILD MODEL ORBITS THROUGH CRANIUM | CMF | EA
EM29 | 10887587000589 | INFANT/CHILD MODEL FULL SKULL | CMF | EA
PM21 | 10887587001098 | INFANT/CHILD MODEL MANDIBLE | CMF | EA
PM22 | 10887587001104 | INFANT/CHILD MODEL MAXILLA | CMF | EA
PM23 | 10887587001111 | INFANT/CHILD MODEL ORBITS | CMF | EA
PM24 | 10887587001128 | INFANT/CHILD MODEL CRANIUM | CMF | EA
PM25 | 10887587001135 | INFANT/CHILD MODEL MANDIBLE THROUGH MAXILLA | CMF | EA
PM26 | 10887587001142 | INFANT/CHILD MODEL MANDIBLE THROUGH ORBITS | CMF | EA
PM27 | 10887587001159 | INFANT/CHILD MODEL MAXILLA THROUGH ORBITS | CMF | EA
PM28 | 10887587001166 | INFANT/CHILD MODEL ORBITS THROUGH CRANIUM | CMF | EA
PM29 | 10887587001173 | INFANT/CHILD MODEL FULL SKULL | CMF | EA
690.645 | 10887587060378 | STANDARD INSTRUMENT TRAY FULL SIZE | CMF | EA
SD314.692 | 10887587002354 | EXTRA LONG SCREWDRIVER 2.0MM STARDRIVE FIXED HANDLE | CMF | EA
03.000.124S | 10887587008691 | BURR CRANIAL S Ã 1.8MM HEAD LENGTH 11MM | CMF | EA
03.000.125S | 10887587008707 | BURR CRANIAL M Ã 2.2MM HEAD LENGTH 16MM | CMF | EA
03.000.126S | 10887587008714 | BURR CRANIAL L Ã 3.0MM HEAD LENGTH 25MM | CMF | EA
03.000.032S | 10887587008349 | BURR ROUND L Ã 1.0MM DIAMOND-COATED | CMF | EA
03.000.127S | 10887587008721 | BURR PIN-SHAPED S Ã 1.4MM HEAD LENGTH 6.0MM | CMF | EA
03.000.128S | 10887587008738 | BURR PIN-SHAPED M Ã 1.4MM HEAD LENGTH 6.0MM | CMF | EA
03.000.035S | 10887587008356 | BURR ROUND L Ã 1.5MM DIAMOND-COATED | CMF | EA
03.000.129S | 10887587008745 | BURR PIN-SHAPED L Ã 1.4MM HEAD LENGTH 6.0MM | CMF | EA
03.000.130S | 10887587008752 | BURR PIN-SHAPED S Ã 2.1MM HEAD LENGTH 12MM | CMF | EA
03.000.131S | 10887587008769 | BURR PIN-SHAPED M Ã 2.1MM HEAD LENGTH 12MM | CMF | EA
03.000.132S | 10887587008776 | BURR PIN-SHAPED L Ã 2.1MM HEAD LENGTH 12MM | CMF | EA
03.000.038S | 10887587008363 | BURR ROUND L Ã 2.0MM DIAMOND-COATED | CMF | EA
03.000.248S | 10887587009339 | BURR PIN-SHAPED S Ã 3.0MM HEAD LENGTH 19.5MM | CMF | EA
03.000.249S | 10887587009346 | BURR PIN-SHAPED M Ã 3.0MM HEAD LENGTH 19.5MM | CMF | EA
03.000.250S | 10887587009353 | BURR PIN-SHAPED L Ã 3.0MM HEAD LENGTH 19.5MM | CMF | EA
03.000.041S | 10887587008370 | BURR ROUND L Ã 2.5MM DIAMOND-COATED | CMF | EA
03.000.044S | 10887587008387 | BURR ROUND L Ã 3.0MM DIAMOND-COATED | CMF | EA
03.000.047S | 10887587008394 | BURR ROUND L Ã 3.5MM DIAMOND-COATED | CMF | EA
03.000.050S | 10887587008400 | BURR ROUND L Ã 4.0MM DIAMOND-COATED | CMF | EA
03.000.053S | 10887587008417 | BURR ROUND L Ã 5.0MM DIAMOND-COATED | CMF | EA
03.000.056S | 10887587008424 | BURR ROUND L Ã 6.0MM DIAMOND-COATED | CMF | EA
03.000.133S | 10887587008783 | BURR NEURO S Ã 1.7MM HEAD LENGTH 2.3MM | CMF | EA
03.000.134S | 10887587008790 | BURR NEURO M Ã 1.7MM HEAD LENGTH 2.3MM | CMF | EA
03.000.135S | 10887587008806 | BURR NEURO L Ã 1.7MM HEAD LENGTH 2.3MM | CMF | EA
03.000.136S | 10887587008813 | BURR NEURO S Ã 2.2MM HEAD LENGTH 3.7MM | CMF | EA
03.000.137S | 10887587008820 | BURR NEURO M Ã 2.2MM HEAD LENGTH 3.7MM | CMF | EA
03.000.138S | 10887587008837 | BURR NEURO L Ã 2.2MM HEAD LENGTH 3.7MM | CMF | EA
03.000.139S | 10887587008844 | BURR NEURO S Ã 2.9MM HEAD LENGTH 3.8MM | CMF | EA
03.000.140S | 10887587008851 | BURR NEURO M Ã 2.9MM HEAD LENGTH 3.8MM | CMF | EA
03.000.072S | 10887587008462 | BURR EGG-SHAPED L Ã 4.0MM HEAD LENGTH 8.0MM | CMF | EA
03.000.141S | 10887587008868 | BURR NEURO L Ã 2.9MM HEAD LENGTH 3.8MM | CMF | EA
03.000.143S | 10887587008875 | DRILL BIT M Ã 1.0MM | CMF | EA
03.000.145S | 10887587008882 | DRILL BIT M Ã 1.1MM | CMF | EA
03.000.147S | 10887587008899 | DRILL BIT M Ã 1.3MM | CMF | EA
03.000.149S | 10887587008905 | DRILL BIT M Ã 1.5MM | CMF | EA
03.000.151S | 10887587008912 | DRILL BIT M Ã 2.0MM | CMF | EA
03.000.153S | 10887587008929 | DRILL BIT M Ã 2.5MM | CMF | EA
03.000.075S | 10887587008479 | BURR EGG-SHAPED L Ã 5.5MM HEAD LENGTH 10MM | CMF | EA
390.131 | 10887587040950 | HEX SOCKET SET SCREW FLAT POINT 4MM | CMF | EA
390.132 | 10887587040967 | HEX SOCKET SET SCREW CONE POINT 5MM | CMF | EA
390.133 | 10887587040974 | HEX SOCKET SET SCREW DOG POINT 6MM | CMF | EA
390.130 | 10887587040943 | HEX SOCKET HEAD CAP SCREW 5MM | CMF | EA
03.000.235S | 10887587009285 | BURR ACORN-SHAPED L Ã 5.0MM HEAD LENGTH 6.7MM | CMF | EA
03.000.062S | 10887587008431 | BURR ACORN-SHAPED L Ã 6.0MM HEAD LENGTH 8.0MM | CMF | EA
03.000.065S | 10887587008448 | BURR ACORN-SHAPED L Ã 7.5MM HEAD LENGTH 9.5MM | CMF | EA
03.000.068S | 10887587008455 | BURR ACORN-SHAPED L Ã 9.0MM HEAD LENGTH 11.4MM | CMF | EA
03.000.238S | 10887587009292 | BURR PEAR-SHAPED L Ã 4.0MM HEAD LENGTH 6.9MM | CMF | EA
413.578 | 20887587048809 | 3.0MM TI LOCKING SCREW 8MM F/STERNAL LOCKING PLATES | CMF | P5
413.582E | 10887587048857 | 3.0MM TI LOCKING SCREW 12MM F/STERNAL LOCKING PLATES | CMF | EA
413.578E | 10887587048819 | 3.0MM TI LOCKING SCREW 8MM F/STERNAL LOCKING PLATES | CMF | EA
413.584 | 20887587048861 | 3.0MM TI LOCKING SCREW 14MM F/STERNAL LOCKING PLATES | CMF | P5
413.584E | 10887587048871 | 3.0MM TI LOCKING SCREW 14MM F/STERNAL LOCKING PLATES | CMF | EA
413.586 | 20887587048885 | 3.0MM TI LOCKING SCREW 16MM F/STERNAL LOCKING PLATES | CMF | P5
413.586E | 10887587048895 | 3.0MM TI LOCKING SCREW 16MM F/STERNAL LOCKING PLATES | CMF | EA
413.588 | 20887587048908 | 3.0MM TI LOCKING SCREW 18MM F/STERNAL LOCKING PLATES | CMF | P5
413.588E | 10887587048918 | 3.0MM TI LOCKING SCREW 18MM F/STERNAL LOCKING PLATES | CMF | EA
413.580 | 20887587048823 | 3.0MM TI LOCKING SCREW 10MM F/STERNAL LOCKING PLATES | CMF | P5
413.580E | 10887587048833 | 3.0MM TI LOCKING SCREW 10MM F/STERNAL LOCKING PLATES | CMF | EA
413.582 | 20887587048847 | 3.0MM TI LOCKING SCREW 12MM F/STERNAL LOCKING PLATES | CMF | P5
03.000.154S | 10887587008936 | DRILL BIT WIRE-PASS S Ã 1.1MM HEAD LENGTH 5.0MM | CMF | EA
03.000.155S | 10887587008943 | DRILL BIT WIRE-PASS M Ã 1.1MM HEAD LENGTH 5.0MM | CMF | EA
03.000.156S | 10887587008950 | DRILL BIT WIRE-PASS S Ã 1.5MM HEAD LENGTH 7.0MM | CMF | EA
03.000.157S | 10887587008967 | DRILL BIT WIRE-PASS M Ã 1.5MM HEAD LENGTH 7.0MM | CMF | EA
03.000.158S | 10887587008974 | DRILL BIT WIRE-PASS S Ã 2.0MM HEAD LENGTH 7.0MM | CMF | EA
03.000.159S | 10887587008981 | DRILL BIT WIRE-PASS M Ã 2.0MM HEAD LENGTH 7.0MM | CMF | EA
03.000.078S | 10887587008486 | BURR PEAR-SHAPED L Ã 5.0MM HEAD LENGTH 8.3MM | CMF | EA
03.000.081S | 10887587008493 | BURR PEAR-SHAPED L Ã 6.0MM HEAD LENGTH 9.7MM | CMF | EA
03.000.241S | 10887587009308 | BURR BARREL-SHAPED L Ã 4.0MM HEAD LENGTH 9.0MM | CMF | EA
03.000.084S | 10887587008509 | BURR BARREL-SHAPED L Ã 5.0MM HEAD LENGTH 10MM | CMF | EA
03.000.244S | 10887587009315 | BURR BARREL-SHAPED L Ã 6.0MM HEAD LENGTH 11MM | CMF | EA
03.000.085S | 10887587008516 | BURR TAPERED FISSURE S Ã 1.6MM HEAD LENGTH 4.5MM | CMF | EA
03.000.086S | 10887587008523 | BURR TAPERED FISSURE M Ã 1.6MM HEAD LENGTH 4.5MM | CMF | EA
03.000.087S | 10887587008530 | BURR TAPERED FISSURE L Ã 1.6MM HEAD LENGTH 4.5MM | CMF | EA
03.000.088S | 10887587008547 | BURR TAPERED FISSURE S Ã 2.3MM HEAD LENGTH 5.2MM | CMF | EA
03.000.089S | 10887587008554 | BURR TAPERED FISSURE M Ã 2.3MM HEAD LENGTH 5.2MM | CMF | EA
03.000.090S | 10887587008561 | BURR TAPERED FISSURE L Ã 2.3MM HEAD LENGTH 5.2MM | CMF | EA
03.000.091S | 10887587008578 | BURR TAPERED FISSURE S Ã 2.6MM HEAD LENGTH 6.8MM | CMF | EA
03.000.092S | 10887587008585 | BURR TAPERED FISSURE M Ã 2.6MM HEAD LENGTH 6.8MM | CMF | EA
03.000.093S | 10887587008592 | BURR TAPERED FISSURE L Ã 2.6MM HEAD LENGTH 6.8MM | CMF | EA
03.000.002S | 10887587008264 | BURR ROUND L Ã 1.0MM | CMF | EA
03.000.005S | 10887587008271 | BURR ROUND L Ã 1.5MM | CMF | EA
03.000.232S | 10887587009278 | BURR ROUND L Ã 2.0MM | CMF | EA
03.000.008S | 10887587008288 | BURR ROUND L Ã 2.5MM | CMF | EA
03.000.011S | 10887587008295 | BURR ROUND L Ã 3.0MM | CMF | EA
03.000.014S | 10887587008301 | BURR ROUND L Ã 4.0MM | CMF | EA
03.000.320S | 10887587009360 | SAW BLADE 13 X 6.4/2.9 X 0.6MM TRAPEZOID F/RECIP SAW | CMF | EA
03.000.017S | 10887587008318 | BURR ROUND L Ã 5.0MM | CMF | EA
03.000.321S | 10887587009377 | SAW BLADE 20 X 6.4/2.9 X 0.6MM TRAPEZOID F/RECIP SAW | CMF | EA
03.000.322S | 10887587009384 | SAW BLADE 7.0 X 4.0 X 0.6MM F/RECIP SAW | CMF | EA
03.000.323S | 10887587009391 | SAW BLADE 14 X 6.4 X 0.6 MM F/RECIP SAW | CMF | EA
03.000.324S | 10887587009407 | SAW BLADE 14.5 X 4.0 X 0.6MM F/RECIP SAW | CMF | EA
03.000.325S | 10887587009414 | SAW BLADE 25 X 5.5 X 0.6MM F/RHINOPLASTY F/RECIP SAW | CMF | EA
03.000.020S | 10887587008325 | BURR ROUND L Ã 6.5MM | CMF | EA
03.000.326S | 10887587009421 | SAW BLADE 27 X 6.4 X 0.6MM F/RECIP SAW | CMF | EA
03.000.327S | 10887587009438 | SAW BLADE 27 X 6.4/2.9 X 0.6MM TRAPEZOID F/RECIP SAW | CMF | EA
03.000.328S | 10887587009445 | SAW BLADE 33.5 X 6.4 X 0.6MM F/RECIP SAW | CMF | EA
03.000.023S | 10887587008332 | BURR ROUND L Ã 8.0MM | CMF | EA
03.000.329S | 10887587009452 | SAW BLADE 34.5X5.0/2.5X0.6MM CRESCENT-SHAPED F/RECIP SAW | CMF | EA
03.000.330S | 10887587009469 | SAW BLADE 33.5 X 6.4 X 0.6MM W/OFFSET DOWN F/RECIP SAW | CMF | EA
03.000.331S | 10887587009476 | SAW BLADE 33.5 X 6.4 X 0.6MM W/OFFSET RIGHT F/RECIP SAW | CMF | EA
03.000.332S | 10887587009483 | SAW BLADE 33.5 X 6.4 X 0.6MM W/OFFSET LEFT F/RECIP SAW | CMF | EA
03.000.096S | 10887587008608 | BURR CYLINDRICAL FISSURE L Ã 1.6MM HEAD LENGTH 4.3MM | CMF | EA
03.000.099S | 10887587008615 | BURR CYLINDRICAL FISSURE L Ã 3.0MM HEAD LENGTH 16MM | CMF | EA
03.000.101S | 10887587008622 | BURR INVERTED CONE M Ã 6.5MM HEAD LENGTH 6.1MM | CMF | EA
03.000.102S | 10887587008639 | BURR INVERTED CONE L Ã 6.5MM HEAD LENGTH 6.1MM | CMF | EA
03.000.247S | 10887587009322 | BURR DRUM-SHAPED L Ã 4.7MM HEAD LENGTH 7.9MM | CMF | EA
03.000.105S | 10887587008646 | BURR DRUM-SHAPED L Ã 6.0MM HEAD LENGTH 7.9MM | CMF | EA
03.000.108S | 10887587008653 | BURR DRUM-SHAPED L Ã 9.1MM HEAD LENGTH 7.9MM | CMF | EA
03.000.200S | 10887587008998 | BURR ROUND LENGTH 28MM Ã 3.0MM W/J-LATCH COUPLING | CMF | EA
03.000.201S | 10887587009001 | BURR ROUND LENGTH 45MM Ã 3.0MM W/J-LATCH COUPLING | CMF | EA
03.000.202S | 10887587009018 | BURR ROUND LENGTH 45MM Ã 5.0MM W/J-LATCH COUPLING | CMF | EA
03.000.203S | 10887587009025 | BURR EGG-SHAPED LENGTH 28MM Ã 7.0MM W/J-LATCH COUPLING | CMF | EA
03.000.204S | 10887587009032 | BURR EGG-SHAPED LENGTH 45MM Ã 7.0MM W/J-LATCH COUPLING | CMF | EA
03.000.205S | 10887587009049 | BURR EGG-SHAPED LENGTH 28MM Ã 8.0MM W/J-LATCH COUPLING | CMF | EA
03.000.206S | 10887587009056 | BURR EGG-SHAPED LENGTH 45MM Ã 8.0MM W/J-LATCH COUPLING | CMF | EA
03.000.207S | 10887587009063 | BURR CONICAL LENGTH 23MM Ã 5.0MM W/J-LATCH COUPLING | CMF | EA
03.000.208S | 10887587009070 | BURR CONICAL LENGTH 28MM Ã 5.0MM W/J-LATCH COUPLING | CMF | EA
03.000.209S | 10887587009087 | BURR CONICAL LENGTH 45MM Ã 5.0MM W/J-LATCH COUPLING | CMF | EA
03.000.210S | 10887587009094 | BURR CONICAL LENGTH 24MM Ã 6.0MM W/J-LATCH COUPLING | CMF | EA
03.000.112S | 10887587008660 | LINDEMANN REAMER S Ã 2.3MM HEAD LENGTH 20.2MM | CMF | EA
03.000.211S | 10887587009100 | BURR CONICAL LENGTH 28MM Ã 6.0MM W/J-LATCH COUPLING | CMF | EA
03.000.113S | 10887587008677 | LINDEMANN REAMER M Ã 2.3MM HEAD LENGTH 20.2MM | CMF | EA
03.000.212S | 10887587009117 | BURR CONICAL LENGTH 45MM Ã 6.0MM W/J-LATCH COUPLING | CMF | EA
03.000.213S | 10887587009124 | BURR PEAR-SHAPED LENGTH 23MM Ã 5.0MM W/J-LATCH COUPLING | CMF | EA
03.000.114S | 10887587008684 | LINDEMANN REAMER L Ã 2.3MM HEAD LENGTH 20.2MM | CMF | EA
03.000.214S | 10887587009131 | BURR PEAR-SHAPED LENGTH 28MM Ã 5.0MM W/J-LATCH COUPLING | CMF | EA
03.000.215S | 10887587009148 | BURR PEAR-SHAPED LENGTH 45MM Ã 5.0MM W/J-LATCH COUPLING | CMF | EA
03.000.216S | 10887587009155 | BURR PEAR-SHAPED LENGTH 24MM Ã 6.0MM W/J-LATCH COUPLING | CMF | EA
03.000.217S | 10887587009162 | BURR PEAR-SHAPED LENGTH 28MM Ã 6.0MM W/J-LATCH COUPLING | CMF | EA
03.000.218S | 10887587009179 | BURR PEAR-SHAPED LENGTH 45MM Ã 6.0MM W/J-LATCH COUPLING | CMF | EA
03.000.219S | 10887587009186 | BURR TAPERED FISSURE LGTH 31MM Ã 2.1MM W/J-LATCH COUPLING | CMF | EA
03.000.220S | 10887587009193 | BURR TAPERED FISSURE LGTH 45MM Ã 2.1MM W/J-LATCH COUPLING | CMF | EA
03.000.221S | 10887587009209 | BURR TAPERED FISSURE LGTH 31MM Ã 3.2MM W/J-LATCH COUPLING | CMF | EA
03.000.222S | 10887587009216 | BURR TAPERED FISSURE LGTH 45MM Ã 3.2MM W/J-LATCH COUPLING | CMF | EA
03.000.223S | 10887587009223 | BURR CIRCULAR LENGTH 28MM Ã 8.0MM W/J-LATCH COUPLING | CMF | EA
03.000.224S | 10887587009230 | BURR CIRCULAR LENGTH 28MM Ã 10.0MM W/J-LATCH COUPLING | CMF | EA
03.000.225S | 10887587009247 | BURR CIRCULAR LENGTH 28MM Ã 12.0MM W/J-LATCH COUPLING | CMF | EA
03.000.226S | 10887587009254 | BURR CIRCULAR LENGTH 28MM Ã 15.0MM W/J-LATCH COUPLING | CMF | EA
03.000.227S | 10887587009261 | LINDEMANN REAMER LENGTH 53MM Ã 2.3MM W/J-LATCH COUPLING | CMF | EA
306.512 | 10887587033501 | SCREW INSERT FOR MATRIXNEURO IMPLANT MODULE | CMF | EA
306.501 | 10887587033433 | MATRIXNEURO COMPACT MODULE | CMF | EA
306.502 | 10887587033440 | MATRIXNEURO INSTRUMENT MODULE | CMF | EA
398.902 | 10887587041698 | STERNAL REDUCTION FORCEPS | CMF | EA
03.503.030 | 10887587011561 | MINI PLATE BENDER LOCKING | CMF | EA
03.503.031 | 10887587011578 | MINI PLATE BENDER NON-LOCKING | CMF | EA
03.503.032 | 10887587011585 | MINI PLATE HOLDER SHORT | CMF | EA
03.503.034 | 10887587011608 | MINI PLATE HOLDER LONG | CMF | EA
03.503.033 | 10887587011592 | MESH CUTTING SCISSORS SHORT NOSE | CMF | EA
03.503.037 | 10887587011639 | MESH CUTTING SCISSORS LONG NOSE | CMF | EA
03.503.016 | 10887587011547 | MATRIXNEURO SCREWDRIVER BLADE HEX COUPLING/SELF-RETAIN/SHORT | CMF | EA
03.503.017 | 10887587011554 | MATRIXNEURO SCREWDRIVER BLADE HEX COUPLING/SELF-RETAIN/MED | CMF | EA
851.009.01S | 10887587063614 | 1.5MM RAPID RESORB ADAPTION PLATE/SCALLOPED/8 HOLES-STER | CMF | EA
851.021.01S | 10887587063638 | 1.5MM RAPID RESORB ADAPTION PLATE/SCALLOPED/20 HOLES-STER | CMF | EA
851.344.01S | 10887587063690 | 1.5MM RAPID RESORB T-PLATE 2 X 3 HOLES-STERILE | CMF | EA
851.436.01S | 10887587063751 | 1.5MM RAPID RESORB STRUT PLATE SCALLOP/2X36 H 1.2MM THK-STER | CMF | EA
851.500.01S | 10887587063768 | 1.5MM RAPID RESORB BOX PLATE 4 HOLES-STERILE | CMF | EA
851.605.01S | 10887587063904 | 1.5MM RAPID RESORB X-PLATE 8 HOLES-STERILE | CMF | EA
851.689.01S | 10887587064154 | 1.5MM RAPID RESORB ORBTL FL PL W/BENDING TEMPLATE/24MM-STER | CMF | EA
851.690.01S | 10887587064161 | 1.5MM RAPID RESORB ORBTL FL PL W/BENDING TEMPLATE/30MM-STER | CMF | EA
851.691.01S | 10887587064178 | 1.5MM RAPID RESORB ORBTL FL PL W/BENDING TEMPLATE/35MM-STER | CMF | EA
851.611.01S | 10887587063911 | 1.5MM RAPID RESORB CONTOURABLE MESH/50X50X0.25MM THK-STERILE | CMF | EA
851.612.01S | 10887587063928 | 1.5MM RAPID RESORB CONTOURABLE MESH/100X100X0.25MM THK-STER | CMF | EA
851.621.01S | 10887587063935 | 1.5MM RAPID RESORB CONTOURABLE MESH/50X50X0.5MM THK-STERILE | CMF | EA
851.622.01S | 10887587063942 | 1.5MM RAPID RESORB CONTOURABLE MESH/100X100X0.5MM THK-STERILE | CMF | EA
851.623.01S | 10887587063959 | 1.5MM RAPID RESORB CONTOURABLE MESH/150X150X0.5MM THK-STERILE | CMF | EA
851.633.01S | 10887587063966 | 1.5MM RAPID RESORB CONTOURABLE MESH/150X150X0.8MM THK-STERILE | CMF | EA
851.724.01S | 10887587064222 | 1.5MM RAPID RESORB STRAIGHT ROW MESH/75X75X0.8MM THK-STER | CMF | EA
04.503.103.01 | 10887587018294 | TI MATRIXNEURO SCREW SELF-DRILLING 3MM | CMF | EA
04.503.104.01 | 10887587018324 | TI MATRIXNEURO SCREW SELF-DRILLING 4MM | CMF | EA
04.503.113.01 | 10887587018386 | TI MATRIXNEURO EMERGENCY SCREW 3MM | CMF | EA
04.503.114.01 | 10887587018416 | TI MATRIXNEURO EMERGENCY SCREW 4MM | CMF | EA
04.503.103.05 | 20887587018307 | TI MATRIXNEURO SCREW SELF-DRILLING 3MM | CMF | P5
04.503.104.05 | 20887587018338 | TI MATRIXNEURO SCREW SELF-DRILLING 4MM | CMF | P5
04.503.113.05 | 20887587018390 | TI MATRIXNEURO EMERGENCY SCREW 3MM | CMF | P5
04.503.114.05 | 20887587018420 | TI MATRIXNEURO EMERGENCY SCREW 4MM | CMF | P5
04.503.103.20 | 20887587018314 | TI MATRIXNEURO SCREW SELF-DRILLING 3MM | CMF | 4E
04.503.104.20 | 20887587018345 | TI MATRIXNEURO SCREW SELF-DRILLING 4MM | CMF | 4E
04.503.113.20 | 20887587018406 | TI MATRIXNEURO EMERGENCY SCREW 3MM | CMF | 4E
04.503.114.20 | 20887587018437 | TI MATRIXNEURO EMERGENCY SCREW 4MM | CMF | 4E
690.612 | 10887587060118 | SCREW LENGTH LABEL SHEET FOR CALIBRATED DRILL BITS | CMF | EA
04.503.405.05 | 20887587020461 | 2.0MM TI MATRIXMANDIBLE SCREW SELF-TAPPING 5MM | CMF | P5
04.503.406.05 | 20887587020515 | 2.0MM TI MATRIXMANDIBLE SCREW SELF-TAPPING 6MM | CMF | P5
04.503.408.05 | 20887587020560 | 2.0MM TI MATRIXMANDIBLE SCREW SELF-TAPPING 8MM | CMF | P5
04.503.410.05 | 20887587020614 | 2.0MM TI MATRIXMANDIBLE SCREW SELF-TAPPING 10MM | CMF | P5
04.503.412.05 | 20887587020669 | 2.0MM TI MATRIXMANDIBLE SCREW SELF-TAPPING 12MM | CMF | P5
04.503.414.05 | 20887587020713 | 2.0MM TI MATRIXMANDIBLE SCREW SELF-TAPPING 14MM | CMF | P5
04.503.416.05 | 20887587020744 | 2.0MM TI MATRIXMANDIBLE SCREW SELF-TAPPING 16MM | CMF | P5
04.503.418.05 | 20887587020775 | 2.0MM TI MATRIXMANDIBLE SCREW SELF-TAPPING 18MM | CMF | P5
04.503.605.05 | 20887587021802 | 2.0MM TI MATRIXMANDIBLE LOCKING SCREW SLF-TPNG 5MM | CMF | P5
04.503.606.05 | 20887587021857 | 2.0MM TI MATRIXMANDIBLE LOCKING SCREW SLF-TPNG 6MM | CMF | P5
04.503.608.05 | 20887587021901 | 2.0MM TI MATRIXMANDIBLE LOCKING SCREW SLF-TPNG 8MM | CMF | P5
04.503.610.05 | 20887587021956 | 2.0MM TI MATRIXMANDIBLE LOCKING SCREW SLF-TPNG 10MM | CMF | P5
04.503.612.05 | 20887587022007 | 2.0MM TI MATRIXMANDIBLE LOCKING SCREW SLF-TPNG 12MM | CMF | P5
04.503.614.05 | 20887587022052 | 2.0MM TI MATRIXMANDIBLE LOCKING SCREW SLF-TPNG 14MM | CMF | P5
04.503.618.05 | 20887587022113 | 2.0MM TI MATRIXMANDIBLE LOCKING SCREW SLF-TPNG 18MM | CMF | P5
04.503.616.05 | 20887587022083 | 2.0MM TI MATRIXMANDIBLE LOCKING SCREW SLF-TPNG 16MM | CMF | P5
7512 | 10887587061047 | RAPID IMF DEVICE-TECHNIQUE CD | CMF | EA
04.503.638.05 | 20887587022144 | 2.4MM TI MATRIXMANDIBLE LOCKING SCREW SLF-TPNG 8MM | CMF | P5
04.503.640.05 | 20887587022199 | 2.4MM TI MATRIXMANDIBLE LOCKING SCREW SLF-TPNG 10MM | CMF | P5
04.503.642.05 | 20887587022236 | 2.4MM TI MATRIXMANDIBLE LOCKING SCREW SLF-TPNG 12MM | CMF | P5
04.503.644.05 | 20887587022267 | 2.4MM TI MATRIXMANDIBLE LOCKING SCREW SLF-TPNG 14MM | CMF | P5
04.503.646.05 | 20887587022298 | 2.4MM TI MATRIXMANDIBLE LOCKING SCREW SLF-TPNG 16MM | CMF | P5
04.503.648.05 | 20887587022328 | 2.4MM TI MATRIXMANDIBLE LOCKING SCREW SLF-TPNG 18MM | CMF | P5
04.503.436.05 | 20887587020836 | 2.4MM TI MATRIXMANDIBLE SCREW SELF-TAPPING 6MM | CMF | P5
04.503.438.05 | 20887587020867 | 2.4MM TI MATRIXMANDIBLE SCREW SELF-TAPPING 8MM | CMF | P5
04.503.440.05 | 20887587020898 | 2.4MM TI MATRIXMANDIBLE SCREW SELF-TAPPING 10MM | CMF | P5
04.503.442.05 | 20887587020928 | 2.4MM TI MATRIXMANDIBLE SCREW SELF-TAPPING 12MM | CMF | P5
04.503.444.05 | 20887587020959 | 2.4MM TI MATRIXMANDIBLE SCREW SELF-TAPPING 14MM | CMF | P5
04.503.203.01 | 10887587018720 | TI MATRIXMIDFACE SCREW SELF-TAPPING 3MM | CMF | EA
04.503.446.05 | 20887587020980 | 2.4MM TI MATRIXMANDIBLE SCREW SELF-TAPPING 16MM | CMF | P5
04.503.448.05 | 20887587021017 | 2.4MM TI MATRIXMANDIBLE SCREW SELF-TAPPING 18MM | CMF | P5
04.503.204.01 | 10887587018751 | TI MATRIXMIDFACE SCREW SELF-TAPPING 4MM | CMF | EA
04.503.205.01 | 10887587018782 | TI MATRIXMIDFACE SCREW SELF-TAPPING 5MM | CMF | EA
04.503.206.01 | 10887587018812 | TI MATRIXMIDFACE SCREW SELF-TAPPING 6MM | CMF | EA
04.503.208.01 | 10887587018843 | TI MATRIXMIDFACE SCREW SELF-TAPPING 8MM | CMF | EA
04.503.210.01 | 10887587018874 | TI MATRIXMIDFACE SCREW SELF-TAPPING 10MM | CMF | EA
04.503.212.01 | 10887587018904 | TI MATRIXMIDFACE SCREW SELF-TAPPING 12MM | CMF | EA
04.503.214.01 | 10887587018935 | TI MATRIXMIDFACE SCREW SELF-TAPPING 14MM | CMF | EA
04.503.216.01 | 10887587018980 | TI MATRIXMIDFACE SCREW SELF-TAPPING 16MM | CMF | EA
04.503.218.01 | 10887587019031 | TI MATRIXMIDFACE SCREW SELF-TAPPING 18MM | CMF | EA
04.503.223.01 | 10887587019086 | TI MATRIXMIDFACE SCREW SELF-DRILLING 3MM | CMF | EA
04.503.468.05 | 20887587021130 | 2.7MM TI MATRIXMANDIBLE EMERGENCY SCREW SLF-TPNG 8MM | CMF | P5
04.503.224.01 | 10887587019116 | TI MATRIXMIDFACE SCREW SELF-DRILLING 4MM | CMF | EA
04.503.470.05 | 20887587021178 | 2.7MM TI MATRIXMANDIBLE EMERGENCY SCREW SLF-TPNG 10MM | CMF | P5
04.503.472.05 | 20887587021215 | 2.7MM TI MATRIXMANDIBLE EMERGENCY SCREW SLF-TPNG 12MM | CMF | P5
04.503.474.05 | 20887587021253 | 2.7MM TI MATRIXMANDIBLE EMERGENCY SCREW SLF-TPNG 14MM | CMF | P5
04.503.476.05 | 20887587021291 | 2.7MM TI MATRIXMANDIBLE EMERGENCY SCREW SLF-TPNG 16MM | CMF | P5
04.503.478.05 | 20887587021338 | 2.7MM TI MATRIXMANDIBLE EMERGENCY SCREW SLF-TPNG 18MM | CMF | P5
04.503.225.01 | 10887587019147 | TI MATRIXMIDFACE SCREW SELF-DRILLING 5MM | CMF | EA
04.503.226.01 | 10887587019178 | TI MATRIXMIDFACE SCREW SELF-DRILLING 6MM | CMF | EA
04.503.228.01 | 10887587019208 | TI MATRIXMIDFACE SCREW SELF-DRILLING 8MM | CMF | EA
04.503.233.01 | 10887587019239 | TI MATRIXMIDFACE EMERGENCY SCREW 3MM | CMF | EA
04.503.234.01 | 10887587019260 | TI MATRIXMIDFACE EMERGENCY SCREW 4MM | CMF | EA
04.503.235.01 | 10887587019291 | TI MATRIXMIDFACE EMERGENCY SCREW 5MM | CMF | EA
04.503.236.01 | 10887587019321 | TI MATRIXMIDFACE EMERGENCY SCREW 6MM | CMF | EA
04.503.238.01 | 10887587019352 | TI MATRIXMIDFACE EMERGENCY SCREW 8MM | CMF | EA
04.503.203.20 | 20887587018741 | TI MATRIXMIDFACE SCREW SELF-TAPPING 3MM | CMF | 4E
04.503.240.01 | 10887587019383 | TI MATRIXMIDFACE EMERGENCY SCREW 10MM | CMF | EA
04.503.204.20 | 20887587018772 | TI MATRIXMIDFACE SCREW SELF-TAPPING 4MM | CMF | 4E
04.503.242.01 | 10887587019413 | TI MATRIXMIDFACE EMERGENCY SCREW 12MM | CMF | EA
04.503.205.20 | 20887587018802 | TI MATRIXMIDFACE SCREW SELF-TAPPING 5MM | CMF | 4E
04.503.244.01 | 10887587019444 | TI MATRIXMIDFACE EMERGENCY SCREW 14MM | CMF | EA
04.503.206.20 | 20887587018833 | TI MATRIXMIDFACE SCREW SELF-TAPPING 6MM | CMF | 4E
04.503.208.20 | 20887587018864 | TI MATRIXMIDFACE SCREW SELF-TAPPING 8MM | CMF | 4E
04.503.246.01 | 10887587019482 | TI MATRIXMIDFACE EMERGENCY SCREW 16MM | CMF | EA
04.503.210.20 | 20887587018895 | TI MATRIXMIDFACE SCREW SELF-TAPPING 10MM | CMF | 4E
04.503.212.20 | 20887587018925 | TI MATRIXMIDFACE SCREW SELF-TAPPING 12MM | CMF | 4E
04.503.248.01 | 10887587019529 | TI MATRIXMIDFACE EMERGENCY SCREW 18MM | CMF | EA
04.503.214.20 | 20887587018970 | TI MATRIXMIDFACE SCREW SELF-TAPPING 14MM | CMF | 4E
04.503.216.20 | 20887587019021 | TI MATRIXMIDFACE SCREW SELF-TAPPING 16MM | CMF | 4E
04.503.218.20 | 20887587019076 | TI MATRIXMIDFACE SCREW SELF-TAPPING 18MM | CMF | 4E
04.503.223.20 | 20887587019106 | TI MATRIXMIDFACE SCREW SELF-DRILLING 3MM | CMF | 4E
04.503.224.20 | 20887587019137 | TI MATRIXMIDFACE SCREW SELF-DRILLING 4MM | CMF | 4E
04.503.225.20 | 20887587019168 | TI MATRIXMIDFACE SCREW SELF-DRILLING 5MM | CMF | 4E
04.503.203.05 | 20887587018734 | TI MATRIXMIDFACE SCREW SELF-TAPPING 3MM | CMF | P5
04.503.226.20 | 20887587019199 | TI MATRIXMIDFACE SCREW SELF-DRILLING 6MM | CMF | 4E
04.503.204.05 | 20887587018765 | TI MATRIXMIDFACE SCREW SELF-TAPPING 4MM | CMF | P5
04.503.205.05 | 20887587018796 | TI MATRIXMIDFACE SCREW SELF-TAPPING 5MM | CMF | P5
04.503.228.20 | 20887587019229 | TI MATRIXMIDFACE SCREW SELF-DRILLING 8MM | CMF | 4E
04.503.206.05 | 20887587018826 | TI MATRIXMIDFACE SCREW SELF-TAPPING 6MM | CMF | P5
04.503.208.05 | 20887587018857 | TI MATRIXMIDFACE SCREW SELF-TAPPING 8MM | CMF | P5
04.503.210.05 | 20887587018888 | TI MATRIXMIDFACE SCREW SELF-TAPPING 10MM | CMF | P5
04.503.212.05 | 20887587018918 | TI MATRIXMIDFACE SCREW SELF-TAPPING 12MM | CMF | P5
04.503.214.05 | 20887587018963 | TI MATRIXMIDFACE SCREW SELF-TAPPING 14MM | CMF | P5
04.503.216.05 | 20887587019014 | TI MATRIXMIDFACE SCREW SELF-TAPPING 16MM | CMF | P5
04.503.218.05 | 20887587019069 | TI MATRIXMIDFACE SCREW SELF-TAPPING 18MM | CMF | P5
04.503.223.05 | 20887587019090 | TI MATRIXMIDFACE SCREW SELF-DRILLING 3MM | CMF | P5
04.503.224.05 | 20887587019120 | TI MATRIXMIDFACE SCREW SELF-DRILLING 4MM | CMF | P5
04.503.225.05 | 20887587019151 | TI MATRIXMIDFACE SCREW SELF-DRILLING 5MM | CMF | P5
04.503.226.05 | 20887587019182 | TI MATRIXMIDFACE SCREW SELF-DRILLING 6MM | CMF | P5
04.503.228.05 | 20887587019212 | TI MATRIXMIDFACE SCREW SELF-DRILLING 8MM | CMF | P5
04.503.233.20 | 20887587019250 | TI MATRIXMIDFACE EMERGENCY SCREW 3MM | CMF | 4E
04.503.234.20 | 20887587019281 | TI MATRIXMIDFACE EMERGENCY SCREW 4MM | CMF | 4E
04.503.235.20 | 20887587019311 | TI MATRIXMIDFACE EMERGENCY SCREW 5MM | CMF | 4E
04.503.236.20 | 20887587019342 | TI MATRIXMIDFACE EMERGENCY SCREW 6MM | CMF | 4E
04.503.238.20 | 20887587019373 | TI MATRIXMIDFACE EMERGENCY SCREW 8MM | CMF | 4E
04.503.240.20 | 20887587019403 | TI MATRIXMIDFACE EMERGENCY SCREW 10MM | CMF | 4E
04.503.242.20 | 20887587019434 | TI MATRIXMIDFACE EMERGENCY SCREW 12MM | CMF | 4E
04.503.244.20 | 20887587019472 | TI MATRIXMIDFACE EMERGENCY SCREW 14MM | CMF | 4E
04.503.246.20 | 20887587019519 | TI MATRIXMIDFACE EMERGENCY SCREW 16MM | CMF | 4E
04.503.248.20 | 20887587019557 | TI MATRIXMIDFACE EMERGENCY SCREW 18MM | CMF | 4E
04.503.233.05 | 20887587019243 | TI MATRIXMIDFACE EMERGENCY SCREW 3MM | CMF | P5
04.503.234.05 | 20887587019274 | TI MATRIXMIDFACE EMERGENCY SCREW 4MM | CMF | P5
04.503.235.05 | 20887587019304 | TI MATRIXMIDFACE EMERGENCY SCREW 5MM | CMF | P5
04.503.236.05 | 20887587019335 | TI MATRIXMIDFACE EMERGENCY SCREW 6MM | CMF | P5
04.503.238.05 | 20887587019366 | TI MATRIXMIDFACE EMERGENCY SCREW 8MM | CMF | P5
04.503.240.05 | 20887587019397 | TI MATRIXMIDFACE EMERGENCY SCREW 10MM | CMF | P5
04.503.242.05 | 20887587019427 | TI MATRIXMIDFACE EMERGENCY SCREW 12MM | CMF | P5
04.503.105.01 | 10887587018355 | TI MATRIXNEURO SCREW SELF-DRILLING 5MM | CMF | EA
04.503.115.01 | 10887587018447 | TI MATRIXNEURO EMERGENCY SCREW 5MM | CMF | EA
04.503.244.05 | 20887587019465 | TI MATRIXMIDFACE EMERGENCY SCREW 14MM | CMF | P5
04.503.246.05 | 20887587019502 | TI MATRIXMIDFACE EMERGENCY SCREW 16MM | CMF | P5
04.503.248.05 | 20887587019540 | TI MATRIXMIDFACE EMERGENCY SCREW 18MM | CMF | P5
04.503.668.05 | 20887587022359 | 2.9MM TI MATRIXMANDIBLE LOCKING SCREW SLF-TPNG 8MM | CMF | P5
04.503.670.05 | 20887587022380 | 2.9MM TI MATRIXMANDIBLE LOCKING SCREW SLF-TPNG 10MM | CMF | P5
04.503.672.05 | 20887587022410 | 2.9MM TI MATRIXMANDIBLE LOCKING SCREW SLF-TPNG 12MM | CMF | P5
04.503.674.05 | 20887587022441 | 2.9MM TI MATRIXMANDIBLE LOCKING SCREW SLF-TPNG 14MM | CMF | P5
04.503.676.05 | 20887587022472 | 2.9MM TI MATRIXMANDIBLE LOCKING SCREW SLF-TPNG 16MM | CMF | P5
04.503.678.05 | 20887587022502 | 2.9MM TI MATRIXMANDIBLE LOCKING SCREW SLF-TPNG 18MM | CMF | P5
04.503.105.20 | 20887587018376 | TI MATRIXNEURO SCREW SELF-DRILLING 5MM | CMF | 4E
04.503.115.20 | 20887587018468 | TI MATRIXNEURO EMERGENCY SCREW 5MM | CMF | 4E
04.503.105.05 | 20887587018369 | TI MATRIXNEURO SCREW SELF-DRILLING 5MM | CMF | P5
04.503.115.05 | 20887587018451 | TI MATRIXNEURO EMERGENCY SCREW 5MM | CMF | P5
03.503.057 | 10887587011783 | MATRIXMANDIBLE SHORT CUT PLATE CUTTER | CMF | EA
03.503.079 | 10887587011929 | MATRIXMANDIBLE SMALL PLATE CUTTER | CMF | EA
03.503.077 | 10887587011905 | MATRIXMANDIBLE PLATE BENDING IRON-LEFT | CMF | EA
03.503.078 | 10887587011912 | MATRIXMANDIBLE PLATE BENDING IRON-RIGHT | CMF | EA
329.650 | 10887587039701 | BENDING TEMPLATE FOR 1.5MM RESORB STRUT PLATE 2X36 HOLE | CMF | EA
329.651 | 10887587039718 | BENDING TEMPLATE FOR 1.5MM RESORBABLE T-PLATE | CMF | EA
329.652 | 10887587039725 | BENDING TEMPLATE FOR 1.5MM RESORBABLE BOX PLATE | CMF | EA
329.653 | 10887587039732 | BENDING TEMPLATE FOR 2.0MM RESORBABLE 90Â° L-PLATES | CMF | EA
329.654 | 10887587039749 | BENDING TEMPLATE F/1.5/2.0MM RESORB MESH PLATE 75MM X 75MM | CMF | EA
329.655 | 10887587039756 | BENDING TEMPLATE F/1.5/2.0MM RESORB MESH PLATE 100 X 100MM | CMF | EA
329.656 | 10887587039763 | BENDING TEMPLATE F/1.5/2.0MM RESORB MESH PLATE 150 X 150MM | CMF | EA
329.657 | 10887587039770 | BENDING TEMPLATE F/1.5/2.0MM RESORB MESH PLATE 50MM DIA. | CMF | EA
329.658 | 10887587039787 | BENDING TEMPLATE F/1.5/2.0MM RESORB MESH PLATE 100MM DIA. | CMF | EA
68.000.007.98 | 10887587058801 | SUPPORT FOR CUTTING TOOLS | CMF | EA
04.503.770 | 10887587022970 | TI MATRIXMANDIBLE 12 HOLE RECON PLATE 2.8MM THICK | CMF | EA
04.503.771 | 10887587022987 | TI MATRIXMANDIBLE 20 HOLE RECON PLATE 2.8MM THICK | CMF | EA
04.503.772 | 10887587022994 | TI MATRIXMANDIBLE 7X23 ANGLE RECON PLATE LEFT 2.8MM THICK | CMF | EA
04.503.773 | 10887587023007 | TI MATRIXMANDIBLE 7X23 ANGLE RECON PL RIGHT 2.8MM THICK | CMF | EA
04.503.737 | 10887587022857 | TI MATRIXMANDIBLE 12 HOLE RECON PLATE 2.5MM THICK | CMF | EA
04.503.738 | 10887587022864 | TI MATRIXMANDIBLE 20 HOLE RECON PLATE 2.5MM THICK | CMF | EA
04.503.739 | 10887587022871 | TI MATRIXMANDIBLE 7X23 ANGLE RECON PL LEFT 2.5MM THICK | CMF | EA
04.503.740 | 10887587022888 | TI MATRIXMANDIBLE 7X23 ANGLE RECON PL RIGHT 2.5MM THICK | CMF | EA
04.503.741 | 10887587022895 | TI MATRIXMANDIBLE DOUBLE ANGLE RECON PL SMALL 2.5MM THICK | CMF | EA
04.503.742 | 10887587022901 | TI MATRIXMANDIBLE DOUBLE ANGLE RECON PL MEDIUM 2.5MM THICK | CMF | EA
04.503.743 | 10887587022918 | TI MATRIXMANDIBLE DOUBLE ANGLE RECON PL LARGE 2.5MM THICK | CMF | EA
04.503.605.01 | 10887587021775 | 2.0MM TI MATRIXMANDIBLE LOCKING SCREW SLF-TPNG 5MM | CMF | EA
04.503.606.01 | 10887587021829 | 2.0MM TI MATRIXMANDIBLE LOCKING SCREW SLF-TPNG 6MM | CMF | EA
04.503.608.01 | 10887587021874 | 2.0MM TI MATRIXMANDIBLE LOCKING SCREW SLF-TPNG 8MM | CMF | EA
04.503.610.01 | 10887587021928 | 2.0MM TI MATRIXMANDIBLE LOCKING SCREW SLF-TPNG 10MM | CMF | EA
04.503.612.01 | 10887587021973 | 2.0MM TI MATRIXMANDIBLE LOCKING SCREW SLF-TPNG 12MM | CMF | EA
04.503.614.01 | 10887587022024 | 2.0MM TI MATRIXMANDIBLE LOCKING SCREW SLF-TPNG 14MM | CMF | EA
04.503.616.01 | 10887587022079 | 2.0MM TI MATRIXMANDIBLE LOCKING SCREW SLF-TPNG 16MM | CMF | EA
04.503.618.01 | 10887587022109 | 2.0MM TI MATRIXMANDIBLE LOCKING SCREW SLF-TPNG 18MM | CMF | EA
04.503.701 | 10887587022529 | MATRIXMANDIBLE MINI PL-TENSION BAND NRW/2X2H/MALLEABLE/1.0MM | CMF | EA
04.503.702 | 10887587022536 | MATRIXMANDIBLE MINI PL-TENSION BAND NARROW/2X2H/1.0MM THICK | CMF | EA
04.503.703 | 10887587022543 | MATRIXMANDIBLE MINI PL-TENSION BAND NRW/3X3H/MALLEABLE/1.0MM | CMF | EA
04.503.704 | 10887587022550 | MATRIXMANDIBLE MINI PL-TENSION BAND NARROW/3X3H/1.0MM THICK | CMF | EA
04.503.756 | 10887587022956 | TI MATRIXMANDIBLE 12 HOLE PLATE 1.25MM THICK | CMF | EA
04.503.705 | 10887587022567 | TI MATRIXMANDIBLE 12 HOLE ADAPTION PL 1.0MM THICK | CMF | EA
04.503.710 | 10887587022611 | TI MATRIXMANDIBLE 2X2H DCP PL 1.25MM THICK | CMF | EA
04.503.711 | 10887587022628 | TI MATRIXMANDIBLE 2X2H CRESCENT PLATE 1.25MM THICK | CMF | EA
04.503.706 | 10887587022574 | TI MATRIXMANDIBLE 20 HOLE ADAPTION PL 1.0MM THICK | CMF | EA
04.503.707 | 10887587022581 | TI MATRIXMANDIBLE 4 HOLE BOX PL MALLEABLE 1.0MM THICK | CMF | EA
04.503.712 | 10887587022635 | TI MATRIXMANDIBLE 3X3H DCP PL 1.25MM THICK | CMF | EA
04.503.708 | 10887587022598 | TI MATRIXMANDIBLE 8 HOLE STRUT PL MALLEABLE 1.0MM THICK | CMF | EA
04.503.713 | 10887587022642 | TI MATRIXMANDIBLE 3X3H CRESCENT DCP PL 1.25MM THICK | CMF | EA
04.503.709 | 10887587022604 | TI MATRIXMANDIBLE 8H STRUT PL CURVED/MALLEABLE/1.0MM THICK | CMF | EA
04.503.750 | 10887587022925 | MATRIXMANDIBLE MINI PL-TENSION BAND BRD/2X2H/MALLEABLE/1.0MM | CMF | EA
04.503.714 | 10887587022659 | TI MATRIXMANDIBLE 3X3H ANGLE DCP PLATE 1.25MM THICK | CMF | EA
04.503.751 | 10887587022932 | MATRIXMANDIBLE MINI PL-TENSION BAND BRD/2X3H/MALLEABLE/1.0MM | CMF | EA
04.503.752 | 10887587022949 | MATRIXMANDIBLE MINI PL-TENSION BAND BRD/3X3H/MALLEABLE/1.0MM | CMF | EA
04.503.715 | 10887587022666 | TI MATRIXMANDIBLE 6 HOLE PLATE 1.5MM THICK | CMF | EA
04.503.716 | 10887587022673 | TI MATRIXMANDIBLE 3X3 HOLE PLATE 1.5MM THICK | CMF | EA
04.503.717 | 10887587022680 | TI MATRIXMANDIBLE 12 HOLE PLATE 1.5MM THICK | CMF | EA
04.503.718 | 10887587022697 | TI MATRIXMANDIBLE 20 HOLE PLATE 1.5MM THICK | CMF | EA
04.503.721 | 10887587022703 | TI MATRIXMANDIBLE 3X3 HOLE ANGLE PLATE 1.5MM THICK | CMF | EA
04.503.722 | 10887587022710 | TI MATRIXMANDIBLE 3X3 HOLE CRESCENT PLATE 1.5MM THICK | CMF | EA
04.503.723 | 10887587022727 | TI MATRIXMANDIBLE 2X2 HOLE DCP PLATE 1.5MM THICK | CMF | EA
04.503.724 | 10887587022734 | TI MATRIXMANDIBLE 3X3 HOLE DCP PLATE 1.5MM THICK | CMF | EA
04.503.726 | 10887587022741 | TI MATRIXMANDIBLE 2X2 HOLE CRESCENT PL 2.0MM THK/BRD | CMF | EA
04.503.727 | 10887587022758 | TI MATRIXMANDIBLE 3X3 HOLE CRESCENT PL 2.0MM THK/BRD | CMF | EA
04.503.728 | 10887587022765 | TI MATRIXMANDIBLE 6H PLATE 2.0MM THICK | CMF | EA
04.503.729 | 10887587022772 | TI MATRIXMANDIBLE 12 HOLE PLATE 2.0MM THICK | CMF | EA
04.503.730 | 10887587022789 | TI MATRIXMANDIBLE 20H PLATE 2.0MM THICK | CMF | EA
04.503.731 | 10887587022796 | TI MATRIXMANDIBLE 3X3 HOLE ANGLE PLATE 2.0MM THICK/BROAD | CMF | EA
04.503.732 | 10887587022802 | TI MATRIXMANDIBLE 7X23H ANGLE RECON PL LEFT 2.0MM THICK | CMF | EA
04.503.733 | 10887587022819 | TI MATRIXMANDIBLE 7X23H ANGLE RECON PL RIGHT 2.0MM THICK | CMF | EA
04.503.734 | 10887587022826 | TI MATRIXMANDIBLE DOUBLE ANGLE RECON PL SMALL 2.0MM THICK | CMF | EA
04.503.735 | 10887587022833 | TI MATRIXMANDIBLE DOUBLE ANGLE RECON PL MEDIUM 2.0MM THICK | CMF | EA
04.503.736 | 10887587022840 | TI MATRIXMANDIBLE DOUBLE ANGLE RECON PL LARGE 2.0MM THICK | CMF | EA
04.503.405.01 | 10887587020433 | 2.0MM TI MATRIXMANDIBLE SCREW SELF-TAPPING 5MM | CMF | EA
04.503.436.01 | 10887587020822 | 2.4MM TI MATRIXMANDIBLE SCREW SELF-TAPPING 6MM | CMF | EA
04.503.438.01 | 10887587020853 | 2.4MM TI MATRIXMANDIBLE SCREW SELF-TAPPING 8MM | CMF | EA
04.503.440.01 | 10887587020884 | 2.4MM TI MATRIXMANDIBLE SCREW SELF-TAPPING 10MM | CMF | EA
04.503.442.01 | 10887587020914 | 2.4MM TI MATRIXMANDIBLE SCREW SELF-TAPPING 12MM | CMF | EA
04.503.444.01 | 10887587020945 | 2.4MM TI MATRIXMANDIBLE SCREW SELF-TAPPING 14MM | CMF | EA
04.503.446.01 | 10887587020976 | 2.4MM TI MATRIXMANDIBLE SCREW SELF-TAPPING 16MM | CMF | EA
04.503.448.01 | 10887587021003 | 2.4MM TI MATRIXMANDIBLE SCREW SELF-TAPPING 18MM | CMF | EA
04.503.638.01 | 10887587022130 | 2.4MM TI MATRIXMANDIBLE LOCKING SCREW SLF-TPNG 8MM | CMF | EA
04.503.640.01 | 10887587022161 | 2.4MM TI MATRIXMANDIBLE LOCKING SCREW SLF-TPNG 10MM | CMF | EA
04.503.642.01 | 10887587022215 | 2.4MM TI MATRIXMANDIBLE LOCKING SCREW SLF-TPNG 12MM | CMF | EA
04.503.644.01 | 10887587022253 | 2.4MM TI MATRIXMANDIBLE LOCKING SCREW SLF-TPNG 14MM | CMF | EA
04.503.646.01 | 10887587022284 | 2.4MM TI MATRIXMANDIBLE LOCKING SCREW SLF-TPNG 16MM | CMF | EA
04.503.648.01 | 10887587022314 | 2.4MM TI MATRIXMANDIBLE LOCKING SCREW SLF-TPNG 18MM | CMF | EA
04.503.468.01 | 10887587021119 | 2.7MM TI MATRIXMANDIBLE EMERGENCY SCREW SLF-TPNG 8MM | CMF | EA
04.503.470.01 | 10887587021157 | 2.7MM TI MATRIXMANDIBLE EMERGENCY SCREW SLF-TPNG 10MM | CMF | EA
04.503.472.01 | 10887587021195 | 2.7MM TI MATRIXMANDIBLE EMERGENCY SCREW SLF-TPNG 12MM | CMF | EA
04.503.474.01 | 10887587021232 | 2.7MM TI MATRIXMANDIBLE EMERGENCY SCREW SLF-TPNG 14MM | CMF | EA
04.503.476.01 | 10887587021270 | 2.7MM TI MATRIXMANDIBLE EMERGENCY SCREW SLF-TPNG 16MM | CMF | EA
04.503.478.01 | 10887587021317 | 2.7MM TI MATRIXMANDIBLE EMERGENCY SCREW SLF-TPNG 18MM | CMF | EA
04.503.668.01 | 10887587022345 | 2.9MM TI MATRIXMANDIBLE LOCKING SCREW SLF-TPNG 8MM | CMF | EA
04.503.670.01 | 10887587022376 | 2.9MM TI MATRIXMANDIBLE LOCKING SCREW SLF-TPNG 10MM | CMF | EA
04.503.672.01 | 10887587022406 | 2.9MM TI MATRIXMANDIBLE LOCKING SCREW SLF-TPNG 12MM | CMF | EA
04.503.674.01 | 10887587022437 | 2.9MM TI MATRIXMANDIBLE LOCKING SCREW SLF-TPNG 14MM | CMF | EA
04.503.676.01 | 10887587022468 | 2.9MM TI MATRIXMANDIBLE LOCKING SCREW SLF-TPNG 16MM | CMF | EA
04.503.678.01 | 10887587022499 | 2.9MM TI MATRIXMANDIBLE LOCKING SCREW SLF-TPNG 18MM | CMF | EA
04.503.406.01 | 10887587020488 | 2.0MM TI MATRIXMANDIBLE SCREW SELF-TAPPING 6MM | CMF | EA
04.503.408.01 | 10887587020532 | 2.0MM TI MATRIXMANDIBLE SCREW SELF-TAPPING 8MM | CMF | EA
04.503.410.01 | 10887587020587 | 2.0MM TI MATRIXMANDIBLE SCREW SELF-TAPPING 10MM | CMF | EA
04.503.412.01 | 10887587020631 | 2.0MM TI MATRIXMANDIBLE SCREW SELF-TAPPING 12MM | CMF | EA
04.503.414.01 | 10887587020686 | 2.0MM TI MATRIXMANDIBLE SCREW SELF-TAPPING 14MM | CMF | EA
04.503.416.01 | 10887587020730 | 2.0MM TI MATRIXMANDIBLE SCREW SELF-TAPPING 16MM | CMF | EA
04.503.418.01 | 10887587020761 | 2.0MM TI MATRIXMANDIBLE SCREW SELF-TAPPING 18MM | CMF | EA
03.503.472 | 10887587012964 | MATRIXMANDIBLE 2.4MM DRILL BIT J-LATCH/145MM | CMF | EA
03.503.462 | 10887587012940 | MATRIXMANDIBLE 1.8MM DRILL BIT J-LATCH/145MM F/03.503.042 | CMF | EA
03.503.452 | 10887587012926 | MATRIXMANDIBLE 1.5MM DRILL BIT J-LATCH/145MM F/03.503.042 | CMF | EA
08.510.542D | 10887587026169 | SYNPOR ORBITAL FLOOR PLATE 35MM/0.8MM THICK-DEMO | CMF | EA
08.510.546D | 10887587026213 | SYNPOR FAN PLATE 35MM/0.8MM THICK-DEMO | CMF | EA
08.510.540S | 10887587026145 | SYNPOR ORBITAL FLOOR PLATE 24MM/0.8MM THICK-STERILE | CMF | EA
08.510.541S | 10887587026152 | SYNPOR ORBITAL FLOOR PLATE 30MM/0.8MM THICK-STERILE | CMF | EA
08.510.542S | 10887587026176 | SYNPOR ORBITAL FLOOR PLATE 35MM/0.8MM THICK-STERILE | CMF | EA
08.510.543S | 10887587026183 | SYNPOR ORBITAL FLOOR PLATE 24MM/1.5MM THICK-STERILE | CMF | EA
08.510.544S | 10887587026190 | SYNPOR ORBITAL FLOOR PLATE 30MM/1.5MM THICK-STERILE | CMF | EA
08.510.545S | 10887587026206 | SYNPOR ORBITAL FLOOR PLATE 35MM/1.5MM THICK-STERILE | CMF | EA
08.510.546S | 10887587026220 | SYNPOR FAN PLATE 35MM/0.8MM THICK-STERILE | CMF | EA
08.510.547S | 10887587026237 | SYNPOR FAN PLATE 35MM/1.5MM THICK-STERILE | CMF | EA
316.440 | 10887587038001 | 1.0MM DRILL BIT/STRYKER J-LTCH WITH 12MM STOP/44.5MM | CMF | EA
05.000.010 | 10887587024615 | STERRAD BATTERY FOR BATTERY POWERED DRIVER | CMF | EA
04.500.171 | 10887587016801 | 2.0MM CURVILINEAR DISTRACTOR R70/LEFT | CMF | EA
04.500.200 | 10887587016818 | 1.3MM CURVILINEAR DISTRACTOR R100 / RIGHT | CMF | EA
04.500.201 | 10887587016825 | 1.3MM CURVILINEAR DISTRACTOR R100 / LEFT | CMF | EA
04.500.100 | 10887587016702 | 2.0MM CURVILINEAR DISTRACTOR R100/RIGHT | CMF | EA
04.500.101 | 10887587016719 | 2.0MM CURVILINEAR DISTRACTOR R100/LEFT | CMF | EA
04.503.120 | 10887587018478 | TI MATRIXNEURO CONTOUR MESH 38MM X 45MM/0.6MM RIGID | CMF | EA
04.503.121 | 10887587018485 | TI MATRIXNEURO CONTOUR MESH 100MM X 100MM/0.6MM RIGID | CMF | EA
04.503.122 | 10887587018492 | TI MATRIXNEURO CONTOUR MESH 200MM X 200MM/0.6MM RIGID | CMF | EA
04.503.123 | 10887587018515 | TI MATRIXNEURO CONTOUR MESH SMALL ARC/0.6MM RIGID | CMF | EA
04.503.124 | 10887587018522 | TI MATRIXNEURO CONTOUR MESH LARGE ARC/0.6MM RIGID | CMF | EA
04.503.125 | 10887587018539 | TI MATRIXNEURO CONTOUR MESH 30MM DIA/0.6MM RIGID | CMF | EA
04.503.126 | 10887587018546 | TI MATRIXNEURO CONTOUR MESH 70MM DIA/0.6MM RIGID | CMF | EA
04.503.127 | 10887587018553 | TI MATRIXNEURO CONTOUR MESH 100MM DIA/0.6MM RIGID | CMF | EA
SD449.501 | 10887587004495 | PSPC MATRIXMANDIBLE 12H PLATE 2.0MM THICK | CMF | EA
SD449.502 | 10887587004518 | PSPC MATRIXMANDIBLE 20H PLATE 2.0MM THICK | CMF | EA
SD449.505 | 10887587004594 | PSPC MATRIXMANDIBLE DBL ANGLE RECON PLATE SMALL/2.0MM THICK | CMF | EA
SD449.506 | 10887587004624 | PSPC MATRIXMANDIBLE DBL ANGLE RECON PLATE MEDIUM/2.0MM THICK | CMF | EA
SD449.507 | 10887587004655 | PSPC MATRIXMANDIBLE DBL ANGLE RECON PLATE LARGE/2.0MM THICK | CMF | EA
SD449.508 | 10887587004686 | PSPC MATRIXMANDIBLE 12 HOLE RECON PLATE 2.5MM THICK | CMF | EA
SD449.509 | 10887587004709 | PSPC MATRIXMANDIBLE 20 HOLE RECON PLATE 2.5MM THICK | CMF | EA
SD449.512 | 10887587004785 | PSPC MATRIXMANDIBLE DBL ANGLE RECON PLATE SMALL/2.5MM THICK | CMF | EA
SD449.513 | 10887587004815 | PSPC MATRIXMANDIBLE DBL ANGLE RECON PLATE MEDIUM/2.5MM THICK | CMF | EA
SD449.514 | 10887587004846 | PSPC MATRIXMANDIBLE DBL ANGLE RECON PLATE LARGE/2.5MM THICK | CMF | EA
SD449.515 | 10887587004877 | PSPC MATRIXMANDIBLE 12 HOLE RECON PLATE 2.8MM THICK | CMF | EA
SD449.516 | 10887587004891 | PSPC MATRIXMANDIBLE 20 HOLE RECON PLATE 2.8MM THICK | CMF | EA
SD449.503 | 10887587004532 | PSPC MATRIXMANDIBLE 7X23 HOLES ANGLE RECON PL/LEFT/2.0MM THK | CMF | EA
SD449.504 | 10887587004563 | PSPC MATRIXMANDIBLE 7X23 HOLES ANGLE RECON PL/RIGHT/2.0MM THK | CMF | EA
SD449.510 | 10887587004723 | PSPC MATRIXMANDIBLE 7X23 HOLES ANGLE RECON PL/LEFT/2.5MM THK | CMF | EA
SD449.511 | 10887587004754 | PSPC MATRIXMANDIBLE 7X23 HOLES ANGLE RECON PL/RIGHT/2.5MM THK | CMF | EA
SD449.517 | 10887587004914 | PSPC MATRIXMANDIBLE 7X23 HOLES ANGLE RECON PL/LEFT/2.8MM THK | CMF | EA
SD449.518 | 10887587004945 | PSPC MATRIXMANDIBLE 7X23 HOLES ANGLE RECON PL/RIGHT/2.8MM THK | CMF | EA
690.578.98 | 10887587059877 | MODULE INSERT 4 COMPARTMENTS F/MODULAR GRAPHIC CASE F/EPD | CMF | EA
690.579.98 | 10887587059884 | MODULE INSERT 2 COMPARTMENTS F/MODULAR GRAPHIC CASE F/EPD | CMF | EA
03.503.083 | 10887587011950 | MATRIXMIDFACE SCREWDRIVER BLD SELF-RETAINING F/90Â° SCRWDRVR | CMF | EA
05.000.007.01S | 10887587024578 | BATTERY PACK-STERILE FOR BATTERY POWERED DRIVER | CMF | EA
03.315.001 | 10887587010144 | SURGEON ACTIVATION INSTR 1.7MM FOR CMF DISTRACTOR | CMF | EA
04.315.000 | 10887587015330 | 2.7MM TI MACHINE SCREW FOR CMF DISTRACTOR | CMF | EA
400.453 | 20887587043187 | 1.3MM TI CRTX SCREW SLF-DRLG W/PLUSDRIVE(TM) RECESS 3MM | CMF | P5
04.315.201 | 10887587015736 | 1.0MM MESH FOOT A-TYPE FOR CMF DISTRACTOR | CMF | EA
04.315.003 | 10887587015361 | AB DISTRACTOR BODY END ACT 15MM FOR CMF DISTRACTOR | CMF | EA
04.315.004 | 10887587015378 | AB DISTRACTOR BODY END ACT. 20MM FOR CMF DISTRACTOR | CMF | EA
04.315.005 | 10887587015385 | AB DISTRACTOR BODY END ACT. 25MM FOR CMF DISTRACTOR | CMF | EA
04.315.202 | 10887587015743 | 1.0MM MESH FOOT B-TYPE FOR CMF DISTRACTOR | CMF | EA
04.315.006 | 10887587015392 | AB DISTRACTOR BODY END ACT. 30MM FOR CMF DISTRACTOR | CMF | EA
04.315.203 | 10887587015750 | 1.0MM MESH FOOT C-TYPE FOR CMF DISTRACTOR | CMF | EA
04.315.211 | 10887587015767 | 1.0MM CLOVERLEAF FOOT A-TYPE FOR CMF DISTRACTOR | CMF | EA
04.315.023 | 10887587015439 | BC DISTRACTOR BODY END ACT. 15MM FOR CMF DISTRACTOR | CMF | EA
04.315.024 | 10887587015446 | BC DISTRACTOR BODY END ACT. 20MM FOR CMF DISTRACTOR | CMF | EA
04.315.212 | 10887587015774 | 1.0MM CLOVERLEAF FOOT B-TYPE FOR CMF DISTRACTOR | CMF | EA
04.315.025 | 10887587015453 | BC DISTRACTOR BODY END ACT. 25MM FOR CMF DISTRACTOR | CMF | EA
04.315.026 | 10887587015460 | BC DISTRACTOR BODY END ACT. 30MM FOR CMF DISTRACTOR | CMF | EA
04.315.213 | 10887587015781 | 1.0MM CLOVERLEAF FOOT C-TYPE FOR CMF DISTRACTOR | CMF | EA
04.315.027 | 10887587015477 | BC DISTRACTOR BODY END ACT 35MM FOR CMF DISTRACTOR | CMF | EA
04.315.028 | 10887587015484 | BC DISTRACTOR BODY END ACT 40MM FOR CMF DISTRACTOR | CMF | EA
04.315.301 | 10887587015798 | 1.5MM MESH FOOT A-TYPE FOR CMF DISTRACTOR | CMF | EA
04.315.302 | 10887587015804 | 1.5MM MESH FOOT B-TYPE FOR CMF DISTRACTOR | CMF | EA
04.315.303 | 10887587015811 | 1.5MM MESH FOOT C-TYPE FOR CMF DISTRACTOR | CMF | EA
04.315.311 | 10887587015859 | 1.5MM CLOVERLEAF FOOT A-TYPE FOR CMF DISTRACTOR | CMF | EA
04.315.312 | 10887587015866 | 1.5MM CLOVERLEAF FOOT B-TYPE FOR CMF DISTRACTOR | CMF | EA
04.315.313 | 10887587015873 | 1.5MM CLOVERLEAF FOOT C-TYPE FOR CMF DISTRACTOR | CMF | EA
04.315.401 | 10887587016139 | 2.0MM MESH FOOT A-TYPE FOR CMF DISTRACTOR | CMF | EA
04.315.104 | 10887587015637 | REMOVABLE EXTENSION ARM-RIGID 20MM FOR CMF DISTRACTOR | CMF | EA
04.315.112 | 10887587015651 | REMOVABLE EXTENSION ARM-RIGID 60MM FOR CMF DISTRACTOR | CMF | EA
04.315.402 | 10887587016146 | 2.0MM MESH FOOT B-TYPE FOR CMF DISTRACTOR | CMF | EA
04.315.403 | 10887587016153 | 2.0MM MESH FOOT C-TYPE FOR CMF DISTRACTOR | CMF | EA
04.315.411 | 10887587016160 | 2.0MM CLOVERLEAF FOOT A-TYPE FOR CMF DISTRACTOR | CMF | EA
04.315.132 | 10887587015682 | REMOVABLE EXTENSION ARM-FLEX 60MM FOR CMF DISTRACTOR | CMF | EA
04.315.412 | 10887587016177 | 2.0MM CLOVERLEAF FOOT B-TYPE FOR CMF DISTRACTOR | CMF | EA
04.315.413 | 10887587016184 | 2.0MM CLOVERLEAF FOOT C-TYPE FOR CMF DISTRACTOR | CMF | EA
04.315.322 | 10887587015897 | 1.5MM ELV MESH FOOT B-TYPE 7.5MM OFFSET | CMF | EA
04.315.323 | 10887587015903 | 1.5MM ELV MESH FOOT C-TYPE FOR CMF DISTRACTOR | CMF | EA
690.683 | 10887587060545 | MODULAR STERNAL CABLE SYSTEM CANN SCREW SET GRAPHIC CASE | CMF | EA
03.503.039 | 10887587011653 | PLATE CUTTER FOR MIDFACE PLATES | CMF | EA
03.503.035 | 10887587011615 | IN-PLANE BENDER FOR MATRIXMIDFACE PLATES | CMF | EA
03.503.038 | 10887587011646 | PLATE BENDER FOR MIDFACE PLATES | CMF | EA
SD800.554 | 10887587066134 | PSI SD800.554 PEEK IMPLANT | CMF | EA
SD800.454 | 10887587065250 | PSI SD800.454 PEEK IMPLANT | CMF | EA
SD800.555 | 10887587066141 | PSI SD800.555 PEEK IMPLANT | CMF | EA
SD800.556 | 10887587066158 | PSI SD800.556 PEEK IMPLANT | CMF | EA
SD800.557 | 10887587066165 | PSI SD800.557 PEEK IMPLANT | CMF | EA
SD800.455 | 10887587065267 | PSI SD800.455 PEEK IMPLANT | CMF | EA
SD800.558 | 10887587066172 | PSI SD800.558 PEEK IMPLANT | CMF | EA
SD800.456 | 10887587065274 | PSI SD800.456 PEEK IMPLANT | CMF | EA
SD800.457 | 10887587065281 | PSI SD800.457 PEEK IMPLANT | CMF | EA
SD800.559 | 10887587066189 | PSI SD800.559 PEEK IMPLANT | CMF | EA
SD800.458 | 10887587065298 | PSI SD800.458 PEEK IMPLANT | CMF | EA
SD800.459 | 10887587065304 | PSI SD800.459 PEEK IMPLANT | CMF | EA
SD800.560 | 10887587066196 | PSI SD800.560 PEEK IMPLANT | CMF | EA
SD800.460 | 10887587065311 | PSI SD800.460 PEEK IMPLANT | CMF | EA
SD800.461 | 10887587065328 | PSI SD800.461 PEEK IMPLANT | CMF | EA
SD800.462 | 10887587065335 | PSI SD800.462 PEEK IMPLANT | CMF | EA
SD800.463 | 10887587065342 | PSI SD800.463 PEEK IMPLANT | CMF | EA
SD800.464 | 10887587065359 | PSI SD800.464 PEEK IMPLANT | CMF | EA
SD800.465 | 10887587065366 | PSI SD800.465 PEEK IMPLANT | CMF | EA
SD800.466 | 10887587065373 | PSI SD800.466 PEEK IMPLANT | CMF | EA
SD800.467 | 10887587065380 | PSI SD800.467 PEEK IMPLANT | CMF | EA
SD800.468 | 10887587065397 | PSI SD800.468 PEEK IMPLANT | CMF | EA
SD800.469 | 10887587065403 | PSI SD800.469 PEEK IMPLANT | CMF | EA
SD800.470 | 10887587065410 | PSI SD800.470 PEEK IMPLANT | CMF | EA
SD800.561 | 10887587066202 | PSI SD800.561 PEEK IMPLANT | CMF | EA
SD800.562 | 10887587066219 | PSI SD800.562 PEEK IMPLANT | CMF | EA
SD800.563 | 10887587066226 | PSI SD800.563 PEEK IMPLANT | CMF | EA
SD800.564 | 10887587066233 | PSI SD800.564 PEEK IMPLANT | CMF | EA
SD800.565 | 10887587066240 | PSI SD800.565 PEEK IMPLANT | CMF | EA
SD800.566 | 10887587066257 | PSI SD800.566 PEEK IMPLANT | CMF | EA
SD800.567 | 10887587066264 | PSI SD800.567 PEEK IMPLANT | CMF | EA
SD800.568 | 10887587066271 | PSI SD800.568 PEEK IMPLANT | CMF | EA
SD800.569 | 10887587066288 | PSI SD800.569 PEEK IMPLANT | CMF | EA
SD800.570 | 10887587066295 | PSI SD800.570 PEEK IMPLANT | CMF | EA
03.305.500 | 10887587010052 | MANDIBLE EXTERNAL FIXATOR 500MM ROD KIT | CMF | EA
304.099 | 10887587030128 | LABEL SHEET FOR CMF DISTRACTOR | CMF | EA
304.074 | 10887587029917 | 2.0MM MODULE F/CMF DISTRACTOR | CMF | EA
690.672 | 10887587060514 | DISTRACTION INSTRUMENT INSERT TRAY FOR CMF DISTRACTOR | CMF | EA
03.315.005 | 10887587010182 | SURGEON ACTIVATION INSTR 1.7MM W/ U-JOINT FOR CMF DISTRACTOR | CMF | EA
03.305.500S | 10887587010069 | MANDIBLE EXTERNAL FIXATOR 500MM ROD KIT-STERILE | CMF | EA
04.503.396 | 10887587020396 | TI MATRIXMIDFACE ADAPTION PLATE/20 HOLES/0.8MM THICK | CMF | EA
04.503.334 | 10887587019871 | TI MATRIXMIDFACE OBLIQUE L-PL 4X6 HOLES-LEFT/0.5MM THICK | CMF | EA
04.503.364 | 10887587020129 | TI MATRIXMIDFACE OBLIQUE L-PL 4X6 HOLES-LEFT/0.7MM THICK | CMF | EA
04.503.394 | 10887587020372 | TI MATRIXMIDFACE OBLIQUE L-PL 4X6 HOLES-LEFT/0.8MM THICK | CMF | EA
04.503.335 | 10887587019888 | TI MATRIXMIDFACE OBLIQUE L-PL 4X6 HOLES-RIGHT/0.5MM THICK | CMF | EA
04.503.365 | 10887587020136 | TI MATRIXMIDFACE OBLIQUE L-PL 4X6 HOLES-RIGHT/0.7MM THICK | CMF | EA
04.503.395 | 10887587020389 | TI MATRIXMIDFACE OBLIQUE L-PL 4X6 HOLES-RIGHT/0.8MM THICK | CMF | EA
03.505.020 | 10887587013381 | 1.0MM DIA DRILL BIT W/4MM STOP 11MM LENGTH F/90Â° SCREWDRIVER | CMF | EA
03.505.022 | 10887587013398 | 1.0MM DIA DRILL BIT W/8MM STOP 15MM LENGTH F/90Â° SCREWDRIVER | CMF | EA
03.505.024 | 10887587013404 | 1.0MM DIA DRILL BIT W/12MM STP 19MM LENGTH F/90Â° SCREWDRIVER | CMF | EA
03.505.030 | 10887587013435 | 1.1MM DIA DRILL BIT W/4MM STOP 11MM LENGTH F/90Â° SCREWDRIVER | CMF | EA
03.505.034 | 10887587013459 | 1.1MM DIA DRILL BIT W/12MM ST 19MM LENGTH F/90Â° SCRWDRVR | CMF | EA
03.505.003 | 10887587013299 | SHAFT FOR 90Â° SCREWDRIVER | CMF | EA
03.505.004 | 10887587013305 | HANDLE FOR 90Â° SCREWDRIVER | CMF | EA
03.505.005 | 10887587013312 | TURNING HANDLE F/90Â° SCRWDRVR | CMF | EA
03.505.041 | 10887587013497 | 1.5MM DIA DRILL BIT W/6MM STOP 13MM LENGTH F/90Â° SCREWDRIVER | CMF | EA
03.505.010 | 10887587013350 | SCREWHOLDER F/90Â° SCREWDRIVER WITHOUT INSERT | CMF | EA
03.505.032 | 10887587013442 | 1.1MM DIA DRILL BIT W/8MM STOP 15MM LENGTH F/90Â° SCREWDRIVER | CMF | EA
03.505.011 | 10887587013367 | SCREWHOLDER INSERT FOR SCREWS 1.5 & 2.0MM DIA F/90Â° SCRWDRVR | CMF | EA
03.505.044 | 10887587013503 | 1.5MM DIA DRILL BIT W/8MM STOP 15MM LENGTH F/90Â° SCREWDRIVER | CMF | EA
03.505.012 | 10887587013374 | SCREWHOLDER INSERT FOR SCREWS 2.4MM DIA FOR 90Â° SCREWDRIVER | CMF | EA
03.505.047 | 10887587013510 | 1.5MM DIA DRILL BIT W/12MM STP 19MM LENGTH F/90Â° SCREWDRIVER | CMF | EA
03.505.051 | 10887587013527 | 1.8MM DIA DRILL BIT W/6MM STOP 13MM LENGTH F/90Â° SCREWDRIVER | CMF | EA
03.505.054 | 10887587013534 | 1.8MM DIA DRILL BIT W/8MM STOP 15MM LENGTH F/90Â° SCREWDRIVER | CMF | EA
03.505.057 | 10887587013541 | 1.8MM DIA DRILL BIT W/12MM STP 19MM LENGTH F/90Â° SCREWDRIVER | CMF | EA
03.505.103 | 10887587013756 | 2.4MM CRUCIFORM SCRWDRVR SHAFT SLF-RETAIN F/90Â°SCREWDRIVER | CMF | EA
03.505.110 | 10887587013763 | 1.3MM STARDRIVE SCRWDRVR SHAFT SLF-RETAIN F/90Â° SCREWDRIVER | CMF | EA
03.505.111 | 10887587013770 | 1.5MM STARDRIVE SCRWDRVR SHAFT SLF-RETAIN F/90Â° SCREWDRIVER | CMF | EA
03.505.112 | 10887587013787 | 2.0MM STARDRIVE SCRWDRVR SHAFT SLF-RETAIN F/90Â° SCREWDRIVER | CMF | EA
03.505.120 | 10887587013794 | 1.3MM PLUSDRIVE SCRWDRVR SHAFT SLF-RETAIN F/90Â° SCREWDRIVER | CMF | EA
03.505.101 | 10887587013749 | 1.5/2.0MM CRUCIFORM SCRWDRVR SHAFT/SLF-RETAIN F/90Â°SCRWDRVR | CMF | EA
03.505.121 | 10887587013800 | 1.5/2.0MM PLUSDRIVE SCRWDRV SHAFT/SLF-RETAIN F/90Â°SCRWDRVR | CMF | EA
05.505.003 | 10887587025902 | INSTRUMENT FOR REMOVAL OF INSERTS FOR 90Â° SCREWDRIVER | CMF | EA
05.505.002 | 10887587025896 | SPRAY ADAPTOR FOR 90Â° SCREWDRIVER | CMF | EA
68.505.009 | 10887587058832 | LID FOR INSTRUMENT TRAY FOR 90Â° SCREWDRIVER | CMF | EA
306.522 | 10887587033525 | LABEL SHEET FOR MATRIXNEURO MODULE | CMF | EA
530.400.006.98 | 10887587057026 | POWER CORD | CMF | EA
329.659 | 10887587039794 | BENDING TEMPLATE FOR 1.5MM RESORB X PLATE, 8 HOLES | CMF | EA
04.503.668.20 | 20887587022366 | 2.9MM TI MATRIXMANDIBLE LOCKING SCREW SLF-TPNG 8MM | CMF | 4E
04.503.670.20 | 20887587022397 | 2.9MM TI MATRIXMANDIBLE LOCKING SCREW SLF-TPNG 10MM | CMF | 4E
04.503.672.20 | 20887587022427 | 2.9MM TI MATRIXMANDIBLE LOCKING SCREW SLF-TPNG 12MM | CMF | 4E
04.503.674.20 | 20887587022458 | 2.9MM TI MATRIXMANDIBLE LOCKING SCREW SLF-TPNG 14MM | CMF | 4E
04.503.676.20 | 20887587022489 | 2.9MM TI MATRIXMANDIBLE LOCKING SCREW SLF-TPNG 16MM | CMF | 4E
04.503.678.20 | 20887587022519 | 2.9MM TI MATRIXMANDIBLE LOCKING SCREW SLF-TPNG 18MM | CMF | 4E
03.501.410 | 10887587011097 | 1.5MM DRILL BIT HEX COUPLING WITH 10MM STOP/82MM | CMF | EA
03.501.412 | 10887587011103 | 1.5MM DRILL BIT HEX COUPLING WITH 12MM STOP/82MM | CMF | EA
03.501.414 | 10887587011110 | 1.5MM DRILL BIT HEX COUPLING WITH 14MM STOP/82MM | CMF | EA
03.501.416 | 10887587011127 | 1.5MM DRILL BIT HEX COUPLING WITH 16MM STOP/82MM | CMF | EA
03.501.418 | 10887587011134 | 1.5MM DRILL BIT HEX COUPLING WITH 18MM STOP/82MM | CMF | EA
03.501.420 | 10887587011141 | 1.5MM DRILL BIT HEX COUPLING WITH 20MM STOP/88MM | CMF | EA
03.501.510 | 10887587011196 | 1.8MM DRILL BIT HEX COUPLING WITH 10MM STOP/82MM | CMF | EA
03.501.512 | 10887587011202 | 1.8MM DRILL BIT HEX COUPLING WITH 12MM STOP/82MM | CMF | EA
03.501.514 | 10887587011219 | 1.8MM DRILL BIT HEX COUPLING WITH 14MM STOP/82MM | CMF | EA
03.501.516 | 10887587011226 | 1.8MM DRILL BIT HEX COUPLING WITH 16MM STOP/82MM | CMF | EA
03.501.518 | 10887587011233 | 1.8MM DRILL BIT HEX COUPLING WITH 18MM STOP/82MM | CMF | EA
03.501.520 | 10887587011240 | 1.8MM DRILL BIT HEX COUPLING WITH 20MM STOP/88MM | CMF | EA
03.501.522 | 10887587011257 | 1.8MM DRILL BIT HEX COUPLING WITH 22MM STOP/88MM | CMF | EA
305.694 | 10887587033044 | MODULE FOR LONGER TI STERNAL LOCKING SCREW/PLATE/DRILL BIT | CMF | EA
04.315.001 | 10887587015347 | REMOVABLE END CAP FOR CMF DISTRACTOR | CMF | EA
306.601 | 10887587033679 | GRAPHIC CASE FOR MATRIXMIDFACE SYSTEM | CMF | EA
306.628 | 10887587033839 | LABEL SHEET FOR DRILLS/BLADES MATRIXMIDFACE SYSTEM | CMF | EA
306.630 | 10887587033846 | LABEL SHEET F/MODULE 306.610 MATRXMAND/MIDFACE/ORTHOGNATHIC | CMF | EA
306.631 | 10887587033853 | LABEL SHEET FOR 1.0MM CMFS MATRIXMIDFACE SYSTEM | CMF | EA
306.633 | 10887587033860 | LABEL SHEET FOR 1.3MM CMFS MATRIXMIDFACE SYSTEM | CMF | EA
306.634 | 10887587033877 | LABEL SHEET FOR 0.4MM PLATES MATRIXMIDFACE SYSTEM | CMF | EA
306.635 | 10887587033884 | LABEL SHEET FOR 0.5MM PLATES MATRIXMIDFACE SYSTEM | CMF | EA
306.636 | 10887587033891 | LABEL SHEET FOR SCREWS MATRIXMIDFACE SYSTEM | CMF | EA
306.637 | 10887587033907 | LABEL SHEET FOR 0.7MM PLATES MATRIXMIDFACE SYSTEM | CMF | EA
306.638 | 10887587033914 | LABEL SHEET FOR 0.8MM PLATES MATRIXMIDFACE SYSTEM | CMF | EA
306.639 | 10887587033921 | LABEL SHEET FOR ORBITAL PLATES MATRIXMIDFACE SYSTEM | CMF | EA
04.500.012 | 10887587016511 | TI OBA PLATE ANCHOR BRACKET DESIGN 4 HOLES | CMF | EA
04.500.014 | 10887587016535 | TI OBA PLATE ANCHOR MESH PAD DESIGN 4 HOLES | CMF | EA
04.500.013 | 10887587016528 | TI OBA PLATE ANCHOR DOMED DESIGN 4 HOLES | CMF | EA
311.243 | 10887587036298 | TAP FOR 3.0MM CORTEX SCREWS 100MM/45MM TAPPING DEPTH | CMF | EA
SD316.440 | 10887587002378 | 1.0MM DRILL BIT/STRYKER J-LTCH WITH 3MM STOP/44.5MM | CMF | EA
306.510 | 10887587033488 | MATRIXNEURO COMPACT MODULE BASE | CMF | EA
60.503.005 | 10887587057712 | LID FOR BOX MODULE BONE FIXATION SYSTEM | CMF | EA
60.503.006 | 10887587057729 | LID FOR TWINBOX MODULE BONE FIXATION SYSTEM | CMF | EA
306.755 | 10887587034430 | LAG SCREW MODULE MATRIXMANDIBLE SYSTEM | CMF | EA
306.760 | 10887587034461 | IMF SCREW MODULE FULL SIZE MATRIXMANDIBLE SYSTEM | CMF | EA
SD487.941 | 10887587005362 | TI MULTI-VECTOR DSTR PIN CLAMP BODY-VERY LIMITED BONE STOCK | CMF | EA
SD487.942 | 10887587005379 | TI MULTI-VECTOR DSTR PIN CLAMP RAMUS-VERY LIMITED BONE STOCK | CMF | EA
NA0193 | 10887587000893 | ANATOMIC SKULL MODEL FOR PSI DISPLAY | CMF | EA
NA0192 | 10887587000886 | PEEK ZMC IMPLANT DISPLAY | CMF | EA
NA0191 | 10887587000879 | PEEK ORBITAL IMPLANT DISPLAY | CMF | EA
NA0190 | 10887587000862 | PEEK TEMPORAL IMPLANT DISPLAY | CMF | EA
SD310.172 | 10887587001869 | 1.5MM DRILL BIT STRYKER J-LTCH WITH 6MM STOP/125MM | CMF | EA
05.000.008 | 10887587024585 | HAND PIECE FOR BATTERY POWERED DRIVER | CMF | EA
311.004 | 10887587035567 | FIXED-SWIVEL SCREWDRIVER HANDLE | CMF | EA
03.501.008 | 10887587010526 | 1.5MM DRILL BIT STRYKER J-LATCH/8MM STOP/82MM | CMF | EA
03.501.010 | 10887587010533 | 1.5MM DRILL BIT STRYKER J-LATCH/10MM STOP/82MM | CMF | EA
03.501.012 | 10887587010540 | 1.5MM DRILL BIT STRYKER J-LATCH/12MM STOP/82MM | CMF | EA
03.501.014 | 10887587010557 | 1.5MM DRILL BIT STRYKER J-LATCH/14MM STOP/82MM | CMF | EA
03.501.016 | 10887587010564 | 1.5MM DRILL BIT STRYKER J-LATCH/16MM STOP/82MM | CMF | EA
03.501.018 | 10887587010571 | 1.5MM DRILL BIT STRYKER J-LATCH/18MM STOP/82MM | CMF | EA
690.910 | 10887587060736 | SCREW AND WASHER KIT FOR GRAPHIC CASE | CMF | EA
314.433 | 10887587037394 | 1.5MM CRUCIFORM SCRWDRVR BLADE SLF-RETAIN HXC F/RESORB SCREWS | CMF | EA
314.693 | 10887587037745 | 2.0MM CRUCIFORM SCRWDRVR BLADE SLF-RETAIN HXC F/RESORB SCREWS | CMF | EA
460.024S | 10887587055008 | TI STERNAL LOCKING STRAIGHT PLATE 30 HOLES-STERILE | CMF | EA
04.500.000 | 10887587016450 | TI MAXILLARY ROD-110MM F/EXTERNAL MIDFACE DISTRACTOR | CMF | EA
04.500.001 | 10887587016467 | TI MACHINE SCREW F/EXTERNAL MIDFACE DISTRACTOR | CMF | EA
690.811 | 10887587060682 | LABEL SHEET FOR LOW PROFILE CRANIOFACIAL MODULE | CMF | EA
04.500.002 | 10887587016474 | TI WIRE FIXATION SCREW SELF-DRILLING 27MM | CMF | EA
PM01 | 10887587001005 | ADOLESCENT/ADULT MODEL MANDIBLE | CMF | EA
PM02 | 10887587001012 | ADOLESCENT/ADULT MODEL MAXILLA | CMF | EA
AM01 | 10887587000015 | ADOLESCENT/ADULT MODEL MANDIBLE | CMF | EA
PM03 | 10887587001029 | ADOLESCENT/ADULT MODEL ORBITS | CMF | EA
PM04 | 10887587001036 | ADOLESCENT/ADULT MODEL CRANIUM | CMF | EA
PM05 | 10887587001043 | ADOLESCENT/ADULT MODEL MANDIBLE THROUGH MAXILLA | CMF | EA
PM06 | 10887587001050 | ADOLESCENT/ADULT MODEL MANDIBLE THROUGH ORBITS | CMF | EA
PM07 | 10887587001067 | ADOLESCENT/ADULT MODEL MAXILLA THROUGH ORBITS | CMF | EA
PM08 | 10887587001074 | ADOLESCENT/ADULT MODEL ORBITS THROUGH CRANIUM | CMF | EA
AM02 | 10887587000022 | ADOLESCENT/ADULT MODEL MAXILLA | CMF | EA
PM09 | 10887587001081 | ADOLESCENT/ADULT MODEL FULL SKULL | CMF | EA
AM03 | 10887587000039 | ADOLESCENT/ADULT MODEL ORBITS | CMF | EA
AM04 | 10887587000046 | ADOLESCENT/ADULT MODEL CRANIUM | CMF | EA
AM05 | 10887587000053 | ADOLESCENT/ADULT MODEL MANDIBLE THROUGH MAXILLA | CMF | EA
AM06 | 10887587000060 | ADOLESCENT/ADULT MODEL MANDIBLE THROUGH ORBITS | CMF | EA
AM07 | 10887587000077 | ADOLESCENT/ADULT MODEL MAXILLA THROUGH ORBITS | CMF | EA
AM08 | 10887587000084 | ADOLESCENT/ADULT MODEL ORBITS THROUGH CRANIUM | CMF | EA
AM09 | 10887587000091 | ADOLESCENT/ADULT MODEL FULL SKULL | CMF | EA
710.057.98S | 10887587060996 | CHRONOS(TM) BETA-TCP WEDGE 7 DEG/SEMI-CIRCULAR-STERILE | CMF | EA
04.315.053 | 10887587015507 | AB DISTRACTOR BODY END ACT. W/U-JOINT 15MM FOR CMF DSTR | CMF | EA
04.315.054 | 10887587015514 | AB DISTRACTOR BODY END ACT. W/U-JOINT 20MM FOR CMF DSTR | CMF | EA
04.315.055 | 10887587015521 | AB DISTRACTOR BODY END ACT. W/U-JOINT 25MM FOR CMF DSTR | CMF | EA
04.315.056 | 10887587015538 | AB DISTRACTOR BODY END ACT. W/U-JOINT 30MM FOR CMF DSTR | CMF | EA
04.315.063 | 10887587015576 | BC DISTRACTOR BODY END ACT. W/U-JOINT 15MM FOR CMF DSTR | CMF | EA
04.315.064 | 10887587015583 | BC DISTRACTOR BODY END ACT. W/U-JOINT 20MM FOR CMF DSTR | CMF | EA
04.315.065 | 10887587015590 | BC DISTRACTOR BODY END ACT. W/U-JOINT 25MM FOR CMF DSTR | CMF | EA
04.315.066 | 10887587015606 | BC DISTRACTOR BODY END ACT. W/U-JOINT 30MM FOR CMF DSTR | CMF | EA
04.315.067 | 10887587015613 | BC DISTRACTOR BODY END ACT W/U-JOINT 35MM FOR CMF DSTR | CMF | EA
04.315.068 | 10887587015620 | BC DISTRACTOR BODY END ACT W/U-JOINT 40MM FOR CMF DSTR | CMF | EA
04.307.111 | 10887587015323 | TI MAXILLARY ROD TALL OFFSET 110MM | CMF | EA
400.453E | 10887587043203 | 1.3MM TI CRTX SCREW SLF-DRLG W/PLUSDRIVE RECESS 3MM | CMF | EA
03.000.340S | 10887587009551 | SAW BLADE 105 DEG ANGLED 7.0 X 12 X 0.4MM/SHAFT 70MM | CMF | EA
03.000.341S | 10887587009568 | SAW BLADE 105 DEG ANGLED 12.0 X 11.5 X 0.4MM/SHAFT 70MM | CMF | EA
03.000.342S | 10887587009575 | SAW BLADE 105 DEG ANGLED 12.0 X 9.5 X 0.4MM/SHAFT 70MM | CMF | EA
03.000.343S | 10887587009582 | SAW BLADE 105 DEG ANGLED 12.0 X 4.5 X 0.4MM/SHAFT 70MM | CMF | EA
304.126 | 20887587030507 | SCREW LENGTH MARKER 26MM | CMF | TP
304.128 | 20887587030521 | SCREW LENGTH MARKER 28MM | CMF | TP
304.130 | 20887587030538 | SCREW LENGTH MARKER 30MM | CMF | TP
304.132 | 20887587030545 | SCREW LENGTH MARKER 32MM | CMF | TP
304.134 | 20887587030552 | SCREW LENGTH MARKER 34MM | CMF | TP
304.136 | 20887587030569 | SCREW LENGTH MARKER 36MM | CMF | TP
304.138 | 20887587030576 | SCREW LENGTH MARKER 38MM | CMF | TP
304.140 | 20887587030583 | SCREW LENGTH MARKER 40MM | CMF | TP
04.503.313 | 10887587019666 | TI MATRIXMIDFACE ORBITAL RIM PLATE/12 HOLES/0.4MM THICK | CMF | EA
04.503.343 | 10887587019918 | TI MATRIXMIDFACE ORBITAL RIM PLATE/12 HOLES/0.5MM THICK | CMF | EA
04.503.373 | 10887587020167 | TI MATRIXMIDFACE ORBITAL RIM PLATE/12 HOLES/0.7MM THICK | CMF | EA
04.503.314 | 10887587019673 | TI MATRIXMIDFACE ADAPTION PLATE/6 HOLES/0.4MM THICK | CMF | EA
04.503.344 | 10887587019925 | TI MATRIXMIDFACE ADAPTION PLATE/6 HOLES/0.5MM THICK | CMF | EA
04.503.374 | 10887587020174 | TI MATRIXMIDFACE ADAPTION PLATE/6 HOLES/0.7MM THICK | CMF | EA
04.503.315 | 10887587019680 | TI MATRIXMIDFACE ADAPTION PLATE/8 HOLES/0.4MM THICK | CMF | EA
04.503.345 | 10887587019932 | TI MATRIXMIDFACE ADAPTION PLATE/8 HOLES/0.5MM THICK | CMF | EA
04.503.375 | 10887587020181 | TI MATRIXMIDFACE ADAPTION PLATE/8 HOLES/0.7MM THICK | CMF | EA
04.503.304 | 10887587019598 | TI MATRIXMIDFACE UNIV ORBITAL FLOOR PLATE/0.4MM THICK | CMF | EA
04.503.316 | 10887587019697 | TI MATRIXMIDFACE ADAPTION PLATE/20 HOLES/0.4MM THICK | CMF | EA
04.503.346 | 10887587019949 | TI MATRIXMIDFACE ADAPTION PLATE/20 HOLES/0.5MM THICK | CMF | EA
04.503.305 | 10887587019604 | TI MATRIXMIDFACE UNIV MEDIAL WALL PLATE/0.5MM THICK | CMF | EA
04.503.376 | 10887587020198 | TI MATRIXMIDFACE ADAPTION PLATE/20 HOLES/0.7MM THICK | CMF | EA
04.503.306 | 10887587019611 | TI MATRIXMIDFACE ORBITAL MESH PLATE/0.2MM THICK | CMF | EA
04.503.307 | 10887587019628 | TI MATRIXMIDFACE ORBITAL MESH PLATE/0.3MM THICK | CMF | EA
04.503.308 | 10887587019635 | TI MATRIXMIDFACE ORBITAL MESH PLATE/0.4MM THICK | CMF | EA
04.503.317 | 10887587019703 | TI MATRIXMIDFACE Y-PLATE 1X3 HOLES/0.4MM THICK | CMF | EA
04.503.347 | 10887587019956 | TI MATRIXMIDFACE Y-PLATE 1X3 HOLES/0.5MM THICK | CMF | EA
04.503.377 | 10887587020204 | TI MATRIXMIDFACE Y-PLATE 1X3 HOLES/0.7MM THICK | CMF | EA
04.503.318 | 10887587019710 | TI MATRIXMIDFACE DOUBLE Y-PL 6 HOLES/0.4MM THICK | CMF | EA
04.503.348 | 10887587019963 | TI MATRIXMIDFACE DOUBLE Y-PL 6 HOLES/0.5MM THICK | CMF | EA
04.503.378 | 10887587020211 | TI MATRIXMIDFACE DOUBLE Y-PL 6 HOLES/0.7MM THICK | CMF | EA
04.503.322 | 10887587019758 | TI MATRIXMIDFACE H-PLATE 11 HOLES/0.5MM THICK | CMF | EA
04.503.352 | 10887587020006 | TI MATRIXMIDFACE H-PLATE 11 HOLES/0.7MM THICK | CMF | EA
04.503.382 | 10887587020259 | TI MATRIXMIDFACE H-PLATE 11 HOLES/0.8MM THICK | CMF | EA
04.503.323 | 10887587019765 | TI MATRIXMIDFACE OBLIQUE L-PL 2X3 HOLES-LEFT/0.5MM THICK | CMF | EA
04.503.353 | 10887587020013 | TI MATRIXMIDFACE OBLIQUE L-PL 2X3 HOLES-LEFT/0.7MM THICK | CMF | EA
04.503.383 | 10887587020266 | TI MATRIXMIDFACE OBLIQUE L-PL 2X3 HOLES-LEFT/0.8MM THICK | CMF | EA
04.503.324 | 10887587019772 | TI MATRIXMIDFACE OBLIQUE L-PL 2X3 HOLES-RIGHT/0.5MM THICK | CMF | EA
04.503.354 | 10887587020020 | TI MATRIXMIDFACE OBLIQUE L-PL 2X3 HOLES-RIGHT/0.7MM THICK | CMF | EA
04.503.384 | 10887587020273 | TI MATRIXMIDFACE OBLIQUE L-PL 2X3 HOLES-RIGHT/0.8MM THICK | CMF | EA
04.503.325 | 10887587019789 | TI MATRIXMIDFACE OBLIQUE L-PL 3X4 HOLES-LEFT/0.5MM THICK | CMF | EA
04.503.355 | 10887587020037 | TI MATRIXMIDFACE OBLIQUE L-PL 3X4 HOLES-LEFT/0.7MM THICK | CMF | EA
04.503.385 | 10887587020280 | TI MATRIXMIDFACE OBLIQUE L-PL 3X4 HOLES-LEFT/0.8MM THICK | CMF | EA
04.503.326 | 10887587019796 | TI MATRIXMIDFACE OBLIQUE L-PL 3X4 HOLES-RIGHT/0.5MM THICK | CMF | EA
04.503.356 | 10887587020044 | TI MATRIXMIDFACE OBLIQUE L-PL 3X4 HOLES-RIGHT/0.7MM THICK | CMF | EA
04.503.386 | 10887587020297 | TI MATRIXMIDFACE OBLIQUE L-PL 3X4 HOLES-RIGHT/0.8MM THICK | CMF | EA
04.503.327 | 10887587019802 | TI MATRIXMIDFACE T-PLATE 3X4 HOLES/0.5MM THICK | CMF | EA
04.503.357 | 10887587020051 | TI MATRIXMIDFACE T-PLATE 3X4 HOLES/0.7MM THICK | CMF | EA
04.503.387 | 10887587020303 | TI MATRIXMIDFACE T-PLATE 3X4 HOLES/0.8MM THICK | CMF | EA
04.503.330 | 10887587019833 | TI MATRIXMIDFACE BOX PLATE 4 HOLES/5MMX10MM/0.4MM THICK | CMF | EA
04.503.360 | 10887587020082 | TI MATRIXMIDFACE BOX PLATE 4 HOLES/5MMX10MM/0.5MM THICK | CMF | EA
04.503.390 | 10887587020334 | TI MATRIXMIDFACE BOX PLATE 4 HOLES/5MMX10MM/0.7MM THICK | CMF | EA
04.503.331 | 10887587019840 | TI MATRIXMIDFACE BOX PLATE 4 HOLES/10MMX10MM/0.4MM THICK | CMF | EA
04.503.361 | 10887587020099 | TI MATRIXMIDFACE BOX PLATE 4 HOLES/10MMX10MM/0.5MM THICK | CMF | EA
04.503.391 | 10887587020341 | TI MATRIXMIDFACE BOX PLATE 4 HOLES/10MMX10MM/0.7MM THICK | CMF | EA
04.503.332 | 10887587019857 | TI MATRIXMIDFACE X-PLATE 4 HOLES/0.4MM THICK | CMF | EA
04.503.362 | 10887587020105 | TI MATRIXMIDFACE X-PLATE 4 HOLES/0.5MM THICK | CMF | EA
04.503.392 | 10887587020358 | TI MATRIXMIDFACE X-PLATE 4 HOLES/0.7MM THICK | CMF | EA
04.503.333 | 10887587019864 | TI MATRIXMIDFACE STRUT PLATE 18 HOLES/0.4MM THICK | CMF | EA
04.503.363 | 10887587020112 | TI MATRIXMIDFACE STRUT PLATE 18 HOLES/0.5MM THICK | CMF | EA
04.503.393 | 10887587020365 | TI MATRIXMIDFACE STRUT PLATE 18 HOLES/0.7MM THICK | CMF | EA
04.503.301 | 10887587019567 | TI MATRIXMIDFACE ORBITAL FLOOR PLATE-ANATOMIC SMALL/0.3MM THK | CMF | EA
04.503.302 | 10887587019574 | TI MATRIXMIDFACE ORBITAL FLOOR PLATE-ANATOMIC MED/0.3MM THICK | CMF | EA
04.503.303 | 10887587019581 | TI MATRIXMIDFACE ORBITAL FLOOR PLATE-ANATOMIC LARGE/0.3MM THK | CMF | EA
447.008 | 10887587052373 | 2.0MM TI CURVED SAGITTAL SPLIT PL-LOW PROFILE 6 HOLES/6MM BAR | CMF | EA
447.009 | 10887587052380 | 2.0MM TI CURVED SAGITTAL SPLIT PL-LOW PROFILE 6HOLES/10MM BAR | CMF | EA
447.010 | 10887587052397 | 2.0MM TI CURVED SAGITTAL SPLIT PLATE 6 HOLES/6MM BAR | CMF | EA
447.011 | 10887587052403 | 2.0MM TI CURVED SAGITTAL SPLIT PLATE 6 HOLES/10MM BAR | CMF | EA
413.590 | 20887587048922 | 3.0MM TI LOCKING SCREW 20MM FOR STERNAL LOCKING PLATES | CMF | P5
413.592 | 20887587048946 | 3.0MM TI LOCKING SCREW 22MM FOR STERNAL LOCKING PLATES | CMF | P5
413.590E | 10887587048932 | 3.0MM TI LOCKING SCREW 20MM FOR STERNAL LOCKING PLATES | CMF | EA
413.592E | 10887587048956 | 3.0MM TI LOCKING SCREW 22MM FOR STERNAL LOCKING PLATES | CMF | EA
03.503.152 | 10887587012216 | MATRIXMIDFACE 1.25MM DRILL BIT MQC/8MM STOP/125MM | CMF | EA
03.503.153 | 10887587012223 | MATRIXMIDFACE 1.25MM DRILL BIT MQC/18MM STOP/125MM | CMF | EA
03.503.122 | 10887587012094 | MATRIXMIDFACE 1.25MM DRILL BIT J-LATCH/8MM STOP/125MM | CMF | EA
03.503.123 | 10887587012100 | MATRIXMIDFACE 1.25MM DRILL BIT J-LATCH/18MM STOP/125MM | CMF | EA
03.503.150 | 10887587012193 | MATRIXMIDFACE 1.25MM DRILL BIT MQC/80MM | CMF | EA
03.503.151 | 10887587012209 | MATRIXMIDFACE 1.25MM DRILL BIT MQC/125MM | CMF | EA
03.503.120 | 10887587012070 | MATRIXMIDFACE 1.25MM DRILL BIT J-LATCH/80MM | CMF | EA
03.503.121 | 10887587012087 | MATRIXMIDFACE 1.25MM DRILL BIT J-LATCH/125MM | CMF | EA
03.503.244 | 10887587012568 | MATRIX 1.1MM DRILL BIT J-LATCH/4MM STOP/44.5MM | CMF | EA
03.503.246 | 10887587012575 | MATRIX 1.1MM DRILL BIT J-LATCH/6MM STOP/44.5MM | CMF | EA
03.503.248 | 10887587012582 | MATRIX 1.1MM DRILL BIT J-LATCH/8MM STOP/44.5MM | CMF | EA
03.503.264 | 10887587012599 | MATRIX 1.1MM DRILL BIT/HXC 4MM STOP/52MM | CMF | EA
03.503.103 | 10887587012001 | MATRIXMIDFACE 1.25MM DRILL BIT J-LATCH/3MM STOP/44.5MM | CMF | EA
03.503.104 | 10887587012018 | MATRIXMIDFACE 1.25MM DRILL BIT J-LATCH/4MM STOP/44.5MM | CMF | EA
03.503.106 | 10887587012025 | MATRIXMIDFACE 1.25MM DRILL BIT J-LATCH/6MM STOP/44.5MM | CMF | EA
03.503.108 | 10887587012032 | MATRIXMIDFACE 1.25MM DRILL BIT J-LATCH/8MM STOP/44.5MM | CMF | EA
03.503.110 | 10887587012049 | MATRIXMIDFACE 1.25MM DRILL BIT J-LATCH/10MM STOP/44.5MM | CMF | EA
03.503.112 | 10887587012056 | MATRIXMIDFACE 1.25MM DRILL BIT J-LATCH/12MM STOP/44.5MM | CMF | EA
03.503.118 | 10887587012063 | MATRIXMIDFACE 1.25MM DRILL BIT J-LATCH/18MM STOP/44.5MM | CMF | EA
03.503.134 | 10887587012131 | MATRIXMIDFACE 1.25MM DRILL BIT MQC/4MM STOP/44.5MM | CMF | EA
03.503.136 | 10887587012148 | MATRIXMIDFACE 1.25MM DRILL BIT MQC/6MM STOP/44.5MM | CMF | EA
03.503.138 | 10887587012155 | MATRIXMIDFACE 1.25MM DRILL BIT MQC/8MM STOP/44.5MM | CMF | EA
03.503.140 | 10887587012162 | MATRIXMIDFACE 1.25MM DRILL BIT MQC/10MM STOP/44.5MM | CMF | EA
03.503.142 | 10887587012179 | MATRIXMIDFACE 1.25MM DRILL BIT MQC/12MM STOP/44.5MM | CMF | EA
03.503.148 | 10887587012186 | MATRIXMIDFACE 1.25MM DRILL BIT MQC/18MM STOP/44.5MM | CMF | EA
03.503.201 | 10887587012506 | MATRIXMIDFACE SCREWDRIVER BLD HEX COUPLING/SELF-RETAIN/52MM | CMF | EA
03.503.202 | 10887587012513 | MATRIXMIDFACE SCREWDRIVER BLD HEX COUPLING/SELF-RETAIN/76MM | CMF | EA
03.503.203 | 10887587012520 | MATRIXMIDFACE SCREWDRIVER BLD HEX COUPLING/SELF-RETAIN/96MM | CMF | EA
03.503.043 | 10887587011691 | MATRIXMANDIBLE 1.5MM THREADED DRILL GUIDE-SHORT | CMF | EA
03.503.044 | 10887587011707 | MATRIXMANDIBLE 1.8MM THREADED DRILL GUIDE-SHORT | CMF | EA
03.503.046 | 10887587011721 | MATRIXMANDIBLE 2.4MM THREADED DRILL GUIDE-SHORT | CMF | EA
03.503.042 | 10887587011684 | MATRIXMANDIBLE PLATE HOLDING CANNULA AND OBTURATOR | CMF | EA
03.503.051 | 10887587011745 | MATRIXMANDIBLE CHEEK RETRACTOR RING FOR PLATE HOLDING CANNULA | CMF | EA
03.503.052 | 10887587011752 | MATRIXMANDIBLE CHEEK RETRACTOR BLADE F/PLATE HOLDING CANNULA | CMF | EA
03.507.004 | 10887587014180 | 3.5MM THREADED REDUCTION TOOL SELF-TAPPING 43MM HEX | CMF | EA
03.503.070 | 10887587011868 | MATRIXMANDIBLE/THORAX SCRWDRVR BLADE SELF RETAINING-SHORT | CMF | EA
03.503.071 | 10887587011875 | MATRIXMANDIBLE/THORAX SCRWDRVR BLADE SELF RETAINING-MEDIUM | CMF | EA
03.503.072 | 10887587011882 | MATRIXMANDIBLE/THORAX SCRWDRVR BLADE SELF RETAINING-LONG | CMF | EA
03.503.073 | 10887587011899 | MATRIXMANDIBLE/THORAX SCRWDRVR FIXED HANDLE/SELF-RETAINING | CMF | EA
306.532 | 10887587033532 | NEURO INSERT TRAY FOR MATRIXNEURO INSTRUMENTS | CMF | EA
04.500.006 | 10887587016481 | TI OBA SCREW ANCHOR 6MM SELF-DRILLING | CMF | EA
04.500.008 | 10887587016498 | TI OBA SCREW ANCHOR 8MM SELF-DRILLING | CMF | EA
04.500.010 | 10887587016504 | TI OBA SCREW ANCHOR 10MM SELF-TAPPING | CMF | EA
04.500.015 | 10887587016542 | TI OBA PLATE ANCHOR BRACKET DESIGN 5 HOLES | CMF | EA
04.500.016 | 10887587016559 | TI OBA PLATE ANCHOR DOMED DESIGN 5 HOLES | CMF | EA
04.500.017 | 10887587016566 | TI OBA PLATE ANCHOR MESH PAD DESIGN 5 HOLES | CMF | EA
60.500.006 | 10887587057460 | MODULE FOR ORTHODONTIC BONE ANCHOR (OBA) SYSTEM | CMF | EA
690.689 | 10887587060576 | INSTR TRAY F/MODULAR STERNAL 4.5MM CANN SCREWS & PLATES | CMF | EA
04.500.034.01 | 10887587016641 | TI OBA EMERGENCY SCREW 4MM | CMF | EA
04.500.036.01 | 10887587016665 | TI OBA EMERGENCY SCREW 6MM | CMF | EA
04.500.038.01 | 10887587016689 | TI OBA EMERGENCY SCREW 8MM | CMF | EA
04.500.024.01 | 10887587016580 | TI OBA PLATE ANCHOR SCREW SELF-DRILLING 4MM | CMF | EA
04.500.026.01 | 10887587016603 | TI OBA PLATE ANCHOR SCREW SELF-DRILLING 6MM | CMF | EA
04.500.028.01 | 10887587016627 | TI OBA PLATE ANCHOR SCREW SELF-DRILLING 8MM | CMF | EA
03.500.004 | 10887587010304 | 1.25MM DRILL BIT J-LATCH/4MM STOP/44.5MM | CMF | EA
03.500.006 | 10887587010311 | 1.25MM DRILL BIT J-LATCH/6MM STOP/44.5MM | CMF | EA
03.500.008 | 10887587010328 | 1.25MM DRILL BIT J-LATCH/8MM STOP/44.5MM | CMF | EA
03.500.010 | 10887587010335 | 1.25MM DRILL BIT J-LATCH/10MM STOP/44.5MM | CMF | EA
306.533 | 10887587033549 | NEURO INSERT TRAY FOR MATRIXNEURO INSTR AND BPD | CMF | EA
292.801 | 20887587029693 | 2.0MM KIRSCHNER WIRE W/CALIB W/15MM THRD-TROCAR POINT-150MM | CMF | TP
SD460.002 | 10887587005270 | TI LOCKING RECONSTRUCTION PLATE-40 HOLES/320MM | CMF | EA
306.762 | 10887587034485 | STRENGTH GRADIENT LABEL SHEET MATRIXMANDIBLE SYSTEM | CMF | EA
SD310.050 | 10887587001852 | 1.5MM WIRE PASSING DRILL BIT STRYKER J-LATCH 110MM | CMF | EA
SD447.187 | 10887587003849 | 2.0MM TI SAGITTAL SPLIT PLATE STRAIGHT LOW-PROFILE/4H/27MM | CMF | EA
SD447.188 | 10887587003856 | 2.0MM TI SAGITTAL SPLIT PLATE STRAIGHT LOW-PROFILE/4H/31MM | CMF | EA
60.503.100 | 10887587057880 | LABEL SHEET F/CRANIOFACIAL/ MANDIBLE GRAPHIC CASE | CMF | EA
SD447.053 | 10887587003719 | 2.0MM TI LARGE LOCKING PLATE 4 HOLES/TENSION BAND | CMF | EA
SD447.055 | 10887587003726 | 2.0MM TI LARGE LOCKING PLATE 4 HOLES/BROAD | CMF | EA
60.505.200 | 10887587057958 | GRAPHIC CASE ASSEMBLY FOR UNIVERSAL SCREW REMOVAL SET | CMF | EA
60.505.201 | 10887587057965 | INSTRUCTION FLAP ASSEMBLY FOR UNIVERSAL SCREW REMOVAL SET | CMF | EA
SC.400.006.01S | 10887587001357 | SYNTHECELÂ® DURA REPAIR 2.5CM X 2.5CM(1" X 1")STERILE | CMF | EA
SC.400.019.01S | 10887587001364 | SYNTHECELÂ® DURA REPAIR 2.5CM X 7.5CM(1" X 3")STERILE | CMF | EA
SC.400.025.01S | 10887587001371 | SYNTHECELÂ® DURA REPAIR 5.0CM X 5.0CM(2" X 2")STERILE | CMF | EA
SC.400.056.01S | 10887587001388 | SYNTHECELÂ® DURA REPAIR 7.5CM X 7.5CM(3" X 3")STERILE | CMF | EA
SC.400.120.01S | 10887587001395 | SYNTHECELÂ® DURA REPAIR 10.0CM X 12.0CM(4" X5")STERILE | CMF | EA
04.315.125 | 10887587015668 | REMOVABLE EXTENSION ARM-FLEX 30MM FOR CMF DISTRACTOR | CMF | EA
03.500.014 | 10887587010342 | CUTTING INSTRUMENT FOR DISTRACTION FOOTPLATES | CMF | EA
03.500.015 | 10887587010359 | CRIMPING INSTRUMENT FOR CURVILINEAR DISTRACTOR | CMF | EA
03.500.016 | 10887587010366 | ACTIVATION INSTRUMENT FOR CURVILINEAR DISTRACTOR | CMF | EA
04.500.130 | 10887587016733 | 2.0MM CURVILINEAR DISTRACTOR R30/RIGHT | CMF | EA
04.500.131 | 10887587016740 | 2.0MM CURVILINEAR DISTRACTOR R30/LEFT | CMF | EA
04.500.140 | 10887587016757 | 2.0MM CURVILINEAR DISTRACTOR R40/RIGHT | CMF | EA
04.500.141 | 10887587016764 | 2.0MM CURVILINEAR DISTRACTOR R40/LEFT | CMF | EA
04.500.150 | 10887587016771 | 2.0MM CURVILINEAR DISTRACTOR R50/RIGHT | CMF | EA
04.500.151 | 10887587016788 | 2.0MM CURVILINEAR DISTRACTOR R50/LEFT | CMF | EA
04.500.170 | 10887587016795 | 2.0MM CURVILINEAR DISTRACTOR R70/RIGHT | CMF | EA
690.578.04 | 10887587059860 | DIVIDER KIT F/MODULE INSERT FOR EPD MODULAR GRAPHIC CASE | CMF | EA
2038 | 10887587028682 | 2007 SYNTHES CMF CATALOG | CMF | EA
SD446.521 | 10887587003672 | 1.5MM TI L-PLATE 4X4 HOLES NO BAR/RIGHT | CMF | EA
SD446.522 | 10887587003689 | 1.5MM TI L-PLATE 4X4 HOLES NO BAR/LEFT | CMF | EA
305.690 | 10887587033013 | SELF DRILLING SCREW MODULE TI STERNAL FIXATION SYSTEM | CMF | EA
03.503.080 | 10887587011936 | MATRIXMANDIBLE BENDING INSERT | CMF | EA
690.644 | 10887587060361 | INSERT TRAY FOR BASIC TROCAR SYSTEM | CMF | EA
690.646 | 10887587060385 | WALL FOR AUXILIARY INSERT TRAY 690.638 | CMF | EA
03.000.334S | 10887587009490 | SAW BLADE 20 X 6.4/2.9 X 0.6MM TRAPEZOID LONG F/RECIP SAW | CMF | EA
03.000.335S | 10887587009506 | SAW BLADE 27 X 6.4/2.9 X 0.6MM TRAPEZOID LONG F/RECIP SAW | CMF | EA
03.000.336S | 10887587009513 | SAW BLADE 13 X 3 X 0.4MM THIN F/RECIP SAW | CMF | EA
03.000.337S | 10887587009520 | SAW BLADE 20 X 3 X 0.4MM THIN F/RECIP SAW | CMF | EA
03.000.338S | 10887587009537 | SAW BLADE 9.2X7.3X0.6MM LEFT IBO F/RECIP SAW | CMF | EA
03.000.339S | 10887587009544 | SAW BLADE 9.2X7.3X0.6MM RIGHT IBO F/RECIP SAW | CMF | EA
306.573 | 10887587033655 | LID NEURO MINIATURE MODULE | CMF | EA
306.626 | 10887587033815 | INSTRUMENT TRAY FOR MATRIXMIDFACE SYSTEM | CMF | EA
306.627 | 10887587033822 | DRILL BITS AND BLADES MODULE FOR MATRIXMIDFACE SYSTEM | CMF | EA
306.731 | 10887587034263 | INSTRUMENT TRAY MATRIXMANDIBLE | CMF | EA
306.732 | 10887587034270 | INSTRUMENT TRAY MATRIXMANDIBLE | CMF | EA
306.733 | 10887587034287 | TROCAR INSTRUMENT MODULE MATRIXMANDIBLE | CMF | EA
306.610 | 10887587033709 | MATRIX AUXILIARY MODULE/SMALL MANDIBLE/MIDFACE/ORTHOGNATHIC | CMF | EA
306.611 | 10887587033716 | 1.0MM CMFS MODULE FOR MATRIXMIDFACE SYSTEM | CMF | EA
306.613 | 10887587033723 | 1.3MM CMFS MODULE FOR MATRIXMIDFACE SYSTEM | CMF | EA
305.001LC | 10887587033006 | PN LABEL CLIP BLANK | CMF | EA
306.614 | 10887587033730 | 0.4MM PLATE MODULE INSERT FOR MATRIXMIDFACE SYSTEM | CMF | EA
306.615 | 10887587033747 | 0.5MM PLATE MODULE INSERT FOR MATRIXMIDFACE SYSTEM | CMF | EA
306.616 | 10887587033754 | SCREW MODULE F/MATRIXMIDFACE WITH REVERSIBLE SCREW INSERT | CMF | EA
306.617 | 10887587033761 | 0.7MM PLATE MODULE INSERT FOR MATRIXMIDFACE SYSTEM | CMF | EA
306.618 | 10887587033778 | 0.8MM PLATE MODULE INSERT FOR MATRIXMIDFACE SYSTEM | CMF | EA
306.619 | 10887587033785 | ORBITAL PLATE AND MESH MODULE FOR MATRIXMIDFACE SYSTEM | CMF | EA
306.624 | 10887587033808 | GENERIC MODULE LID FOR MATRIXMIDFACE SYSTEM | CMF | EA
460.019.16 | 10887587054919 | TI STERNAL LOCKING STRAIGHT PLATE-12 HOLES KIT OF 16 | CMF | EA
460.023.16 | 10887587054971 | TI STERNAL LOCKING STRAIGHT PLATE-20 HOLES KIT OF 16 | CMF | EA
460.027.16 | 10887587055022 | SMALL TI STERNAL LOCKING H-PLATE/8 HOLES KIT OF 16 | CMF | EA
460.028.16 | 10887587055053 | LARGE TI STERNAL LOCKING H-PLATE/8 HOLES KIT OF 16 | CMF | EA
460.035.16 | 10887587055107 | TI STERNAL LOCKING STAR PLATE 6 HOLES KIT OF 16 | CMF | EA
460.036.16 | 10887587055138 | TI STERNAL LOCKING STAR PLATE 12 HOLES KIT OF 16 | CMF | EA
305.699 | 10887587033112 | LABEL SHEET FOR TI STERNAL MODULE 305.694 | CMF | EA
447.184 | 10887587053172 | 2.0MM TI SAGITTAL SPLIT PLATE STRAIGHT LOW-PROFILE/4 H/22MM | CMF | EA
03.503.058 | 10887587011790 | MATRIXMANDIBLE ARTICULATING PLATE INTRODUCER WITH TIP | CMF | EA
03.503.508 | 10887587013053 | MATRIXMANDIBLE 1.5MM DRILL BIT MQC W/8MM STOP/50MM | CMF | EA
03.503.066 | 10887587011820 | MATRIXMANDIBLE SCRWDRVR BLADE SHORT/NON SELF-RETAINING | CMF | EA
03.503.551 | 10887587013084 | MATRIXMANDIBLE 1.5MM DRILL BIT MQC/90MM FOR 03.503.043 | CMF | EA
03.503.067 | 10887587011837 | MATRIXMANDIBLE HOLDING SLEEVE SHORT FOR USE WITH 03.503.066 | CMF | EA
03.503.068 | 10887587011844 | MATRIXMANDIBLE SCRWDRVR BLADE LONG/NON SELF-RETAINING | CMF | EA
03.503.552 | 10887587013091 | MATRIXMANDIBLE 1.5MM DRILL BIT MQC/145MM F/03.503.042 | CMF | EA
03.503.069 | 10887587011851 | MATRIXMANDIBLE HOLDING SLEEVE LONG FOR USE WITH 03.503.068 | CMF | EA
03.503.561 | 10887587013107 | MATRIXMANDIBLE 1.8MM DRILL BIT MQC/90MM FOR 03.503.044 | CMF | EA
03.503.461 | 10887587012933 | MATRIXMANDIBLE 1.8MM DRILL BIT J-LATCH/90MM FOR 03.503.044 | CMF | EA
03.503.562 | 10887587013114 | MATRIXMANDIBLE 1.8MM DRILL BIT MQC/145MM F/03.503.042 | CMF | EA
03.503.471 | 10887587012957 | MATRIXMANDIBLE 2.4MM DRILL BIT J-LATCH/90MM FOR 03.503.046 | CMF | EA
03.503.479 | 10887587013008 | MATRIXMANDIBLE 1.5MM DRILL BIT MQC/125MM F/03.503.045/047 | CMF | EA
03.503.571 | 10887587013121 | MATRIXMANDIBLE 2.4MM DRILL BIT MQC/90MM FOR 03.503.046 | CMF | EA
03.503.480 | 10887587013015 | MATRIXMANDIBLE 1.8MM DRILL BIT MQC/125MM F/03.503.045/047 | CMF | EA
03.503.481 | 10887587013022 | MATRIXMANDIBLE 2.4MM DRILL BIT MQC/125MM F/03.503.045/047 | CMF | EA
03.503.572 | 10887587013138 | MATRIXMANDIBLE 2.4MM DRILL BIT MQC/145MM F/03.503.042 | CMF | EA
03.503.045 | 10887587011714 | MATRIXMANDIBLE TROCAR DRILL GUIDE FOR 397.213 | CMF | EA
03.503.047 | 10887587011738 | MATRIXMANDIBLE THREADED TROCAR DRILL GUIDE FOR 397.213 | CMF | EA
03.503.408 | 10887587012889 | MATRIXMANDIBLE 1.5MM DRILL BIT J-LATCH W/8MM STOP/50MM | CMF | EA
03.503.451 | 10887587012919 | MATRIXMANDIBLE 1.5MM DRILL BIT J-LATCH/90MM FOR 03.503.043 | CMF | EA
03.503.059 | 10887587011806 | PL HLDG TIP F/MATRIXMANDIBLE ARTICULATING PLATE INTRODUCER | CMF | EA
03.503.476 | 10887587012971 | MATRIXMANDIBLE 1.5MM DRILL BIT J-LATCH FOR 03.503.045/.047 | CMF | EA
03.503.477 | 10887587012988 | MATRIXMANDIBLE 1.8MM DRILL BIT J-LATCH FOR 03.503.045/.047 | CMF | EA
03.503.478 | 10887587012995 | MATRIXMANDIBLE 2.4MM DRILL BIT J-LATCH FOR 03.503.045/.047 | CMF | EA
03.503.160 | 10887587012230 | MATRIXMANDIBLE BENDNG TEMPLATE FOR NARROW TENSION BAND PLATES | CMF | EA
03.503.161 | 10887587012247 | MATRIXMANDIBLE BENDNG TEMPLATE F/1.0MM BROAD TENSION BAND PL | CMF | EA
03.503.162 | 10887587012254 | MATRIXMANDIBLE BENDNG TEMPLATE F/1.0MM THICK ADAPTION PLATES | CMF | EA
03.503.163 | 10887587012261 | MATRIXMANDIBLE BENDNG TEMPLATE F/1.25MM THICK STRAIGHT PLATES | CMF | EA
03.503.164 | 10887587012278 | MATRIXMANDIBLE BENDNG TEMPLATE F/1.25MM 2X2 CRESCENT PLATES | CMF | EA
03.503.165 | 10887587012285 | MATRIXMANDIBLE BENDNG TEMPLATE F/1.25MM 3X3 CRESCENT PLATES | CMF | EA
03.503.166 | 10887587012292 | MATRIXMANDIBLE BENDNG TEMPLATE F/1.25MM THICK ANGLE PLATES | CMF | EA
03.503.167 | 10887587012308 | MATRIXMANDIBLE BENDNG TEMPLATE F/1.25MM THICK ADAPTION PLATES | CMF | EA
03.503.168 | 10887587012315 | MATRIXMANDIBLE BENDNG TEMPLATE F/1.5MM THICK STRAIGHT PLATES | CMF | EA
03.503.169 | 10887587012322 | MATRIXMANDIBLE BENDNG TEMPLATE F/1.5MM THK 3X3 STRAIGHT PLATE | CMF | EA
03.503.170 | 10887587012339 | MATRIXMANDIBLE BENDNG TEMPLATE F/1.5MM THICK 3X3 ANGLE PLATES | CMF | EA
03.503.171 | 10887587012346 | MATRIXMANDIBLE BENDNG TEMPLATE F/1.5MM 6H CRESCENT PLATES | CMF | EA
03.503.172 | 10887587012353 | MATRIXMANDIBLE BENDNG TEMPLATE F/1.5MM BROAD 2X2/3X3 PLATES | CMF | EA
03.503.173 | 10887587012360 | MATRIXMANDIBLE BENDNG TEMPLATE F/2.0MM BROAD CRESCENT PLATES | CMF | EA
03.503.174 | 10887587012377 | MATRIXMANDIBLE BENDNG TEMPLATE F/2.0MM THICK STRAIGHT PLATES | CMF | EA
03.503.175 | 10887587012384 | MATRIXMANDIBLE BENDNG TEMPLATE F/2.0MM BROAD 3X3 ANGLE PLATES | CMF | EA
03.503.176 | 10887587012391 | MATRIXMANDIBLE BENDNG TEMPLATE F/2.0MM THK ANGLE RECON PLATES | CMF | EA
03.503.177 | 10887587012407 | MATRIXMANDIBLE BENDNG TEMPLATE F/2.0MM DBL ANGLE RECON PL/SM | CMF | EA
03.503.178 | 10887587012414 | MATRIXMANDIBLE BENDNG TEMPLATE F/2.0MM DBL ANGLE RECON PL/MED | CMF | EA
03.503.179 | 10887587012421 | MATRIXMANDIBLE BENDNG TEMPLATE F/2.0MM DBL ANGLE RECON PL/LRG | CMF | EA
03.503.180 | 10887587012438 | MATRIXMANDIBLE BENDNG TEMPLATE F/2.5/2.8MM STRAIGHT RECON PL | CMF | EA
03.503.181 | 10887587012445 | MATRIXMANDIBLE BENDNG TEMPLATE F/2.5/2.8MM ANGLE RECON PLATES | CMF | EA
03.503.182 | 10887587012452 | MATRIXMANDIBLE BENDNG TEMPLATE F/2.5MM DBL ANGLE RECON PL/SM | CMF | EA
03.503.183 | 10887587012469 | MATRIXMANDIBLE BENDNG TEMPLATE F/2.5MM DBL ANGLE RECON PL/MED | CMF | EA
03.503.184 | 10887587012476 | MATRIXMANDIBLE BENDNG TEMPLATE F/2.5MM DBL ANGLE RECON PL/LRG | CMF | EA
04.503.466.05 | 20887587021093 | 2.7MM TI MATRIXMANDIBLE EMERGENCY SCREW SLF-TPNG 6MM | CMF | P5
04.503.465.05 | 20887587021055 | 2.7MM TI MATRIXMANDIBLE EMERGENCY SCREW SLF-TPNG 5MM | CMF | P5
04.503.466.01 | 10887587021072 | 2.7MM TI MATRIXMANDIBLE EMERGENCY SCREW SLF-TPNG 6MM | CMF | EA
04.503.465.01 | 10887587021034 | 2.7MM TI MATRIXMANDIBLE EMERGENCY SCREW SLF-TPNG 5MM | CMF | EA
60.503.011 | 10887587057767 | BOX BASE BONE FIXATION SYSTEM | CMF | EA
60.503.030 | 10887587057804 | 2.0MM BOX INSERT BONE FIXATION SYSTEM | CMF | EA
03.501.001 | 10887587010519 | DEPTH GAUGE FOR 2.7MM & LARGER SCREWS WITH ZERO OFFSET | CMF | EA
398.903 | 10887587041704 | STERNAL REDUCTION FORCEPS ANGLED W/TEETH | CMF | EA
61.449.000.01 | 10887587058481 | MODULE ASSEMBLY WITH CLIPS CONDYLAR HEAD ADD-ON SYSTEM | CMF | EA
306.701 | 10887587034041 | GRAPHIC CASE FOR MATRIXMANDIBLE SYSTEM | CMF | EA
306.703 | 10887587034065 | GRAPHIC CASE LID FOR MATRIXMANDIBLE SYSTEM | CMF | EA
306.704 | 10887587034072 | LABEL SHEET SMALL PLATE MODULE FOR MATRIXMANDIBLE SYSTEM | CMF | EA
306.705 | 10887587034089 | LABEL SHEET SCREW MODULE FOR MATRIXMANDIBLE SYSTEM | CMF | EA
306.706 | 10887587034096 | LABEL SHEET LARGE PLATE MODULE FOR MATRIXMANDIBLE SYSTEM | CMF | EA
306.740 | 10887587034324 | SMALL PLATE MODULE FOR MATRIXMANDIBLE SYSTEM | CMF | EA
306.741 | 10887587034331 | SMALL PLATE MODULE LID FOR MATRIXMANDIBLE SYSTEM | CMF | EA
306.742 | 10887587034348 | SCREW MODULE FOR MATRIXMANDIBLE SYSTEM | CMF | EA
306.743 | 10887587034355 | SCREW MODULE LID FOR MATRIXMANDIBLE SYSTEM | CMF | EA
306.745 | 10887587034379 | RECON SCREW CADDY INSERT TRAY FOR MATRIXMANDIBLE SYSTEM | CMF | EA
306.746 | 10887587034386 | 2.8MM PLATE INSERT TRAY FOR MATRIXMANDIBLE SYSTEM | CMF | EA
306.748 | 10887587034409 | LARGE PLATE MODULE LID FOR MATRIXMANDIBLE SYSTEM | CMF | EA
306.744 | 10887587034362 | LABEL SHEET FOR 306.733 MATRIXMANDIBLE INSTRUMENTS | CMF | EA
306.749 | 10887587034416 | LARGE PLATE MODULE FOR MATRIXMANDIBLE SYSTEM | CMF | EA
306.747 | 10887587034393 | 2.0MM/2.5MM DBL ANGLE PL INSRT TRAY FOR MATRIXMANDIBLE SYSTEM | CMF | EA
460.045 | 10887587055237 | TI STERNAL LOCKING STRAIGHT PLATE/8 HOLES | CMF | EA
03.503.801 | 10887587013176 | ORBITAL RETRACTOR LEFT | CMF | EA
03.503.802 | 10887587013183 | ORBITAL RETRACTOR RIGHT | CMF | EA
460.046 | 10887587055251 | TI STERNAL LOCKING STRAIGHT PLATE/13 HOLES/WITHOUT PIN | CMF | EA
04.503.801S | 10887587023113 | TI MATRIXMIDFACE PREFORMED ORBITAL PLATE SMALL/LEFT-STER | CMF | EA
04.503.802S | 10887587023137 | TI MATRIXMIDFACE PREFORMED ORBITAL PLATE LARGE/LEFT-STER | CMF | EA
04.503.811S | 10887587023151 | TI MATRIXMIDFACE PREFORMED ORBITAL PLATE SMALL/RIGHT-STER | CMF | EA
04.503.812S | 10887587023175 | TI MATRIXMIDFACE PREFORMED ORBITAL PLATE LARGE/RIGHT-STER | CMF | EA
04.503.801 | 10887587023106 | TI MATRIXMIDFACE PREFORMED ORBITAL PLATE SMALL/LEFT | CMF | EA
04.503.802 | 10887587023120 | TI MATRIXMIDFACE PREFORMED ORBITAL PLATE LARGE/LEFT | CMF | EA
04.503.811 | 10887587023144 | TI MATRIXMIDFACE PREFORMED ORBITAL PLATE SMALL/RIGHT | CMF | EA
04.503.812 | 10887587023168 | TI MATRIXMIDFACE PREFORMED ORBITAL PLATE LARGE/RIGHT | CMF | EA
SD449.025 | 10887587004464 | 2.0MM TI CURVED BROAD PLATE 4 HOLES/27MM | CMF | EA
SD449.026 | 10887587004471 | 2.0MM TI CURVED BROAD PLATE 4 HOLES/31MM | CMF | EA
SD449.027 | 10887587004488 | 2.0MM TI CURVED BROAD PLATE 4 HOLES/32MM | CMF | EA
04.501.001 | 10887587016924 | TI MATRIXRIB PRE-CONTOURED PL 15 HOLES FOR LEFT RIB 3 | CMF | EA
04.501.002 | 10887587016948 | TI MATRIXRIB PRE-CONTOURED PL 15 HOLES FOR RIGHT RIB 3 | CMF | EA
04.501.003 | 10887587016962 | TI MATRIXRIB PRE-CONTOURED PL 16 HOLES FOR LEFT RIBS 4 & 5 | CMF | EA
04.501.004 | 10887587016986 | TI MATRIXRIB PRE-CONTOURED PL 16 HOLES FOR RIGHT RIBS 4 & 5 | CMF | EA
04.501.005 | 10887587017006 | TI MATRIXRIB PRE-CONTOURED PL 17 HOLES FOR LEFT RIBS 6 & 7 | CMF | EA
04.501.006 | 10887587017020 | TI MATRIXRIB PRE-CONTOURED PL 17 HOLES FOR RIGHT RIBS 6 & 7 | CMF | EA
04.501.007 | 10887587017044 | TI MATRIXRIB PRE-CONTOURED PL 18 HOLES FOR LEFT RIBS 8 & 9 | CMF | EA
04.501.008 | 10887587017068 | TI MATRIXRIB PRE-CONTOURED PL 18 HOLES FOR RIGHT RIBS 8 & 9 | CMF | EA
04.501.016.05 | 20887587017140 | 2.9MM TI MATRIXRIB LCKNG SCREW SELF-TAPPING/6MM | CMF | P5
04.501.018.05 | 20887587017164 | 2.9MM TI MATRIXRIB LCKNG SCREW SELF-TAPPING/8MM | CMF | P5
04.501.020.05 | 20887587017188 | 2.9MM TI MATRIXRIB LCKNG SCREW SELF-TAPPING/10MM | CMF | P5
04.501.022.05 | 20887587017201 | 2.9MM TI MATRIXRIB LCKNG SCREW SELF-TAPPING/12MM | CMF | P5
04.501.024.05 | 20887587017225 | 2.9MM TI MATRIXRIB LCKNG SCREW SELF-TAPPING/14MM | CMF | P5
04.501.026.05 | 20887587017249 | 2.9MM TI MATRIXRIB LCKNG SCREW SELF-TAPPING/16MM | CMF | P5
04.501.028.05 | 20887587017263 | 2.9MM TI MATRIXRIB LCKNG SCREW SELF-TAPPING/18MM | CMF | P5
04.501.016.01 | 10887587017136 | 2.9MM TI MATRIXRIB LCKNG SCREW SELF-TAPPING/6MM | CMF | EA
04.501.018.01 | 10887587017150 | 2.9MM TI MATRIXRIB LCKNG SCREW SELF-TAPPING/8MM | CMF | EA
04.501.020.01 | 10887587017174 | 2.9MM TI MATRIXRIB LCKNG SCREW SELF-TAPPING/10MM | CMF | EA
04.501.022.01 | 10887587017198 | 2.9MM TI MATRIXRIB LCKNG SCREW SELF-TAPPING/12MM | CMF | EA
04.501.024.01 | 10887587017211 | 2.9MM TI MATRIXRIB LCKNG SCREW SELF-TAPPING/14MM | CMF | EA
04.501.026.01 | 10887587017235 | 2.9MM TI MATRIXRIB LCKNG SCREW SELF-TAPPING/16MM | CMF | EA
04.501.028.01 | 10887587017259 | 2.9MM TI MATRIXRIB LCKNG SCREW SELF-TAPPING/18MM | CMF | EA
04.501.010 | 10887587017105 | TI MATRIXRIB IM SPLINT SMALL-3MM WIDTH | CMF | EA
04.501.011 | 10887587017112 | TI MATRIXRIB IM SPLINT MEDIUM-4MM WIDTH | CMF | EA
04.501.012 | 10887587017129 | TI MATRIXRIB IM SPLINT LARGE-5MM WIDTH | CMF | EA
690.638 | 10887587060309 | AUXILIARY INSERT TRAY | CMF | EA
690.637 | 10887587060293 | COMBINATION BENDING PLIERS INSERT TRAY | CMF | EA
690.642 | 10887587060347 | MODULE DIVIDER | CMF | EA
690.640 | 10887587060323 | LID FOR QUARTER-SIZE INSERT TRAY | CMF | EA
690.632 | 10887587060248 | SCREW CADDY INSERT TRAY | CMF | EA
690.634 | 10887587060262 | COMBINATION BENDER/CUTTERS INSERT TRAY | CMF | EA
690.635 | 10887587060279 | SHORT-CUT PLATE CUTTERS INSERT TRAY | CMF | EA
690.636 | 10887587060286 | BENDING IRONS INSERT TRAY | CMF | EA
690.631 | 10887587060231 | IMF SCREW COMPACT INSERT TRAY | CMF | EA
690.630 | 10887587060224 | BASIC SCREWDRIVER INSERT TRAY | CMF | EA
690.621 | 10887587060132 | GRAPHIC CASE FOR MANDIBLE MODULAR FIXATION SYSTEM-4 HIGH | CMF | EA
690.622 | 10887587060149 | LID FOR MANDIBLE MODULAR FIXATION SYSTEM GRAPHIC CASES | CMF | EA
690.629 | 10887587060217 | RATCHETING SCREWDRIVER INSERT TRAY | CMF | EA
690.628 | 10887587060200 | LAG SCREW INSERT TRAY | CMF | EA
690.627 | 10887587060194 | UNIVERSAL TROCAR INSERT TRAY | CMF | EA
690.626 | 10887587060187 | CRANIOFACIAL INSERT TRAY | CMF | EA
690.624 | 10887587060163 | BASIC MANDIBLE INSERT TRAY | CMF | EA
690.639 | 10887587060316 | INSERT HOLDER | CMF | EA
304.765 | 10887587032719 | DOUBLE ANGLE PLATES INSERT TRAY | CMF | EA
304.766 | 10887587032726 | SPECIALTY PLATES INSERT TRAY | CMF | EA
304.767 | 10887587032733 | COMPRESSION PLATES INSERT TRAY | CMF | EA
03.500.000 | 10887587010267 | 1.65MM DRILL BIT/STRYKER J-LATCH/WITH 6MM STOP/44.5MM | CMF | EA
851.424.01S | 10887587063720 | 1.5MM RAPID RESORBABLE STRUT PLATE SCALLOP 2H X 10H-STERILE | CMF | EA
851.425.01S | 10887587063737 | 1.5MM RAPID RESORBABLE STRUT PLATE SCALLOP 2H X 18H-STERILE | CMF | EA
446.917 | 10887587052281 | 1.5MM TI CHIN PLATE-DOUBLE BEND 6 HOLES/4MM ADVANCEMENT | CMF | EA
446.918 | 10887587052298 | 1.5MM TI CHIN PLATE-DOUBLE BEND 6 HOLES/6MM ADVANCEMENT | CMF | EA
446.919 | 10887587052304 | 1.5MM TI CHIN PLATE-DOUBLE BEND 6 HOLES/8MM ADVANCEMENT | CMF | EA
446.920 | 10887587052311 | 1.5MM TI CHIN PLATE-DOUBLE BEND 6 HOLES/10MM ADVANCEMENT | CMF | EA
03.307.001 | 10887587010076 | WIRE FIXATION CLAMP FOR EXTERNAL MIDFACE DISTRACTOR | CMF | EA
03.307.010 | 10887587010090 | CARBON FIBER ROD NOTCHED 100MM | CMF | EA
03.307.105 | 10887587010113 | CONNECTING BAR 50MM | CMF | EA
03.307.112 | 10887587010137 | CONNECTING BAR 120MM | CMF | EA
04.307.001 | 10887587015293 | TI MAXILLARY FOOTPLATE 40MM | CMF | EA
04.307.008 | 10887587015309 | TI MAXILLARY ROD 80MM | CMF | EA
04.307.108 | 10887587015316 | TI MAXILLARY ROD TALL OFFSET 80MM | CMF | EA
690.692 | 10887587060606 | STERNAL FIXATION INSTR TRAY F/ SCREWDRIVERS/FORCEPS | CMF | EA
690.694 | 10887587060620 | STERNAL FIXATION INSTR TRAY F/ RATCHETING SCREWDRIVER/FORCEPS | CMF | EA
690.699 | 10887587060675 | STERNAL FIXATION INSTR TRAY F/ SHORTCUTS/BENDING PLIERS | CMF | EA
690.693 | 10887587060613 | STERNAL FIXATION INSTR TRAY F/ PLATE CUTTER/BENDING PLIERS | CMF | EA
690.623 | 10887587060156 | LID FOR CRANIOFACIAL(CMFS) GRAPHIC CASES | CMF | EA
690.625 | 10887587060170 | BASIC CRANIOFACIAL INSERT TRAY | CMF | EA
690.651 | 10887587060392 | CRANIOFACIAL SUPPLEMENT INSERT TRAY | CMF | EA
690.654 | 10887587060422 | CRANIOFACIAL(CMFS) GRAPHIC CASE 4-MODULE | CMF | EA
690.657 | 10887587060446 | ORTHOGNATHIC TROCAR INSERT TRAY | CMF | EA
690.652 | 10887587060408 | CRANIOFACIAL (CMFS) GRAPHIC CASE 2-MODULE | CMF | EA
616.03.01S | 10887587058672 | CRANIOS REINFORCED ROTARY MIX 3CC-STERILE | CMF | EA
616.05.01S | 10887587058689 | CRANIOS REINFORCED ROTARY MIX 5CC-STERILE | CMF | EA
616.10.01S | 10887587058696 | CRANIOS REINFORCED ROTARY MIX 10CC-STERILE | CMF | EA
615.03.01S | 10887587058634 | CRANIOS REINFORCED FAST SET PUTTY 3CC-STERILE | CMF | EA
615.05.01S | 10887587058641 | CRANIOS REINFORCED FAST SET PUTTY 5CC-STERILE | CMF | EA
615.10.01S | 10887587058658 | CRANIOS REINFORCED FAST SET PUTTY 10CC-STERILE | CMF | EA
305.818 | 10887587033235 | BATTERY POWERED DRIVER INSERT | CMF | EA
04.503.085 | 10887587018140 | TI MATRIXNEURO CONTOUR MESH 200MM X 200MM/0.4MM RIGID | CMF | EA
15U | 10887587028446 | T-HANDLE BRACKET FOR BASIC CRANIOFACIAL INSERT TRAY | CMF | EA
15V | 10887587028453 | BRACKET KIT F/STARDRIVE BLADES FOR 690.651 | CMF | EA
15W | 10887587028460 | BRACKET KIT F/PLUSDRIVE(TM) & CRUCIFORM BLADES FOR 690.651 | CMF | EA
15X | 10887587028477 | BRACKET KIT FOR BLADES WITH HOLDING SLEEVES FOR 690.651 | CMF | EA
03.507.003 | 10887587014173 | 3.5MM THREADED REDUCTION TOOL SELF-TAPPING 78MM HEX | CMF | EA
306.796 | 10887587034775 | SCREW PART NUMBER INSERT FOR 401.508-401.518 | CMF | EA
306.797 | 10887587034782 | SCREW PART NUMBER INSERT FOR 497.668-497.678 | CMF | EA
306.798 | 10887587034799 | SCREW PART NUMBER INSERT FOR 497.690-497.695 | CMF | EA
306.799 | 10887587034805 | SCREW PART NUMBER INSERT FOR 401.558-401.568 | CMF | EA
08.510.220S | 10887587026114 | SYNPOR SMOOTH SQUARE SHEET 50MMX50MM/0.8MM THICK-STERILE | CMF | EA
08.510.110S | 10887587026015 | SYNPOR SQUARE SHEET-STERILE 50MMX50MM/0.45MM THICK | CMF | EA
08.510.120S | 10887587026039 | SYNPOR SQUARE SHEET-STERILE 50MMX50MM/0.8MM THICK | CMF | EA
08.510.130S | 10887587026053 | SYNPOR SQUARE SHEET-STERILE 50MMX50MM/1.5MM THICK | CMF | EA
08.510.140S | 10887587026077 | SYNPOR SQUARE SHEET-STERILE 50MMX50MM/3.0MM THICK | CMF | EA
08.520.220S | 10887587026404 | SYNPOR SMOOTH TI REINFORCED FAN PLATE 0.8MM THICK-STERILE | CMF | EA
08.520.221S | 10887587026428 | SYNPOR SMOOTH TI REINFORCED FAN PL FIXTN H/0.8MM THK-STER | CMF | EA
08.520.230S | 10887587026442 | SYNPOR SMOOTH TI REINFORCED FAN PLATE 1.5MM THICK-STERILE | CMF | EA
08.520.231S | 10887587026466 | SYNPOR SMOOTH TI REINFORCED FAN PL FIXTN H/1.5MM THK-STER | CMF | EA
08.520.120S | 10887587026343 | SYNPOR TI REINFORCED FAN PLATE 0.8MM THICK-STERILE | CMF | EA
08.520.121S | 10887587026367 | SYNPOR TI REINFORCED FAN PLATE FIXTN HOLES/0.8MM THICK-STER | CMF | EA
08.520.130S | 10887587026374 | SYNPOR TI REINFORCED FAN PLATE 1.5MM THICK-STERILE | CMF | EA
08.520.131S | 10887587026381 | SYNPOR TI REINFORCED FAN PLATE FIXTN HOLES/1.5MM THICK-STER | CMF | EA
08.510.110D | 10887587026008 | SYNPOR SQUARE SHEET-DEMO 50X50MM/0.45MM THICK | CMF | EA
08.510.120D | 10887587026022 | SYNPOR SQUARE SHEET-DEMO 50X50MM/0.8MM THICK | CMF | EA
08.510.130D | 10887587026046 | SYNPOR SQUARE SHEET-DEMO 50X50MM/1.5MM THICK | CMF | EA
08.510.140D | 10887587026060 | SYNPOR SQUARE SHEET-DEMO 50X50MM/3.0MM THICK | CMF | EA
08.510.220D | 10887587026107 | SYNPOR SMOOTH SQUARE SHEET 50MM X 50MM/0.8MM THICK-DEMO | CMF | EA
08.520.121D | 10887587026350 | SYNPOR TI REINFORCED FAN PLATE FIXTN HOLES/0.8MM THICK-DEMO | CMF | EA
08.520.230D | 10887587026435 | SYNPOR SMOOTH TI REINFORCED FAN PLATE 1.5MM THICK-DEMO | CMF | EA
304.102W | 10887587030142 | SCREW LENGTH MARKER FOR 2MM SELF-DRILLING SCREWS | CMF | EA
690.670 | 10887587060491 | GRAPHIC CASE FOR CMF DISTRACTOR | CMF | EA
304.071 | 10887587029887 | BC DISTRACTOR BODY/EXTENSION ARM MODULE FOR CMF DISTRACTOR | CMF | EA
304.072 | 10887587029894 | 1.0MM/1.3MM MODULE F/CMF DISTRACTOR | CMF | EA
304.073 | 10887587029900 | 1.5MM MODULE F/CMF DISTRACTOR | CMF | EA
03.307.002 | 10887587010083 | SILICONE TIP GUARD | CMF | EA
03.000.350S | 10887587009599 | TREPAN BURR 7MM DIAMETER FOR PEN DRIVE | CMF | EA
03.000.351S | 10887587009605 | TREPAN BURR 12MM DIAMETER FOR PEN DRIVE | CMF | EA
03.000.360S | 10887587009612 | RASP SMALL CROSSCUT FOR PEN DRIVE | CMF | EA
03.000.361S | 10887587009629 | RASP LARGE CROSSCUT FOR PEN DRIVE | CMF | EA
03.000.362S | 10887587009636 | RASP SMALL FOR PEN DRIVE | CMF | EA
03.000.363S | 10887587009643 | RASP LARGE FOR PEN DRIVE | CMF | EA
60.503.002 | 10887587057682 | 1.3MM/1.5MM TWINBOX MODULE WITH LID AND INSERTS | CMF | EA
60.503.003 | 10887587057699 | 1.3MM/2.0MM TWINBOX MODULE WITH LID AND INSERTS | CMF | EA
60.503.004 | 10887587057705 | 1.5MM/2.0MM TWINBOX MODULE WITH LID AND INSERTS | CMF | EA
60.503.050 | 10887587057835 | 1.3MM BOX MODULE WITH LID AND INSERT | CMF | EA
60.503.060 | 10887587057859 | 1.5MM BOX MODULE WITH LID AND INSERT | CMF | EA
690.697 | 10887587060651 | MODULAR STERNAL CABLE SYSTEM CABLE INSTR LOANER GRAPHIC CSE | CMF | EA
SD420.401 | 10887587067780 | PSI SD420.401 TITANIUM IMPLANT | CMF | EA
SD420.402 | 10887587074566 | PSI SD420.402 TITANIUM IMPLANT | CMF | EA
SD420.403 | 10887587074573 | PSI SD420.403 TITANIUM IMPLANT | CMF | EA
SD420.404 | 10887587074580 | PSI SD420.404 TITANIUM IMPLANT | CMF | EA
SD420.405 | 10887587074597 | PSI SD420.405 TITANIUM IMPLANT | CMF | EA
SD420.406 | 10887587074603 | PSI SD420.406 TITANIUM IMPLANT | CMF | EA
SD420.407 | 10887587074610 | PSI SD420.407 TITANIUM IMPLANT | CMF | EA
SD420.408 | 10887587074627 | PSI SD420.408 TITANIUM IMPLANT | CMF | EA
SD420.409 | 10887587074634 | PSI SD420.409 TITANIUM IMPLANT | CMF | EA
SD420.410 | 10887587073248 | PSI SD420.410 TITANIUM IMPLANT | CMF | EA
SD800.401 | 10887587064789 | PSI SD800.401 PEEK IMPLANT | CMF | EA
SD800.402 | 10887587064796 | PSI SD800.402 PEEK IMPLANT | CMF | EA
SD800.403 | 10887587064802 | PSI SD800.403 PEEK IMPLANT | CMF | EA
SD800.404 | 10887587064819 | PSI SD800.404 PEEK IMPLANT | CMF | EA
SD420.411 | 10887587069128 | PSI SD420.411 TITANIUM IMPLANT | CMF | EA
SD800.405 | 10887587064826 | PSI SD800.405 PEEK IMPLANT | CMF | EA
SD800.406 | 10887587064833 | PSI SD800.406 PEEK IMPLANT | CMF | EA
SD800.407 | 10887587064840 | PSI SD800.407 PEEK IMPLANT | CMF | EA
SD800.408 | 10887587064857 | PSI SD800.408 PEEK IMPLANT | CMF | EA
SD800.409 | 10887587064864 | PSI SD800.409 PEEK IMPLANT | CMF | EA
SD800.410 | 10887587064475 | PSI SD800.410 PEEK IMPLANT | CMF | EA
SD800.411 | 10887587064871 | PSI SD800.411 PEEK IMPLANT | CMF | EA
SD420.412 | 10887587074641 | PSI SD420.412 TITANIUM IMPLANT | CMF | EA
SD420.413 | 10887587074658 | PSI SD420.413 TITANIUM IMPLANT | CMF | EA
SD420.414 | 10887587074665 | PSI SD420.414 TITANIUM IMPLANT | CMF | EA
SD420.415 | 10887587074672 | PSI SD420.415 TITANIUM IMPLANT | CMF | EA
SD800.412 | 10887587064888 | PSI SD800.412 PEEK IMPLANT | CMF | EA
SD420.416 | 10887587074689 | PSI SD420.416 TITANIUM IMPLANT | CMF | EA
SD420.417 | 10887587074696 | PSI SD420.417 TITANIUM IMPLANT | CMF | EA
SD420.418 | 10887587073132 | PSI SD420.418 TITANIUM IMPLANT | CMF | EA
SD420.419 | 10887587073972 | PSI SD420.419 TITANIUM IMPLANT | CMF | EA
SD420.420 | 10887587066561 | PSI SD420.420 TITANIUM IMPLANT | CMF | EA
SD800.413 | 10887587064895 | PSI SD800.413 PEEK IMPLANT | CMF | EA
SD800.414 | 10887587064901 | PSI SD800.414 PEEK IMPLANT | CMF | EA
SD800.415 | 10887587064918 | PSI SD800.415 PEEK IMPLANT | CMF | EA
SD420.421 | 10887587070759 | PSI SD420.421 TITANIUM IMPLANT | CMF | EA
SD800.416 | 10887587064925 | PSI SD800.416 PEEK IMPLANT | CMF | EA
SD800.417 | 10887587064932 | PSI SD800.417 PEEK IMPLANT | CMF | EA
SD420.422 | 10887587074702 | PSI SD420.422 TITANIUM IMPLANT | CMF | EA
SD800.418 | 10887587064482 | PSI SD800.418 PEEK IMPLANT | CMF | EA
SD800.419 | 10887587064499 | PSI SD800.419 PEEK IMPLANT | CMF | EA
SD800.420 | 10887587064949 | PSI SD800.420 PEEK IMPLANT | CMF | EA
SD420.423 | 10887587074719 | PSI SD420.423 TITANIUM IMPLANT | CMF | EA
SD800.421 | 10887587064956 | PSI SD800.421 PEEK IMPLANT | CMF | EA
SD800.422 | 10887587064963 | PSI SD800.422 PEEK IMPLANT | CMF | EA
SD420.424 | 10887587074726 | PSI SD420.424 TITANIUM IMPLANT | CMF | EA
SD800.423 | 10887587064970 | PSI SD800.423 PEEK IMPLANT | CMF | EA
SD800.424 | 10887587064987 | PSI SD800.424 PEEK IMPLANT | CMF | EA
SD420.425 | 10887587074733 | PSI SD420.425 TITANIUM IMPLANT | CMF | EA
SD800.425 | 10887587064994 | PSI SD800.425 PEEK IMPLANT | CMF | EA
SD420.426 | 10887587067797 | PSI SD420.426 TITANIUM IMPLANT | CMF | EA
SD800.426 | 10887587064505 | PSI SD800.426 PEEK IMPLANT | CMF | EA
SD800.427 | 10887587065007 | PSI SD800.427 PEEK IMPLANT | CMF | EA
SD420.427 | 10887587069746 | PSI SD420.427 TITANIUM IMPLANT | CMF | EA
SD800.428 | 10887587065014 | PSI SD800.428 PEEK IMPLANT | CMF | EA
SD800.429 | 10887587065021 | PSI SD800.429 PEEK IMPLANT | CMF | EA
SD800.430 | 10887587065038 | PSI SD800.430 PEEK IMPLANT | CMF | EA
SD800.431 | 10887587065045 | PSI SD800.431 PEEK IMPLANT | CMF | EA
SD420.428 | 10887587071312 | PSI SD420.428 TITANIUM IMPLANT | CMF | EA
SD800.432 | 10887587065052 | PSI SD800.432 PEEK IMPLANT | CMF | EA
SD800.433 | 10887587065069 | PSI SD800.433 PEEK IMPLANT | CMF | EA
SD420.429 | 10887587073231 | PSI SD420.429 TITANIUM IMPLANT | CMF | EA
SD800.434 | 10887587064772 | PSI SD800.434 PEEK IMPLANT | CMF | EA
SD800.435 | 10887587065076 | PSI SD800.435 PEEK IMPLANT | CMF | EA
SD800.436 | 10887587065083 | PSI SD800.436 PEEK IMPLANT | CMF | EA
SD420.430 | 10887587074740 | PSI SD420.430 TITANIUM IMPLANT | CMF | EA
SD800.437 | 10887587065090 | PSI SD800.437 PEEK IMPLANT | CMF | EA
SD800.438 | 10887587065106 | PSI SD800.438 PEEK IMPLANT | CMF | EA
SD800.439 | 10887587064512 | PSI SD800.439 PEEK IMPLANT | CMF | EA
SD800.440 | 10887587065113 | PSI SD800.440 PEEK IMPLANT | CMF | EA
SD800.441 | 10887587065120 | PSI SD800.441 PEEK IMPLANT | CMF | EA
SD800.442 | 10887587065137 | PSI SD800.442 PEEK IMPLANT | CMF | EA
SD800.443 | 10887587065144 | PSI SD800.443 PEEK IMPLANT | CMF | EA
SD800.444 | 10887587065151 | PSI SD800.444 PEEK IMPLANT | CMF | EA
SD800.445 | 10887587065168 | PSI SD800.445 PEEK IMPLANT | CMF | EA
SD800.446 | 10887587065175 | PSI SD800.446 PEEK IMPLANT | CMF | EA
SD800.447 | 10887587065182 | PSI SD800.447 PEEK IMPLANT | CMF | EA
SD800.448 | 10887587065199 | PSI SD800.448 PEEK IMPLANT | CMF | EA
SD800.449 | 10887587065205 | PSI SD800.449 PEEK IMPLANT | CMF | EA
SD800.450 | 10887587065212 | PSI SD800.450 PEEK IMPLANT | CMF | EA
SD800.451 | 10887587065229 | PSI SD800.451 PEEK IMPLANT | CMF | EA
SD800.452 | 10887587065236 | PSI SD800.452 PEEK IMPLANT | CMF | EA
SD800.453 | 10887587065243 | PSI SD800.453 PEEK IMPLANT | CMF | EA
SD420.431 | 10887587074757 | PSI SD420.431 TITANIUM IMPLANT | CMF | EA
SD420.432 | 10887587074764 | PSI SD420.432 TITANIUM IMPLANT | CMF | EA
SD420.433 | 10887587069890 | PSI SD420.433 TITANIUM IMPLANT | CMF | EA
SD420.434 | 10887587070179 | PSI SD420.434 TITANIUM IMPLANT | CMF | EA
SD420.435 | 10887587070308 | PSI SD420.435 TITANIUM IMPLANT | CMF | EA
SD420.436 | 10887587073217 | PSI SD420.436 TITANIUM IMPLANT | CMF | EA
SD420.437 | 10887587075211 | PSI SD420.437 TITANIUM IMPLANT | CMF | EA
SD420.438 | 10887587075228 | PSI SD420.438 TITANIUM IMPLANT | CMF | EA
SD420.439 | 10887587066905 | PSI SD420.439 TITANIUM IMPLANT | CMF | EA
SD420.440 | 10887587067032 | PSI SD420.440 TITANIUM IMPLANT | CMF | EA
SD420.441 | 10887587066639 | PSI SD420.441 TITANIUM IMPLANT | CMF | EA
SD420.442 | 10887587075235 | PSI SD420.442 TITANIUM IMPLANT | CMF | EA
SD420.443 | 10887587075242 | PSI SD420.443 TITANIUM IMPLANT | CMF | EA
SD420.444 | 10887587075259 | PSI SD420.444 TITANIUM IMPLANT | CMF | EA
SD420.445 | 10887587069074 | PSI SD420.445 TITANIUM IMPLANT | CMF | EA
SD420.446 | 10887587073255 | PSI SD420.446 TITANIUM IMPLANT | CMF | EA
SD420.447 | 10887587074771 | PSI SD420.447 TITANIUM IMPLANT | CMF | EA
SD420.448 | 10887587074788 | PSI SD420.448 TITANIUM IMPLANT | CMF | EA
SD420.449 | 10887587074795 | PSI SD420.449 TITANIUM IMPLANT | CMF | EA
SD420.450 | 10887587074801 | PSI SD420.450 TITANIUM IMPLANT | CMF | EA
SD420.451 | 10887587074818 | PSI SD420.451 TITANIUM IMPLANT | CMF | EA
SD420.452 | 10887587074825 | PSI SD420.452 TITANIUM IMPLANT | CMF | EA
SD420.453 | 10887587074832 | PSI SD420.453 TITANIUM IMPLANT | CMF | EA
SD420.501 | 10887587074849 | PSI SD420.501 TITANIUM IMPLANT | CMF | EA
SD420.502 | 10887587074856 | PSI SD420.502 TITANIUM IMPLANT | CMF | EA
SD420.503 | 10887587074863 | PSI SD420.503 TITANIUM IMPLANT | CMF | EA
SD420.504 | 10887587074870 | PSI SD420.504 TITANIUM IMPLANT | CMF | EA
SD420.505 | 10887587074887 | PSI SD420.505 TITANIUM IMPLANT | CMF | EA
SD420.506 | 10887587074894 | PSI SD420.506 TITANIUM IMPLANT | CMF | EA
SD420.507 | 10887587075266 | PSI SD420.507 TITANIUM IMPLANT | CMF | EA
SD420.508 | 10887587074900 | PSI SD420.508 TITANIUM IMPLANT | CMF | EA
SD420.509 | 10887587074917 | PSI SD420.509 TITANIUM IMPLANT | CMF | EA
SD420.510 | 10887587073224 | PSI SD420.510 TITANIUM IMPLANT | CMF | EA
SD420.511 | 10887587074924 | PSI SD420.511 TITANIUM IMPLANT | CMF | EA
SD420.512 | 10887587074931 | PSI SD420.512 TITANIUM IMPLANT | CMF | EA
SD420.513 | 10887587074948 | PSI SD420.513 TITANIUM IMPLANT | CMF | EA
SD420.514 | 10887587074955 | PSI SD420.514 TITANIUM IMPLANT | CMF | EA
SD420.515 | 10887587074962 | PSI SD420.515 TITANIUM IMPLANT | CMF | EA
SD420.516 | 10887587074979 | PSI SD420.516 TITANIUM IMPLANT | CMF | EA
SD420.517 | 10887587074986 | PSI SD420.517 TITANIUM IMPLANT | CMF | EA
SD420.518 | 10887587073163 | PSI SD420.518 TITANIUM IMPLANT | CMF | EA
SD420.519 | 10887587075273 | PSI SD420.519 TITANIUM IMPLANT | CMF | EA
SD420.520 | 10887587074153 | PSI SD420.520 TITANIUM IMPLANT | CMF | EA
SD420.521 | 10887587074993 | PSI SD420.521 TITANIUM IMPLANT | CMF | EA
SD420.522 | 10887587075006 | PSI SD420.522 TITANIUM IMPLANT | CMF | EA
SD420.523 | 10887587075013 | PSI SD420.523 TITANIUM IMPLANT | CMF | EA
SD420.524 | 10887587075020 | PSI SD420.524 TITANIUM IMPLANT | CMF | EA
SD420.525 | 10887587075037 | PSI SD420.525 TITANIUM IMPLANT | CMF | EA
SD800.501 | 10887587065618 | PSI SD800.501 PEEK IMPLANT | CMF | EA
SD800.502 | 10887587065625 | PSI SD800.502 PEEK IMPLANT | CMF | EA
SD800.503 | 10887587065632 | PSI SD800.503 PEEK IMPLANT | CMF | EA
SD800.504 | 10887587065649 | PSI SD800.504 PEEK IMPLANT | CMF | EA
SD420.526 | 10887587068527 | PSI SD420.526 TITANIUM IMPLANT | CMF | EA
SD420.527 | 10887587068138 | PSI SD420.527 TITANIUM IMPLANT | CMF | EA
SD800.505 | 10887587065656 | PSI SD800.505 PEEK IMPLANT | CMF | EA
SD420.528 | 10887587067278 | PSI SD420.528 TITANIUM IMPLANT | CMF | EA
SD420.529 | 10887587075280 | PSI SD420.529 TITANIUM IMPLANT | CMF | EA
SD800.506 | 10887587065663 | PSI SD800.506 PEEK IMPLANT | CMF | EA
SD800.507 | 10887587065670 | PSI SD800.507 PEEK IMPLANT | CMF | EA
SD420.530 | 10887587075044 | PSI SD420.530 TITANIUM IMPLANT | CMF | EA
SD800.508 | 10887587065687 | PSI SD800.508 PEEK IMPLANT | CMF | EA
SD800.509 | 10887587065694 | PSI SD800.509 PEEK IMPLANT | CMF | EA
SD800.510 | 10887587065700 | PSI SD800.510 PEEK IMPLANT | CMF | EA
SD800.511 | 10887587065717 | PSI SD800.511 PEEK IMPLANT | CMF | EA
SD420.531 | 10887587075051 | PSI SD420.531 TITANIUM IMPLANT | CMF | EA
SD420.532 | 10887587075068 | PSI SD420.532 TITANIUM IMPLANT | CMF | EA
SD800.512 | 10887587065724 | PSI SD800.512 PEEK IMPLANT | CMF | EA
SD420.533 | 10887587075075 | PSI SD420.533 TITANIUM IMPLANT | CMF | EA
SD420.534 | 10887587071411 | PSI SD420.534 TITANIUM IMPLANT | CMF | EA
SD800.513 | 10887587065731 | PSI SD800.513 PEEK IMPLANT | CMF | EA
SD800.514 | 10887587065748 | PSI SD800.514 PEEK IMPLANT | CMF | EA
SD800.515 | 10887587065755 | PSI SD800.515 PEEK IMPLANT | CMF | EA
SD800.516 | 10887587065762 | PSI SD800.516 PEEK IMPLANT | CMF | EA
SD800.517 | 10887587065779 | PSI SD800.517 PEEK IMPLANT | CMF | EA
SD420.535 | 10887587067070 | PSI SD420.535 TITANIUM IMPLANT | CMF | EA
SD420.536 | 10887587074443 | PSI SD420.536 TITANIUM IMPLANT | CMF | EA
SD800.518 | 10887587064529 | PSI SD800.518 PEEK IMPLANT | CMF | EA
SD420.537 | 10887587075082 | PSI SD420.537 TITANIUM IMPLANT | CMF | EA
SD800.519 | 10887587065786 | PSI SD800.519 PEEK IMPLANT | CMF | EA
SD800.520 | 10887587065793 | PSI SD800.520 PEEK IMPLANT | CMF | EA
SD420.538 | 10887587075099 | PSI SD420.538 TITANIUM IMPLANT | CMF | EA
SD800.521 | 10887587065809 | PSI SD800.521 PEEK IMPLANT | CMF | EA
SD800.522 | 10887587065816 | PSI SD800.522 PEEK IMPLANT | CMF | EA
SD800.523 | 10887587065823 | PSI SD800.523 PEEK IMPLANT | CMF | EA
SD800.524 | 10887587065830 | PSI SD800.524 PEEK IMPLANT | CMF | EA
SD800.525 | 10887587065847 | PSI SD800.525 PEEK IMPLANT | CMF | EA
SD800.526 | 10887587065854 | PSI SD800.526 PEEK IMPLANT | CMF | EA
SD420.539 | 10887587068084 | PSI SD420.539 TITANIUM IMPLANT | CMF | EA
SD800.527 | 10887587065861 | PSI SD800.527 PEEK IMPLANT | CMF | EA
SD800.528 | 10887587065878 | PSI SD800.528 PEEK IMPLANT | CMF | EA
SD420.540 | 10887587068701 | PSI SD420.540 TITANIUM IMPLANT | CMF | EA
SD420.541 | 10887587067742 | PSI SD420.541 TITANIUM IMPLANT | CMF | EA
SD420.542 | 10887587075105 | PSI SD420.542 TITANIUM IMPLANT | CMF | EA
SD420.543 | 10887587075112 | PSI SD420.543 TITANIUM IMPLANT | CMF | EA
SD420.544 | 10887587073910 | PSI SD420.544 TITANIUM IMPLANT | CMF | EA
SD800.529 | 10887587065885 | PSI SD800.529 PEEK IMPLANT | CMF | EA
SD420.545 | 10887587075129 | PSI SD420.545 TITANIUM IMPLANT | CMF | EA
SD800.530 | 10887587065892 | PSI SD800.530 PEEK IMPLANT | CMF | EA
SD800.531 | 10887587065908 | PSI SD800.531 PEEK IMPLANT | CMF | EA
SD420.546 | 10887587075136 | PSI SD420.546 TITANIUM IMPLANT | CMF | EA
SD800.532 | 10887587065915 | PSI SD800.532 PEEK IMPLANT | CMF | EA
SD420.547 | 10887587075143 | PSI SD420.547 TITANIUM IMPLANT | CMF | EA
SD800.533 | 10887587065922 | PSI SD800.533 PEEK IMPLANT | CMF | EA
SD800.534 | 10887587065939 | PSI SD800.534 PEEK IMPLANT | CMF | EA
SD420.548 | 10887587075150 | PSI SD420.548 TITANIUM IMPLANT | CMF | EA
SD800.535 | 10887587065946 | PSI SD800.535 PEEK IMPLANT | CMF | EA
SD420.549 | 10887587075167 | PSI SD420.549 TITANIUM IMPLANT | CMF | EA
SD800.536 | 10887587065953 | PSI SD800.536 PEEK IMPLANT | CMF | EA
SD800.537 | 10887587065960 | PSI SD800.537 PEEK IMPLANT | CMF | EA
SD420.550 | 10887587075174 | PSI SD420.550 TITANIUM IMPLANT | CMF | EA
SD800.538 | 10887587065977 | PSI SD800.538 PEEK IMPLANT | CMF | EA
SD420.551 | 10887587075181 | PSI SD420.551 TITANIUM IMPLANT | CMF | EA
SD800.539 | 10887587065984 | PSI SD800.539 PEEK IMPLANT | CMF | EA
SD420.552 | 10887587075198 | PSI SD420.552 TITANIUM IMPLANT | CMF | EA
SD800.540 | 10887587065991 | PSI SD800.540 PEEK IMPLANT | CMF | EA
SD420.553 | 10887587075204 | PSI SD420.553 TITANIUM IMPLANT | CMF | EA
SD800.541 | 10887587066004 | PSI SD800.541 PEEK IMPLANT | CMF | EA
SD800.542 | 10887587066011 | PSI SD800.542 PEEK IMPLANT | CMF | EA
SD800.543 | 10887587066028 | PSI SD800.543 PEEK IMPLANT | CMF | EA
SD800.544 | 10887587066035 | PSI SD800.544 PEEK IMPLANT | CMF | EA
SD800.545 | 10887587066042 | PSI SD800.545 PEEK IMPLANT | CMF | EA
SD800.546 | 10887587066059 | PSI SD800.546 PEEK IMPLANT | CMF | EA
SD800.547 | 10887587066066 | PSI SD800.547 PEEK IMPLANT | CMF | EA
SD800.548 | 10887587066073 | PSI SD800.548 PEEK IMPLANT | CMF | EA
SD800.549 | 10887587066080 | PSI SD800.549 PEEK IMPLANT | CMF | EA
SD800.550 | 10887587066097 | PSI SD800.550 PEEK IMPLANT | CMF | EA
SD800.551 | 10887587066103 | PSI SD800.551 PEEK IMPLANT | CMF | EA
SD800.552 | 10887587066110 | PSI SD800.552 PEEK IMPLANT | CMF | EA
SD800.553 | 10887587066127 | PSI SD800.553 PEEK IMPLANT | CMF | EA
460.022.05S | 20887587054954 | TI EMERGENCY RELEASE PIN STERILE 5 PACK | CMF | P5
SD288.038 | 10887587001432 | ANTERIOR FOOT F/MAXILLARY DSTR MAXILLA RT/SPLINT LT/7 H/6MM | CMF | EA
SD288.039 | 10887587001449 | ANTERIOR FOOT F/MAXILLARY DSTR MAXILLA RT/SPLINT LT/7 H/10MM | CMF | EA
SD288.042 | 10887587001456 | ANTERIOR FOOT F/MAXILLARY DSTR MAXILLA LT/SPLINT RT/7 H/6MM | CMF | EA
SD288.043 | 10887587001463 | ANTERIOR FOOT F/MAXILLARY DSTR MAXILLA LT/SPLINT RT/7 H/10MM | CMF | EA
260.060LC | 10887587029016 | PN LABEL CLIP FOR STERNAL RECON PLATE 260.060 | CMF | EA
260.062LC | 10887587029030 | PN LABEL CLIP FOR STERNAL RECON PLATE 260.062 | CMF | EA
260.064LC | 10887587029054 | PN LABEL CLIP FOR STERNAL RECON PLATE 260.064 | CMF | EA
260.066LC | 10887587029078 | PN LABEL CLIP FOR STERNAL RECON PLATE 260.066 | CMF | EA
260.068LC | 10887587029092 | PN LABEL CLIP FOR STERNAL RECON PLATE 260.068 | CMF | EA
260.070LC | 10887587029115 | PN LABEL CLIP FOR STERNAL RECON PLATE 260.070 | CMF | EA
260.072LC | 10887587029139 | PN LABEL CLIP FOR STERNAL RECON PLATE 260.072 | CMF | EA
260.074LC | 10887587029153 | PN LABEL CLIP FOR STERNAL RECON PLATE 260.074 | CMF | EA
304.125 | 20887587030491 | SCREW LENGTH MARKER 25MM | CMF | TP
304.127 | 20887587030514 | SCREW LENGTH MARKER 27MM | CMF | TP
690.688 | 10887587060569 | GRAPHIC CASE F/MODULAR STERNAL CABLE SYS COMPACT SCR & PL SET | CMF | EA
SD446.101 | 10887587003665 | 1.5MM TI CURVED MIDFACE PLATE 8 HOLES-LOW PROFILE | CMF | EA
04.503.465.20 | 20887587021062 | 2.7MM TI MATRIXMANDIBLE EMERGENCY SCREW SLF-TPNG 5MM | CMF | 4E
04.503.466.20 | 20887587021109 | 2.7MM TI MATRIXMANDIBLE EMERGENCY SCREW SLF-TPNG 6MM | CMF | 4E
306.521 | 10887587033518 | LID FOR COMPACT IMPLANT MODULE MATRIXNEURO SYSTEM | CMF | EA
SD314.687 | 10887587002323 | 2.0MM CRUCFRM SCRWDRVR BLD W/ SPRG HLDG SLV F/RESORB HXC-LNG | CMF | EA
04.503.435.01 | 10887587020792 | 2.4MM TI MATRIXMANDIBLE SCREW SELF-TAPPING 5MM | CMF | EA
04.503.435.05 | 20887587020805 | 2.4MM TI MATRIXMANDIBLE SCREW SELF-TAPPING 5MM | CMF | P5
04.503.508.01 | 10887587021430 | 2.0MM TI MATRIXMANDIBLE SCREW SELF-DRILLING/8MM | CMF | EA
04.503.508.05 | 20887587021444 | 2.0MM TI MATRIXMANDIBLE SCREW SELF-DRILLING/8MM | CMF | P5
329.320 | 10887587039282 | APPLICATION INSTR F/TI CRANIAL FLAP TUBE CLAMP | CMF | EA
03.505.202 | 10887587013879 | 1.5MM HEX SCREWDRIVER BLADE HEX COUPLING | CMF | EA
03.505.203 | 10887587013886 | 2.0MM HEX SCREWDRIVER BLADE HEX COUPLING | CMF | EA
03.505.204 | 10887587013893 | 2.5MM HEX SCREWDRIVER BLADE HEX COUPLING | CMF | EA
03.505.205 | 10887587013909 | CRUCIFORM SCREWDRIVER BLADE HEX COUPLING/SMALL | CMF | EA
03.505.206 | 10887587013916 | CRUCIFORM SCREWDRIVER BLADE HEX COUPLING/MEDIUM | CMF | EA
03.505.207 | 10887587013923 | CRUCIFORM SCREWDRIVER BLADE HEX COUPLING/LARGE | CMF | EA
03.505.208 | 10887587013930 | EXPANSION HEAD SCREWDRIVER BLD HXC FOR 3.5MM RECON SCREWS | CMF | EA
03.505.210 | 10887587013947 | 0.25MM SLOTTED SCREWDRIVER BLD HEX COUPLING | CMF | EA
03.505.211 | 10887587013954 | 0.5MM SLOTTED SCREWDRIVER BLD HEX COUPLING | CMF | EA
03.505.212 | 10887587013961 | CENTER DRIVE SCREWDRIVER BLADE HEX COUPLING/SMALL | CMF | EA
03.505.213 | 10887587013978 | CENTER DRIVE SCREWDRIVER BLADE HEX COUPLING/MEDIUM | CMF | EA
03.505.214 | 10887587013985 | CENTER DRIVE SCREWDRIVER BLADE HEX COUPLING/LARGE | CMF | EA
03.505.215 | 10887587013992 | CENTER DRIVE SCREWDRIVER BLADE HEX COUPLING/EXTRA LARGE | CMF | EA
03.505.216 | 10887587014005 | 2.0MM/2.7MM PHILLIPS SCRWDRVR BLADE-HEX COUPLING | CMF | EA
03.505.217 | 10887587014012 | T4 TORX SCREWDRIVER BLADE HEX COUPLING | CMF | EA
03.505.218 | 10887587014029 | T5 TORX SCREWDRIVER BLADE HEX COUPLING | CMF | EA
03.505.219 | 10887587014036 | T6 TORX SCREWDRIVER BLADE HEX COUPLING | CMF | EA
03.505.220 | 10887587014043 | OSTEOTOME/HEX COUPLING | CMF | EA
03.505.222 | 10887587014067 | BROKEN SCREW EXTRACTOR HEX COUPLING | CMF | EA
03.505.223 | 10887587014074 | STRIPPED SCREW EXTRACTOR HEX COUPLING | CMF | EA
03.505.224 | 10887587014081 | STRIPPED SCREW EXTRACTOR HEX COUPLING/LARGE | CMF | EA
690.863 | 10887587060712 | LABEL SHEET MANDIBLE EXTERNAL FIXATOR | CMF | EA
04.503.435.20 | 20887587020812 | 2.4MM TI MATRIXMANDIBLE SCREW SELF-TAPPING 5MM | CMF | 4E
306.735 | 10887587034294 | LABEL SHEET FOR 306.731 MATRIXMANDIBLE INSTRUMENTS | CMF | EA
306.736 | 10887587034300 | LABEL SHEET FOR 306.732 MATRIXMANDIBLE INSTRUMENTS | CMF | EA
449.951 | 10887587054698 | 2.0MM TI T-PLATE 15 HOLES X 9 HOLES | CMF | EA
SD520.001 | 10887587005485 | SAW BLADE 27X6.4/2.4X0.8MM TRAPEZOID F/RECIP SAW | CMF | EA
SD520.002 | 10887587005492 | SAW BLADE 34X6.4/2.9X0.6MM TRAPEZOID F/RECIP SAW | CMF | EA
493.105 | 10887587056210 | 26 GAUGE (0.4MM DIAMETER) TI WIRE WITH BARB AND NEEDLE | CMF | EA
306.765 | 10887587034515 | LABEL SHEET FOR IMF MODULE MATRIXMANDIBLE SYSTEM | CMF | EA
306.757 | 10887587034447 | IMF SCREW MODULE/COMPACT MATRIXMANDIBLE SYSTEM | CMF | EA
306.766 | 10887587034522 | LABEL SHEET LAG SCREW MODULE MATRIXMANDIBLE SYSTEM | CMF | EA
60.503.001 | 10887587057675 | TWINBOX BASE BONE FIXATION SYSTEM | CMF | EA
03.505.221 | 10887587014050 | THORP SCREWDRIVER BLADE HEX COUPLING | CMF | EA
03.505.225 | 10887587014098 | CONICAL EXTRACTION SCREW HEX COUPLING | CMF | EA
03.501.024 | 10887587010601 | 1.5MM DRILL BIT STRYKER J-LATCH/24MM STOP/88MM | CMF | EA
03.501.224 | 10887587011011 | 1.8MM DRILL BIT STRYKER J-LATCH/24MM STOP/88MM | CMF | EA
03.501.424 | 10887587011165 | 1.5MM DRILL BIT HEX COUPLING WITH 24MM STOP/88MM | CMF | EA
03.501.524 | 10887587011264 | 1.8MM DRILL BIT HEX COUPLING WITH 24MM STOP/88MM | CMF | EA
413.594 | 20887587048960 | 3.0MM TI LOCKING SCREW 24MM FOR STERNAL LOCKING PLATES | CMF | P5
413.594E | 10887587048970 | 3.0MM TI LOCKING SCREW 24MM FOR STERNAL LOCKING PLATES | CMF | EA
60.503.020 | 10887587057798 | 1.5MM BOX INSERT BONE FIXATION SYSTEM | CMF | EA
60.503.040 | 10887587057828 | 1.3MM INSERT F/BOX OR TWINBOX FOR USE WITH 2.0MM INSERT | CMF | EA
60.503.010 | 10887587057750 | 1.3MM INSERT F/BOX OR TWINBOX FOR USE WITH 1.5MM INSERT | CMF | EA
03.503.124 | 10887587012117 | 1.55MM DRILL BIT J-LATCH 65MM | CMF | EA
SD317.835 | 10887587002477 | 1.5MM CALIBRATED DRILL BIT J-LATCH/110MM/56MM CALIBRATION | CMF | EA
SD317.836 | 10887587002484 | 1.5MM CALIBRATED DRILL BIT J-LATCH/110MM/62MM CALIBRATION | CMF | EA
SD311.212 | 10887587001937 | CALIBRATED TAP F/2.0MM CORTEX SCREWS/100MM/56MM CALIBRATION | CMF | EA
SD311.213 | 10887587001944 | CALIBRATED TAP F/2.0MM CORTEX SCREWS/100MM/55MM CALIBRATION | CMF | EA
329.323 | 10887587039299 | APPLICATION INSTR W/ALIGNMENT GUIDE FOR CRANIAL TUBE CLAMP | CMF | EA
04.501.110.01 | 10887587017334 | 3.0MM TI STERNAL LCKNG SCREW SELF-DRILLING/10MM | CMF | EA
04.501.112.01 | 10887587017365 | 3.0MM TI STERNAL LCKNG SCREW SELF-DRILLING/12MM | CMF | EA
04.501.114.01 | 10887587017396 | 3.0MM TI STERNAL LCKNG SCREW SELF-DRILLING/14MM | CMF | EA
04.501.116.01 | 10887587017426 | 3.0MM TI STERNAL LCKNG SCREW SELF-DRILLING/16MM | CMF | EA
04.501.118.01 | 10887587017457 | 3.0MM TI STERNAL LCKNG SCREW SELF-DRILLING/18MM | CMF | EA
04.501.120.01 | 10887587017488 | 3.0MM TI STERNAL LCKNG SCREW SELF-DRILLING/20MM | CMF | EA
04.501.110.05 | 20887587017348 | 3.0MM TI STERNAL LCKNG SCREW SELF-DRILLING/10MM | CMF | P5
04.501.112.05 | 20887587017379 | 3.0MM TI STERNAL LCKNG SCREW SELF-DRILLING/12MM | CMF | P5
04.501.114.05 | 20887587017409 | 3.0MM TI STERNAL LCKNG SCREW SELF-DRILLING/14MM | CMF | P5
04.501.116.05 | 20887587017430 | 3.0MM TI STERNAL LCKNG SCREW SELF-DRILLING/16MM | CMF | P5
04.501.118.05 | 20887587017461 | 3.0MM TI STERNAL LCKNG SCREW SELF-DRILLING/18MM | CMF | P5
04.501.120.05 | 20887587017492 | 3.0MM TI STERNAL LCKNG SCREW SELF-DRILLING/20MM | CMF | P5
305.695 | 10887587033068 | PLATE BENDING INSERT BLOCK FOR TI STERNAL MODULES | CMF | EA
690.865 | 10887587060729 | LABEL SHEET F/ORTHOGNATHIC MFS GRAPHIC CASE | CMF | EA
04.503.397 | 10887587020402 | TI MATRIXMIDFACE ORBITAL RIM PLATE/12 HOLES/0.8MM THICK | CMF | EA
04.501.009 | 10887587017082 | TI MATRIXRIB UNIVERSAL PLATE 8 HOLES | CMF | EA
306.535 | 10887587033563 | LABEL SHEET FOR INSERT TRAY CRANIAL CLAMP INSTRUMENT | CMF | EA
460.037 | 10887587055152 | TI STERNAL LOCKING X PLATE 10 HOLES | CMF | EA
460.038 | 10887587055176 | TI STERNAL LOCKING DOUBLE-T PLATE/14 HOLES | CMF | EA
460.039 | 10887587055190 | TI STERNAL LOCKING ANGLED PLATE/12 HOLES | CMF | EA
313.805 | 10887587036748 | 1.3MM SCREWDRIVER BLADE HXC SLF-RETAIN PLUSDRIVE(TM) 52MM | CMF | EA
313.806 | 10887587036762 | 1.3MM SCREWDRIVER BLADE HXC SLF-RETAIN PLUSDRIVE(TM) 76MM | CMF | EA
314.485 | 10887587037479 | 1.0MM SCREWDRIVER BLADE HXC SLF-RETAIN PLUSDRIVE(TM) 75MM | CMF | EA
400.402 | 20887587042593 | 1.0MM TI CRTX SCREW SLF-TPNG W/PLUSDRIVE(TM) RECESS 2MM | CMF | P5
400.403 | 20887587042616 | 1.0MM TI CRTX SCREW SLF-TPNG W/PLUSDRIVE(TM) RECESS 3MM | CMF | P5
400.404 | 20887587042630 | 1.0MM TI CRTX SCREW SLF-TPNG W/PLUSDRIVE(TM) RECESS 4MM | CMF | P5
400.405 | 20887587042654 | 1.0MM TI CRTX SCREW SLF-TPNG W/PLUSDRIVE(TM) RECESS 5MM | CMF | P5
400.406 | 20887587042678 | 1.0MM TI CRTX SCREW SLF-TPNG W/PLUSDRIVE(TM) RECESS 6MM | CMF | P5
400.408 | 20887587042715 | 1.0MM TI CRTX SCREW SLF-TPNG W/PLUSDRIVE(TM) RECESS 8MM | CMF | P5
400.410 | 20887587042753 | 1.0MM TI CRTX SCREW SLF-TPNG W/PLUSDRIVE(TM) RECESS 10MM | CMF | P5
400.412 | 20887587042791 | 1.0MM TI CRTX SCREW SLF-TPNG W/PLUSDRIVE(TM) RECESS 12MM | CMF | P5
400.414 | 20887587042814 | 1.0MM TI CRTX SCREW SLF-TPNG W/PLUSDRIVE(TM) RECESS 14MM | CMF | P5
400.402E | 10887587042602 | 1.0MM TI CRTX SCREW SLF-TPNG W/PLUSDRIVE(TM) RECESS 2MM | CMF | EA
400.403E | 10887587042626 | 1.0MM TI CRTX SCREW SLF-TPNG W/PLUSDRIVE(TM) RECESS 3MM | CMF | EA
400.404E | 10887587042640 | 1.0MM TI CRTX SCREW SLF-TPNG W/PLUSDRIVE(TM) RECESS 4MM | CMF | EA
400.405E | 10887587042664 | 1.0MM TI CRTX SCREW SLF-TPNG W/PLUSDRIVE(TM) RECESS 5MM | CMF | EA
400.406E | 10887587042688 | 1.0MM TI CRTX SCREW SLF-TPNG W/PLUSDRIVE(TM) RECESS 6MM | CMF | EA
400.408E | 10887587042725 | 1.0MM TI CRTX SCREW SLF-TPNG W/PLUSDRIVE(TM) RECESS 8MM | CMF | EA
400.410E | 10887587042763 | 1.0MM TI CRTX SCREW SLF-TPNG W/PLUSDRIVE(TM) RECESS 10MM | CMF | EA
400.412E | 10887587042800 | 1.0MM TI CRTX SCREW SLF-TPNG W/PLUSDRIVE(TM) RECESS 12MM | CMF | EA
400.414E | 10887587042824 | 1.0MM TI CRTX SCREW SLF-TPNG W/PLUSDRIVE(TM) RECESS 14MM | CMF | EA
400.422 | 20887587042838 | 1.0MM TI CRTX SCREW SLF-DRLG W/PLUSDRIVE(TM) RECESS 2MM | CMF | P5
400.423 | 20887587042852 | 1.0MM TI CRTX SCREW SLF-DRLG W/PLUSDRIVE(TM) RECESS 3MM | CMF | P5
400.422E | 10887587042848 | 1.0MM TI CRTX SCREW SLF-DRLG W/PLUSDRIVE(TM) RECESS 2MM | CMF | EA
400.423E | 10887587042862 | 1.0MM TI CRTX SCREW SLF-DRLG W/PLUSDRIVE(TM) RECESS 3MM | CMF | EA
400.462 | 20887587043309 | 1.2MM TI EMERGENCY SCREW WITH PLUSDRIVE(TM) RECESS 2MM | CMF | P5
400.463 | 20887587043323 | 1.2MM TI EMERGENCY SCREW WITH PLUSDRIVE(TM) RECESS 3MM | CMF | P5
400.464 | 20887587043347 | 1.2MM TI EMERGENCY SCREW WITH PLUSDRIVE(TM) RECESS 4MM | CMF | P5
400.465 | 20887587043361 | 1.2MM TI EMERGENCY SCREW WITH PLUSDRIVE(TM) RECESS 5MM | CMF | P5
400.466 | 20887587043385 | 1.2MM TI EMERGENCY SCREW WITH PLUSDRIVE(TM) RECESS 6MM | CMF | P5
400.468 | 20887587043422 | 1.2MM TI EMERGENCY SCREW WITH PLUSDRIVE(TM) RECESS 8MM | CMF | P5
400.470 | 20887587043460 | 1.2MM TI EMERGENCY SCREW WITH PLUSDRIVE(TM) RECESS 10MM | CMF | P5
400.471 | 20887587043484 | 1.2MM TI EMERGENCY SCREW WITH PLUSDRIVE(TM) RECESS 11MM | CMF | P5
400.472 | 20887587043507 | 1.2MM TI EMERGENCY SCREW WITH PLUSDRIVE(TM) RECESS 12MM | CMF | P5
400.474 | 20887587043521 | 1.2MM TI EMERGENCY SCREW WITH PLUSDRIVE(TM) RECESS 14MM | CMF | P5
400.462E | 10887587043319 | 1.2MM TI EMERGENCY SCREW WITH PLUSDRIVE(TM) RECESS 2MM | CMF | EA
400.463E | 10887587043333 | 1.2MM TI EMERGENCY SCREW WITH PLUSDRIVE(TM) RECESS 3MM | CMF | EA
400.464E | 10887587043357 | 1.2MM TI EMERGENCY SCREW WITH PLUSDRIVE(TM) RECESS 4MM | CMF | EA
400.465E | 10887587043371 | 1.2MM TI EMERGENCY SCREW WITH PLUSDRIVE(TM) RECESS 5MM | CMF | EA
400.466E | 10887587043395 | 1.2MM TI EMERGENCY SCREW WITH PLUSDRIVE(TM) RECESS 6MM | CMF | EA
400.468E | 10887587043432 | 1.2MM TI EMERGENCY SCREW WITH PLUSDRIVE(TM) RECESS 8MM | CMF | EA
400.470E | 10887587043470 | 1.2MM TI EMERGENCY SCREW WITH PLUSDRIVE(TM) RECESS 10MM | CMF | EA
400.471E | 10887587043494 | 1.2MM TI EMERGENCY SCREW WITH PLUSDRIVE(TM) RECESS 11MM | CMF | EA
400.472E | 10887587043517 | 1.2MM TI EMERGENCY SCREW WITH PLUSDRIVE(TM) RECESS 12MM | CMF | EA
400.474E | 10887587043531 | 1.2MM TI EMERGENCY SCREW WITH PLUSDRIVE(TM) RECESS 14MM | CMF | EA
400.433 | 20887587042876 | 1.3MM TI CRTX SCREW SLF-TPNG W/PLUSDRIVE(TM) RECESS 3MM | CMF | P5
400.434 | 20887587042890 | 1.3MM TI CRTX SCREW SLF-TPNG W/PLUSDRIVE(TM) RECESS 4MM | CMF | P5
400.435 | 20887587042920 | 1.3MM TI CRTX SCREW SLF-TPNG W/PLUSDRIVE(TM) RECESS 5MM | CMF | P5
400.436 | 20887587042944 | 1.3MM TI CRTX SCREW SLF-TPNG W/PLUSDRIVE(TM) RECESS 6MM | CMF | P5
400.438 | 20887587042999 | 1.3MM TI CRTX SCREW SLF-TPNG W/PLUSDRIVE(TM) RECESS 8MM | CMF | P5
400.440 | 20887587043040 | 1.3MM TI CRTX SCREW SLF-TPNG W/PLUSDRIVE(TM) RECESS 10MM | CMF | P5
400.442 | 20887587043071 | 1.3MM TI CRTX SCREW SLF-TPNG W/PLUSDRIVE(TM) RECESS 12MM | CMF | P5
400.444 | 20887587043101 | 1.3MM TI CRTX SCREW SLF-TPNG W/PLUSDRIVE(TM) RECESS 14MM | CMF | P5
400.446 | 20887587043132 | 1.3MM TI CRTX SCREW SLF-TPNG W/PLUSDRIVE(TM) RECESS 16MM | CMF | P5
400.448 | 20887587043163 | 1.3MM TI CRTX SCREW SLF-TPNG W/PLUSDRIVE(TM) RECESS 18MM | CMF | P5
400.433E | 10887587042886 | 1.3MM TI CRTX SCREW SLF-TPNG W/PLUSDRIVE(TM) RECESS 3MM | CMF | EA
400.454 | 20887587043217 | 1.3MM TI CRTX SCREW SLF-DRLG W/PLUSDRIVE(TM) RECESS 4MM | CMF | P5
400.455 | 20887587043248 | 1.3MM TI CRTX SCREW SLF-DRLG W/PLUSDRIVE(TM) RECESS 5MM | CMF | P5
400.456 | 20887587043279 | 1.3MM TI CRTX SCREW SLF-DRLG W/PLUSDRIVE(TM) RECESS 6MM | CMF | P5
400.454E | 10887587043234 | 1.3MM TI CRTX SCREW SLF-DRLG W/PLUSDRIVE(TM) RECESS 4MM | CMF | EA
400.455E | 10887587043265 | 1.3MM TI CRTX SCREW SLF-DRLG W/PLUSDRIVE(TM) RECESS 5MM | CMF | EA
400.456E | 10887587043296 | 1.3MM TI CRTX SCREW SLF-DRLG W/PLUSDRIVE(TM) RECESS 6MM | CMF | EA
400.434E | 10887587042916 | 1.3MM TI CRTX SCREW SLF-TPNG W/PLUSDRIVE(TM) RECESS 4MM | CMF | EA
400.435E | 10887587042930 | 1.3MM TI CRTX SCREW SLF-TPNG W/PLUSDRIVE(TM) RECESS 5MM | CMF | EA
400.436E | 10887587042961 | 1.3MM TI CRTX SCREW SLF-TPNG W/PLUSDRIVE(TM) RECESS 6MM | CMF | EA
400.438E | 10887587043012 | 1.3MM TI CRTX SCREW SLF-TPNG W/PLUSDRIVE(TM) RECESS 8MM | CMF | EA
400.440E | 10887587043067 | 1.3MM TI CRTX SCREW SLF-TPNG W/PLUSDRIVE(TM) RECESS 10MM | CMF | EA
400.442E | 10887587043098 | 1.3MM TI CRTX SCREW SLF-TPNG W/PLUSDRIVE(TM) RECESS 12MM | CMF | EA
400.444E | 10887587043128 | 1.3MM TI CRTX SCREW SLF-TPNG W/PLUSDRIVE(TM) RECESS 14MM | CMF | EA
400.446E | 10887587043159 | 1.3MM TI CRTX SCREW SLF-TPNG W/PLUSDRIVE(TM) RECESS 16MM | CMF | EA
400.448E | 10887587043173 | 1.3MM TI CRTX SCREW SLF-TPNG W/PLUSDRIVE(TM) RECESS 18MM | CMF | EA
400.483 | 20887587043545 | 1.7MM TI EMERGENCY SCREW WITH PLUSDRIVE(TM) RECESS 3MM | CMF | P5
400.484 | 20887587043576 | 1.7MM TI EMERGENCY SCREW WITH PLUSDRIVE(TM) RECESS 4MM | CMF | P5
400.485 | 20887587043606 | 1.7MM TI EMERGENCY SCREW WITH PLUSDRIVE(TM) RECESS 5MM | CMF | P5
400.486 | 20887587043637 | 1.7MM TI EMERGENCY SCREW WITH PLUSDRIVE(TM) RECESS 6MM | CMF | P5
400.488 | 20887587043682 | 1.7MM TI EMERGENCY SCREW WITH PLUSDRIVE(TM) RECESS 8MM | CMF | P5
400.490 | 20887587043736 | 1.7MM TI EMERGENCY SCREW WITH PLUSDRIVE(TM) RECESS 10MM | CMF | P5
400.492 | 20887587043767 | 1.7MM TI EMERGENCY SCREW WITH PLUSDRIVE(TM) RECESS 12MM | CMF | P5
400.494 | 20887587043798 | 1.7MM TI EMERGENCY SCREW WITH PLUSDRIVE(TM) RECESS 14MM | CMF | P5
400.496 | 20887587043828 | 1.7MM TI EMERGENCY SCREW WITH PLUSDRIVE(TM) RECESS 16MM | CMF | P5
400.498 | 20887587043859 | 1.7MM TI EMERGENCY SCREW WITH PLUSDRIVE(TM) RECESS 18MM | CMF | P5
400.483E | 10887587043555 | 1.7MM TI EMERGENCY SCREW WITH PLUSDRIVE(TM) RECESS 3MM | CMF | EA
400.484E | 10887587043586 | 1.7MM TI EMERGENCY SCREW WITH PLUSDRIVE(TM) RECESS 4MM | CMF | EA
400.485E | 10887587043616 | 1.7MM TI EMERGENCY SCREW WITH PLUSDRIVE(TM) RECESS 5MM | CMF | EA
400.486E | 10887587043647 | 1.7MM TI EMERGENCY SCREW WITH PLUSDRIVE(TM) RECESS 6MM | CMF | EA
400.487E | 10887587043678 | 1.7MM TI EMERGENCY SCREW WITH PLUSDRIVE(TM) RECESS 7MM | CMF | EA
400.488E | 10887587043692 | 1.7MM TI EMERGENCY SCREW WITH PLUSDRIVE(TM) RECESS 8MM | CMF | EA
400.489E | 10887587043722 | 1.7MM TI EMERGENCY SCREW WITH PLUSDRIVE(TM) RECESS 9MM | CMF | EA
400.490E | 10887587043746 | 1.7MM TI EMERGENCY SCREW WITH PLUSDRIVE(TM) RECESS 10MM | CMF | EA
400.492E | 10887587043777 | 1.7MM TI EMERGENCY SCREW WITH PLUSDRIVE(TM) RECESS 12MM | CMF | EA
400.494E | 10887587043807 | 1.7MM TI EMERGENCY SCREW WITH PLUSDRIVE(TM) RECESS 14MM | CMF | EA
400.496E | 10887587043838 | 1.7MM TI EMERGENCY SCREW WITH PLUSDRIVE(TM) RECESS 16MM | CMF | EA
400.498E | 10887587043869 | 1.7MM TI EMERGENCY SCREW WITH PLUSDRIVE(TM) RECESS 18MM | CMF | EA
304.754 | 10887587032610 | GRAPHIC CASE FOR EXTERNAL MIDFACE DISTRACTOR SYSTEM | CMF | EA
306.710 | 10887587034133 | BASE FOR MANDIBLE EXTERNAL FIXATOR SET GRAPHIC CASE | CMF | EA
306.711 | 10887587034140 | LID FOR MANDIBLE EXTERNAL FIXATOR SET GRAPHIC CASE | CMF | EA
446.040 | 10887587051284 | 1.5MM TI PRE-BENT MAXILLARY PLATE/0MM ADVANCEMENT-RIGHT | CMF | EA
446.041 | 10887587051291 | 1.5MM TI PRE-BENT MAXILLARY PLATE/0MM ADVANCEMENT-LEFT | CMF | EA
304.692 | 10887587031392 | MODULE FOR LOW PROFILE CRANIOFACIAL | CMF | EA
305.817 | 10887587033228 | DRILL BIT LABEL SHEET FOR RESORBABLE INSTRUMENT TRAYS | CMF | EA
313.943 | 10887587037141 | 1.5MM/2.0MM CRUCIFORM SCRWDRVR BLADE/MEDIUM/SLF-RETAIN/HXC | CMF | EA
03.507.000 | 10887587014142 | T-HANDLE HXC-SMALL | CMF | EA
03.507.002S | 10887587014166 | 2.4MM THREADED REDUCTION TOOL SELF-DRILLING 78MM HEX-STERILE | CMF | EA
SD313.251 | 10887587002194 | 2.0MM PLUSDRIVE(TM) EXTRA LNG SCREWDRIVER W/HOLDING SLEEVE | CMF | EA
05.001.069.01S | 10887587025162 | IRRIGATION TUBING SET SINGLE PACK-STERILE | CMF | EA
690.660 | 10887587060453 | GRAPHIC CASE FOR MANDIBLE MODULAR FIXTN SYSTEM 4 H LONG | CMF | EA
304.763 | 10887587032696 | 2.4MM MANDIBLE TRAUMA PLATES INSERT TRAY | CMF | EA
304.764 | 10887587032702 | 2.4MM MICROVASCULAR PLATES INSERT TRAY | CMF | EA
SD346.792 | 10887587002637 | BENDING TEMPLATE FOR 1.5MM TI L-PLATES 2X2 15MM | CMF | EA
SD346.794 | 10887587002644 | BENDING TEMPLATE FOR 1.5MM TI L-PLATES 2X2 17MM | CMF | EA
690.633 | 10887587060255 | MANDIBLE PLATE BENDER/CUTTER INSERT TRAY | CMF | EA
805.603.10S | 20887587061631 | 1.5MM RAPID RESORBABLE CORTEX SCREW 3MM-STERILE | CMF | TP
805.603.20S | 20887587061648 | 1.5MM RAPID RESORBABLE CORTEX SCREW 3MM-STERILE | CMF | 4E
805.604.10S | 20887587061679 | 1.5MM RAPID RESORBABLE CORTEX SCREW 4MM-STERILE | CMF | TP
805.604.20S | 20887587061686 | 1.5MM RAPID RESORBABLE CORTEX SCREW 4MM-STERILE | CMF | 4E
805.605.10S | 20887587061716 | 1.5MM RAPID RESORBABLE CORTEX SCREW 5MM-STERILE | CMF | TP
805.606.10S | 20887587061747 | 1.5MM RAPID RESORBABLE CORTEX SCREW 6MM-STERILE | CMF | TP
806.004.10S | 20887587061839 | 2.0MM RAPID RESORBABLE CORTEX SCREW 4MM-STERILE | CMF | TP
806.006.10S | 20887587061860 | 2.0MM RAPID RESORBABLE CORTEX SCREW 6MM-STERILE | CMF | TP
03.503.036 | 10887587011622 | MATRIXMANDIBLE DEPTH GAUGE | CMF | EA
03.506.002 | 10887587014111 | CHEEK RETRACTOR RING FOR BASIC TROCAR SYSTEM | CMF | EA
03.506.003 | 10887587014128 | TISSUE RETRACTOR FORCEPS FOR BASIC TROCAR SYSTEM | CMF | EA
397.284 | 10887587041421 | 2.4MM DRILL BIT W/STRYKER J-LATCH F/BASIC TROCAR SYSTEM | CMF | EA
397.283 | 10887587041414 | 1.8MM DRILL BIT W/STRYKER J-LATCH F/BASIC TROCAR SYSTEM | CMF | EA
312.157 | 10887587036502 | 1.5MM DRILL BIT W/STRYKER J-LATCH F/BASIC TROCAR SYSTEM | CMF | EA
03.506.004 | 10887587014135 | 1.5/1.8/2.4MM DRILL GUIDE FOR BASIC TROCAR SYSTEM | CMF | EA
397.208 | 10887587041162 | CANNULA AND OBTURATOR FOR BASIC TROCAR SYSTEM | CMF | EA
312.173 | 10887587036533 | 1.8/2.4MM THREADED DRILL GUIDE FOR BASIC TROCAR SYSTEM | CMF | EA
312.158 | 10887587036519 | 1.5MM THREADED DRILL GUIDE FOR BASIC TROCAR SYSTEM | CMF | EA
312.172 | 10887587036526 | 1.5/1.8MM INSERT DRILL GUIDE FOR BASIC TROCAR SYSTEM | CMF | EA
690.643 | 10887587060354 | INSERT TRAY FOR BASIC TROCAR SYSTEM | CMF | EA
03.315.003 | 10887587010168 | ALIGNMENT ROD FOR CMF DISTRACTOR | CMF | EA
04.315.501 | 10887587016221 | 1.3MM MESH FOOT A-TYPE FOR CMF DISTRACTOR | CMF | EA
04.315.502 | 10887587016238 | 1.3MM MESH FOOT B-TYPE FOR CMF DISTRACTOR | CMF | EA
04.315.503 | 10887587016245 | 1.3MM MESH FOOT C-TYPE FOR CMF DISTRACTOR | CMF | EA
04.315.511 | 10887587016283 | 1.3MM CLOVERLEAF FOOT A-TYPE FOR CMF DISTRACTOR | CMF | EA
04.315.512 | 10887587016290 | 1.3MM CLOVERLEAF FOOT B-TYPE FOR CMF DISTRACTOR | CMF | EA
04.315.513 | 10887587016306 | 1.3MM CLOVERLEAF FOOT C-TYPE FOR CMF DISTRACTOR | CMF | EA
04.315.321 | 10887587015880 | 1.5MM ELV MESH FOOT B-TYPE 5.5MM OFFSET | CMF | EA
04.315.421 | 10887587016191 | 2.0MM ELV MESH FOOT B-TYPE 5.5MM OFFSET | CMF | EA
04.315.422 | 10887587016207 | 2.0MM ELV MESH FOOT B-TYPE 7.5MM OFFSET | CMF | EA
04.315.423 | 10887587016214 | 2.0MM ELV MESH FOOT C-TYPE FOR CMF DISTRACTOR | CMF | EA
04.315.127 | 10887587015675 | REMOVABLE EXTENSION ARM-FLEX 40MM FOR CMF DISTRACTOR | CMF | EA
04.315.108 | 10887587015644 | REMOVABLE EXTENSION ARM-RIGID 40MM FOR CMF DISTRACTOR | CMF | EA
03.305.027 | 10887587010038 | ADAPTOR FOR RATCHETING SCREWDRIVER HANDLE | CMF | EA
306.720 | 10887587034201 | BASE FOR MANDIBLE EXTERNAL FIXATOR II SET GRAPHIC CASE | CMF | EA
306.721 | 10887587034218 | LID FOR MANDIBLE EXTERNAL FIXATOR II SET GRAPHIC CASE | CMF | EA
03.305.021 | 10887587009988 | DRILL GUIDE FOR 2.0MM/2.5MM KIRSCHNER WIRES | CMF | EA
03.305.105 | 10887587010045 | ADJUSTABLE PARALLEL PIN CLAMP F/MANDIBLE EXTERNAL FIXATOR II | CMF | EA
04.305.128 | 10887587015194 | 2.5MM/4.0MM TI SCHANZ SCREW F/ RAMUS WITH 8MM THREAD LENGTH | CMF | EA
03.305.022 | 10887587009995 | 2.0MM/2.5MM OBTURATOR FOR MANDIBLE EXTERNAL FIXATOR II | CMF | EA
03.305.024 | 10887587010007 | SCHANZ SCREW RAPID DRIVER FOR MANDIBLE EXTERNAL FIXATOR II | CMF | EA
03.305.025 | 10887587010014 | 4.0MM OBTURATOR FOR MANDIBLE EXTERNAL FIXATOR II | CMF | EA
03.305.026 | 10887587010021 | DRILL GUIDE/CANNULA FOR MANDIBLE EXTERNAL FIXATOR II | CMF | EA
04.305.130 | 10887587015200 | 2.5MM/4.0MM TI SCHANZ SCREW F/ RAMUS WITH 10MM THREAD LENGTH | CMF | EA
04.305.134 | 10887587015217 | 2.5MM/4.0MM TI SCHANZ SCREW F/ BODY WITH 14MM THREAD LENGTH | CMF | EA
04.305.138 | 10887587015224 | 2.5MM/4.0MM TI SCHANZ SCREW F/ BODY WITH 18MM THREAD LENGTH | CMF | EA
04.305.140 | 10887587015231 | 2.5MM/4.0MM TI SCHANZ SCREW F/ SYMPHYSIS W/20MM THREAD LENGTH | CMF | EA
04.305.142 | 10887587015248 | 2.5MM/4.0MM TI SCHANZ SCREW F/ SYMPHYSIS W/22MM THREAD LENGTH | CMF | EA
306.570 | 10887587033624 | NEURO MINIATURE MODULE | CMF | EA
03.501.200 | 10887587010939 | 1.5MM/1.8MM THRDD DRILL GUIDE FOR TI STERNAL LOCKING PLATES | CMF | EA
03.501.020 | 10887587010588 | 1.5MM DRILL BIT STRYKER J-LATCH/20MM STOP/88MM | CMF | EA
03.501.022 | 10887587010595 | 1.5MM DRILL BIT STRYKER J-LATCH/22MM STOP/88MM | CMF | EA
03.501.210 | 10887587010946 | 1.8MM DRILL BIT STRYKER J-LATCH/10MM STOP/82MM | CMF | EA
03.501.212 | 10887587010953 | 1.8MM DRILL BIT STRYKER J-LATCH/12MM STOP/82MM | CMF | EA
03.501.214 | 10887587010960 | 1.8MM DRILL BIT STRYKER J-LATCH/14MM STOP/82MM | CMF | EA
03.501.216 | 10887587010977 | 1.8MM DRILL BIT STRYKER J-LATCH/16MM STOP/82MM | CMF | EA
03.501.218 | 10887587010984 | 1.8MM DRILL BIT STRYKER J-LATCH/18MM STOP/82MM | CMF | EA
03.501.220 | 10887587010991 | 1.8MM DRILL BIT STRYKER J-LATCH/20MM STOP/88MM | CMF | EA
03.501.222 | 10887587011004 | 1.8MM DRILL BIT STRYKER J-LATCH/22MM STOP/88MM | CMF | EA
304.756 | 10887587032634 | IMPLANT MODULE FOR EXTERNAL MIDFACE DISTRACTOR SYSTEM | CMF | EA
421.501 | 10887587050355 | TI LOW PROFILE NEURO CONTOURABLE STRUT PL 8 HOLES | CMF | EA
400.834.20 | 20887587045419 | TI LOW PROFILE NEURO SCREW SELF-DRILLING 4MM | CMF | 4E
400.835.20 | 20887587045440 | TI LOW PROFILE NEURO SCREW SELF-DRILLING 5MM | CMF | 4E
690.691 | 10887587060590 | GRAPHIC CASE FOR TITANIUM STERNAL FIXATION SYSTEM | CMF | EA
04.503.021 | 10887587017785 | TI MATRIXNEURO BURR HOLE COVER 12MM | CMF | EA
04.503.022 | 10887587017792 | TI MATRIXNEURO BURR HOLE COVER 15MM | CMF | EA
04.503.023 | 10887587017808 | TI MATRIXNEURO BURR HOLE COVER 17MM | CMF | EA
04.503.024 | 10887587017815 | TI MATRIXNEURO BURR HOLE COVER 24MM | CMF | EA
04.503.026 | 10887587017822 | TI MATRIXNEURO BURR HOLE COVER 12MM FOR SHUNT | CMF | EA
04.503.027 | 10887587017839 | TI MATRIXNEURO BURR HOLE COVER 15MM FOR SHUNT | CMF | EA
04.503.028 | 10887587017846 | TI MATRIXNEURO BURR HOLE COVER 17MM FOR SHUNT | CMF | EA
04.503.029 | 10887587017853 | TI MATRIXNEURO BURR HOLE COVER 24MM FOR SHUNT | CMF | EA
04.503.061 | 10887587017938 | TI MATRIXNEURO STRAIGHT PLATE 2 HOLES/9MM | CMF | EA
04.503.062 | 10887587017945 | TI MATRIXNEURO STRAIGHT PLATE 2 HOLES/12MM | CMF | EA
04.503.063 | 10887587017952 | TI MATRIXNEURO STRAIGHT PLATE 4 HOLES | CMF | EA
04.503.064 | 10887587017969 | TI MATRIXNEURO X-PLATE | CMF | EA
04.503.065 | 10887587017976 | TI MATRIXNEURO BOX PLATE 14MM X 14MM | CMF | EA
04.503.066 | 10887587017983 | TI MATRIXNEURO BOX PLATE 16MM X 16MM | CMF | EA
04.503.073 | 10887587018058 | TI MATRIXNEURO BOX PLATE 10MM X 16MM | CMF | EA
04.503.067 | 10887587017990 | TI MATRIXNEURO Y-PLATE 5 HOLES | CMF | EA
04.503.068 | 10887587018003 | TI MATRIXNEURO DOUBLE Y-PLATE 6 HOLES/18MM | CMF | EA
04.503.069 | 10887587018010 | TI MATRIXNEURO DOUBLE Y-PLATE 6 HOLES/21MM | CMF | EA
04.503.070 | 10887587018027 | TI MATRIXNEURO ADAPTION PLATE 5 HOLES | CMF | EA
04.503.071 | 10887587018034 | TI MATRIXNEURO ADAPTION PLATE 7 HOLES | CMF | EA
04.503.072 | 10887587018041 | TI MATRIXNEURO ADAPTION PLATE 20 HOLES | CMF | EA
04.503.074 | 10887587018065 | TI MATRIXNEURO STRUT PLATE 2 X 3 HOLES | CMF | EA
04.503.075 | 10887587018072 | TI MATRIXNEURO STRUT PLATE 2 X 4 HOLES | CMF | EA
04.503.081 | 10887587018102 | TI MATRIXNEURO CONTOUR MESH 38MM X 45MM/0.4MM MALLEABLE | CMF | EA
04.503.083 | 10887587018126 | TI MATRIXNEURO CONTOUR MESH 100MM X 100MM/0.4MM MALLEABLE | CMF | EA
04.503.086 | 10887587018164 | TI MATRIXNEURO CONTOUR MESH SMALL ARC/0.4MM MALLEABLE | CMF | EA
04.503.087 | 10887587018171 | TI MATRIXNEURO CONTOUR MESH LARGE ARC/0.4MM MALLEABLE | CMF | EA
04.503.090 | 10887587018201 | TI MATRIXNEURO CONTOUR MESH 30MM DIA/0.4MM MALLEABLE | CMF | EA
04.503.091 | 10887587018218 | TI MATRIXNEURO CONTOUR MESH 70MM DIA/0.4MM MALLEABLE | CMF | EA
04.503.092 | 10887587018225 | TI MATRIXNEURO CONTOUR MESH 100MM DIA/0.4MM MALLEABLE | CMF | EA
04.503.082 | 10887587018119 | TI MATRIXNEURO CONTOUR MESH 38MM X 45MM/0.4MM RIGID | CMF | EA
04.503.084 | 10887587018133 | TI MATRIXNEURO CONTOUR MESH 100MM X 100MM/0.4MM RIGID | CMF | EA
04.503.088 | 10887587018188 | TI MATRIXNEURO CONTOUR MESH SMALL ARC/0.4MM RIGID | CMF | EA
04.503.089 | 10887587018195 | TI MATRIXNEURO CONTOUR MESH LARGE ARC/0.4MM RIGID | CMF | EA
04.503.093 | 10887587018232 | TI MATRIXNEURO CONTOUR MESH 30MM DIA/0.4MM RIGID | CMF | EA
04.503.094 | 10887587018249 | TI MATRIXNEURO CONTOUR MESH 70MM DIA/0.4MM RIGID | CMF | EA
04.503.095 | 10887587018256 | TI MATRIXNEURO CONTOUR MESH 100MM DIA/0.4MM RIGID | CMF | EA
04.503.096 | 10887587018263 | TI MATRIXNEURO CONTOUR MESH MASTOID/SMALL/MALLEABLE | CMF | EA
04.503.097 | 10887587018270 | TI MATRIXNEURO CONTOUR MESH MASTOID/MEDIUM/MALLEABLE | CMF | EA
04.503.098 | 10887587018287 | TI MATRIXNEURO CONTOUR MESH MASTOID/LARGE/MALLEABLE | CMF | EA
685.000 | 10887587059761 | MODULE FOR ALVEOLAR RIDGE DISTRACTOR | CMF | EA
305.840 | 10887587033266 | GRAPHIC CASE FOR BATTERY POWERED DRIVER | CMF | EA
03.315.004 | 10887587010175 | EXTENSION ARM REMOVAL INSTRUMENT | CMF | EA
17M | 10887587028484 | SILICONE BRACKET KIT FOR THREADED REDUCTION TOOL | CMF | EA
03.503.040 | 10887587011660 | MATRIXMANDIBLE PLATE BENDING PLIERS-RIGHT | CMF | EA
03.503.041 | 10887587011677 | MATRIXMANDIBLE PLATE BENDING PLIERS-LEFT | CMF | EA
04.503.506.01 | 10887587021409 | 2.0MM TI MATRIXMANDIBLE SCREW SELF-DRILLING/6MM | CMF | EA
04.503.506.05 | 20887587021413 | 2.0MM TI MATRIXMANDIBLE SCREW SELF-DRILLING/6MM | CMF | P5
04.449.010 | 10887587016399 | TI FIXATION PLATE F/CONDYLAR HEAD/0MM | CMF | EA
04.449.020 | 10887587016405 | TI FIXATION PLATE F/CONDYLAR HEAD/2MM | CMF | EA
04.449.030 | 10887587016412 | TI FIXATION PLATE F/CONDYLAR HEAD/4MM | CMF | EA
04.449.040 | 10887587016429 | TI FIXATION PLATE F/CONDYLAR HEAD/6MM | CMF | EA
04.497.000 | 10887587016436 | TI SCREW FOR CONDYLAR HEAD | CMF | EA
04.449.000 | 10887587016382 | TITANIUM CONDYLAR HEAD | CMF | EA
03.503.062 | 10887587011813 | MATRIXMANDIBLE PLATE INTRODUCING FORCEPS | CMF | EA
03.503.056 | 10887587011776 | MATRIXMANDIBLE COMBINATION BENDER | CMF | EA
04.503.056 | 10887587017914 | TI MATRIXNEURO STRUT MESH MALLEABLE | CMF | EA
04.503.057 | 10887587017921 | TI MATRIXNEURO TEMPORAL MESH MEDIUM/MALLEABLE | CMF | EA
03.507.005 | 10887587014197 | 2.4MM DRILL GUIDE | CMF | EA
03.500.001 | 10887587010274 | SCREW ANCHOR CRUCFRM SCRWDRVR BLADE W/SPRING HLDG SLV-SHORT | CMF | EA
329.148.05 | 20887587039227 | REPLACEMENT PL-HOLDING INSERT F/MANDIBLE PL BENDER/CUTTERS | CMF | P5
03.505.006 | 10887587013329 | DRIVESHAFT FOR SCREWDRIVER 90Â° | CMF | EA
03.505.007 | 10887587013336 | GEAR COVER FOR SCREWDRIVER 90Â° | CMF | EA
03.505.008 | 10887587013343 | GEAR FOR SCREWDRIVER 90Â° | CMF | EA
04.503.405.20 | 20887587020478 | 2.0MM TI MATRIXMANDIBLE SCREW SELF-TAPPING 5MM | CMF | 4E
04.503.406.20 | 20887587020522 | 2.0MM TI MATRIXMANDIBLE SCREW SELF-TAPPING 6MM | CMF | 4E
04.503.408.20 | 20887587020577 | 2.0MM TI MATRIXMANDIBLE SCREW SELF-TAPPING 8MM | CMF | 4E
04.503.410.20 | 20887587020621 | 2.0MM TI MATRIXMANDIBLE SCREW SELF-TAPPING 10MM | CMF | 4E
04.503.412.20 | 20887587020676 | 2.0MM TI MATRIXMANDIBLE SCREW SELF-TAPPING 12MM | CMF | 4E
04.503.414.20 | 20887587020720 | 2.0MM TI MATRIXMANDIBLE SCREW SELF-TAPPING 14MM | CMF | 4E
04.503.416.20 | 20887587020751 | 2.0MM TI MATRIXMANDIBLE SCREW SELF-TAPPING 16MM | CMF | 4E
04.503.418.20 | 20887587020782 | 2.0MM TI MATRIXMANDIBLE SCREW SELF-TAPPING 18MM | CMF | 4E
04.503.436.20 | 20887587020843 | 2.4MM TI MATRIXMANDIBLE SCREW SELF-TAPPING 6MM | CMF | 4E
04.503.438.20 | 20887587020874 | 2.4MM TI MATRIXMANDIBLE SCREW SELF-TAPPING 8MM | CMF | 4E
04.503.440.20 | 20887587020904 | 2.4MM TI MATRIXMANDIBLE SCREW SELF-TAPPING 10MM | CMF | 4E
04.503.442.20 | 20887587020935 | 2.4MM TI MATRIXMANDIBLE SCREW SELF-TAPPING 12MM | CMF | 4E
04.503.444.20 | 20887587020966 | 2.4MM TI MATRIXMANDIBLE SCREW SELF-TAPPING 14MM | CMF | 4E
04.503.446.20 | 20887587020997 | 2.4MM TI MATRIXMANDIBLE SCREW SELF-TAPPING 16MM | CMF | 4E
04.503.448.20 | 20887587021024 | 2.4MM TI MATRIXMANDIBLE SCREW SELF-TAPPING 18MM | CMF | 4E
04.503.605.20 | 20887587021819 | 2.0MM TI MATRIXMANDIBLE LOCKING SCREW SLF-TPNG 5MM | CMF | 4E
04.503.606.20 | 20887587021864 | 2.0MM TI MATRIXMANDIBLE LOCKING SCREW SLF-TPNG 6MM | CMF | 4E
04.503.608.20 | 20887587021918 | 2.0MM TI MATRIXMANDIBLE LOCKING SCREW SLF-TPNG 8MM | CMF | 4E
04.503.610.20 | 20887587021963 | 2.0MM TI MATRIXMANDIBLE LOCKING SCREW SLF-TPNG 10MM | CMF | 4E
04.503.612.20 | 20887587022014 | 2.0MM TI MATRIXMANDIBLE LOCKING SCREW SLF-TPNG 12MM | CMF | 4E
04.503.614.20 | 20887587022069 | 2.0MM TI MATRIXMANDIBLE LOCKING SCREW SLF-TPNG 14MM | CMF | 4E
04.503.616.20 | 20887587022090 | 2.0MM TI MATRIXMANDIBLE LOCKING SCREW SLF-TPNG 16MM | CMF | 4E
04.503.618.20 | 20887587022120 | 2.0MM TI MATRIXMANDIBLE LOCKING SCREW SLF-TPNG 18MM | CMF | 4E
04.503.638.20 | 20887587022151 | 2.4MM TI MATRIXMANDIBLE LOCKING SCREW SLF-TPNG 8MM | CMF | 4E
04.503.640.20 | 20887587022205 | 2.4MM TI MATRIXMANDIBLE LOCKING SCREW SLF-TPNG 10MM | CMF | 4E
04.503.642.20 | 20887587022243 | 2.4MM TI MATRIXMANDIBLE LOCKING SCREW SLF-TPNG 12MM | CMF | 4E
04.503.644.20 | 20887587022274 | 2.4MM TI MATRIXMANDIBLE LOCKING SCREW SLF-TPNG 14MM | CMF | 4E
04.503.646.20 | 20887587022304 | 2.4MM TI MATRIXMANDIBLE LOCKING SCREW SLF-TPNG 16MM | CMF | 4E
04.503.648.20 | 20887587022335 | 2.4MM TI MATRIXMANDIBLE LOCKING SCREW SLF-TPNG 18MM | CMF | 4E
04.503.468.20 | 20887587021147 | 2.7MM TI MATRIXMANDIBLE EMERGENCY SCREW SLF-TPNG 8MM | CMF | 4E
04.503.470.20 | 20887587021185 | 2.7MM TI MATRIXMANDIBLE EMERGENCY SCREW SLF-TPNG 10MM | CMF | 4E
04.503.472.20 | 20887587021222 | 2.7MM TI MATRIXMANDIBLE EMERGENCY SCREW SLF-TPNG 12MM | CMF | 4E
04.503.474.20 | 20887587021260 | 2.7MM TI MATRIXMANDIBLE EMERGENCY SCREW SLF-TPNG 14MM | CMF | 4E
04.503.476.20 | 20887587021307 | 2.7MM TI MATRIXMANDIBLE EMERGENCY SCREW SLF-TPNG 16MM | CMF | 4E
04.503.478.20 | 20887587021345 | 2.7MM TI MATRIXMANDIBLE EMERGENCY SCREW SLF-TPNG 18MM | CMF | 4E
304.089 | 10887587030067 | AB DISTRACTOR BODY MODULE FOR CMF DISTRACTOR | CMF | EA
60.449.002 | 10887587057439 | INSERT FOR CONDYLAR HEAD ADD-ON SYSTEM MODULE | CMF | EA
03.503.081 | 10887587011943 | MATRIXMANDIBLE SCREWDRIVER BLD SELF-RETAINING/90 DEGREE | CMF | EA
NA0082 | 10887587000855 | CASE FOR EPD CUTTING TOOLS | CMF | EA
306.603 | 10887587033686 | GRAPHIC CASE LID FOR MATRIXMIDFACE SYSTEM | CMF | EA
03.503.205 | 10887587012537 | MATRIXMIDFACE SCREWDRIVER BLD W/SPRG HLDG SLV SHRT/79MM HXC | CMF | EA
03.503.206 | 10887587012544 | MATRIXMIDFACE SCREWDRIVER BLD W/SPRG HLDG SLV LONG/95MM HXC | CMF | EA
851.681.01S | 10887587064147 | 1.5MM RAPID RESORB SELLAR FLR PL 7MMX25MM/0.8MM THK-STERILE | CMF | EA
851.680.01S | 10887587064130 | 1.5MM RAPID RESORB SELLAR FLR PL 7MMX25MM/0.5MM THK-STERILE | CMF | EA
60.505.003 | 10887587057910 | INSTRUMENT TRAY FOR 90Â° SCREWDRIVER | CMF | EA
60.505.004 | 10887587057927 | MINI MODULE F/1.5MM INSTRUMENT TRAY FOR 90Â° SCREWDRIVER | CMF | EA
60.505.005 | 10887587057934 | MINI MODULE F/2.0MM INSTRUMENT TRAY FOR 90Â° SCREWDRIVER | CMF | EA
60.505.006 | 10887587057941 | MINI MODULE F/2.4MM INSTRUMENT TRAY FOR 90Â° SCREWDRIVER | CMF | EA
306.534 | 10887587033556 | CRANIAL CLAMP INSERT TRAY FOR APPLICATION INSTRUMENT | CMF | EA
314.436 | 10887587037424 | 1.5MM CRUCIFORM BLD SLF-RETAIN CENTER PIN F/RESORB SCREWS/HEX | CMF | EA
SD311.244 | 10887587001968 | 2.4MM MATRIXMANDIBLE TAP CALIBRATED/HEX/122MM | CMF | EA
SD311.245 | 10887587001975 | 2.9MM MATRIXMANDIBLE TAP CALIBRATED/HEX/122MM | CMF | EA
SD311.243 | 10887587001951 | 2.0MM MATRIXMANDIBLE TAP CALIBRATED/HEX/122MM | CMF | EA
03.315.007 | 10887587010205 | PEDIATRIC DRILL GUIDE FOR 1.0MM/1.3MM SCREWS | CMF | EA
03.315.008 | 10887587010212 | OBTURATOR FOR PEDIATRIC DRILL GUIDE 1.0MM/1.3MM | CMF | EA
03.315.009 | 10887587010229 | CHEEK RETRACTOR FOR PEDIATRIC DRILL GUIDE 1.0MM/1.3MM | CMF | EA
306.641 | 10887587033945 | LABEL SHEET FOR PREFORMED ORBITAL PLATES-MATRIXMIDFACE | CMF | EA
306.640 | 10887587033938 | PLATE INSERT FOR MATRIXMIDFACE GENERIC MODULE | CMF | EA
08.510.640S | 10887587026244 | SYNPOR SMOOTH ORBITAL FLOOR PLATE 24MM/0.8MM THK-STERILE | CMF | EA
08.510.641S | 10887587026251 | SYNPOR SMOOTH ORBITAL FLOOR PLATE 30MM/0.8MM THK-STERILE | CMF | EA
08.510.642S | 10887587026275 | SYNPOR SMOOTH ORBITAL FLOOR PLATE 35MM/0.8MM THK-STERILE | CMF | EA
08.510.646S | 10887587026329 | SYNPOR SMOOTH FAN PLATE 35MM/0.8MM THICK-STERILE | CMF | EA
08.510.642D | 10887587026268 | SYNPOR SMOOTH ORBITAL FLOOR PLATE 35MM/0.8MM THICK-DEMO | CMF | EA
60.500.015 | 10887587057491 | LABEL SHEET MATRIXNEURO STRENGTH GRADIENT | CMF | EA
449.017 | 10887587053950 | 2.0MM TI STRUT PLATE 25MM X 15MM/6 HOLES | CMF | EA
690.604 | 10887587060057 | TI CONDYLAR RECONSTRUCTION PLATE GRAPHIC CASE | CMF | EA
201.928 | 20887587028634 | 2.0MM IMF SCREW SELF-DRILLING 8MM | CMF | P5
201.932 | 20887587028658 | 2.0MM IMF SCREW SELF-DRILLING 12MM | CMF | P5
201.928E | 10887587028644 | 2.0MM IMF SCREW SELF-DRILLING 8MM | CMF | EA
201.932E | 10887587028668 | 2.0MM IMF SCREW SELF-DRILLING 12MM | CMF | EA
398.907 | 10887587041735 | WIRE-CUTTING SCISSORS UNIVERSAL | CMF | EA
398.906 | 10887587041728 | WIRE TWISTER | CMF | EA
304.708 | 10887587032115 | IMF SCREW MODULE | CMF | EA
291.230.98 | 20887587029525 | 0.5MM PRECUT CERCLAGE WIRE 175MM | CMF | TP
291.240.98 | 20887587029549 | 0.6MM PRECUT CERCLAGE WIRE 175MM | CMF | TP
449.250 | 10887587054216 | 2.4MM TI LC-DCPÂ® PLATE CRESCENT 5 HOLES/38MM | CMF | EA
310.136 | 10887587034850 | 1.3MM DRILL BIT/STRYKER J-LATCH/WITH 4MM STOP/45MM | CMF | EA
310.137 | 10887587034867 | 1.3MM DRILL BIT/STRYKER J-LATCH/WITH 6MM STOP/45MM | CMF | EA
310.138 | 10887587034874 | 1.3MM DRILL BIT/HXC WITH 4MM STOP/52MM | CMF | EA
310.139 | 10887587034881 | 1.3MM DRILL BIT/HXC WITH 6MM STOP/52MM | CMF | EA
690.605 | 10887587060064 | STERNAL FIXATION SYSTEM GRAPHIC CASE | CMF | EA
304.719 | 10887587032269 | STERNAL FIXATION SYSTEM MODULE | CMF | EA
460.022 | 10887587054940 | TI EMERGENCY RELEASE PIN | CMF | EA
460.035 | 10887587055091 | TI STERNAL LOCKING STAR PLATE 6 HOLES | CMF | EA
460.036 | 10887587055121 | TI STERNAL LOCKING STAR PLATE- 12 HOLES | CMF | EA
460.027 | 10887587055015 | SMALL TI STERNAL LOCKING H-PLATE/8 HOLES | CMF | EA
460.028 | 10887587055046 | LARGE TI STERNAL LOCKING H-PLATE/8 HOLES | CMF | EA
314.482 | 10887587037462 | 1.0MM CRUCIFORM SCRWDRVR BLADE W/SPRING HOLDING SLV-HXC | CMF | EA
314.491 | 10887587037486 | 1.3MM CRUCIFORM SCRWDRVR BLADE W/SPRING HOLDING SLV-HXC | CMF | EA
314.651 | 10887587037547 | 1.5MM CRUCIFORM SCRWDRVR BLADE W/SPRING HOLDING SLV-SHORT-HXC | CMF | EA
314.675 | 10887587037639 | 2.0MM CRUCIFORM SCRWDRVR BLADE W/SPRING HOLDING SLV-SHORT-HXC | CMF | EA
314.682 | 10887587037684 | 1.5MM CRUCIFORM SCRWDRVR BLADE W/SPRING HOLDING SLV-LONG-HXC | CMF | EA
314.684 | 10887587037707 | 2.0MM CRUCIFORM SCRWDRVR BLADE W/SPRING HOLDING SLV-LONG-HXC | CMF | EA
314.425 | 10887587037387 | 1.5MM CRUCFRM SCRWDRVR BLD W/ SPRING HLDG SLV F/RESORB HXC | CMF | EA
314.677 | 10887587037653 | 2.0MM CRUCFRM SCRWDRVR BLD W/ SPRING HLDG SLV F/RESORB HXC | CMF | EA
421.525 | 10887587050577 | TI LOW PROFILE NEURO BURR HOLE COVER 12MM DIA | CMF | EA
421.526 | 10887587050584 | TI LOW PROFILE NEURO BURR HOLE COVER 15MM DIA | CMF | EA
421.527 | 10887587050591 | TI LOW PROFILE NEURO BURR HOLE COVER 17MM DIA | CMF | EA
421.528 | 10887587050607 | TI LOW PROFILE NEURO BURR HOLE COVER 24MM DIA | CMF | EA
311.005 | 10887587035574 | SCREWDRIVER HANDLE WITH HEX COUPLING-SMALL | CMF | EA
311.006 | 10887587035598 | SCREWDRIVER HANDLE WITH HEX COUPLING-MEDIUM | CMF | EA
311.007 | 10887587035604 | SCREWDRIVER HANDLE WITH HEX COUPLING-LARGE | CMF | EA
304.634 | 10887587030692 | LOW PROFILE NEURO COMPACT MODULE | CMF | EA
313.933 | 10887587037066 | LOW PROFILE NEURO SCRWDRVR BLD SLF-RETAIN/CRUCIFORM/SHORT/MQC | CMF | EA
313.931 | 10887587037042 | LOW PROFILE NEURO SCRWDRVR BLD SLF-RETAIN/CRUCIFORM/SHORT/HXC | CMF | EA
313.932 | 10887587037059 | LOW PROFILE NEURO SCRWDRVR BLD SLF-RETAIN/CRUCIFORM/MED/HXC | CMF | EA
421.531 | 10887587050614 | TI LOW PROF NEURO CONTOUR MESH 38MMX45MM/0.4MM MALLEABLE | CMF | EA
421.533 | 10887587050652 | TI LOW PROF NEURO CONTOUR MESH 100MMX100MM/0.4MM MALLEABLE | CMF | EA
421.536 | 10887587050713 | TI LOW PROF NEURO CONTOUR MESH SMALL ARC/0.4MM MALLEABLE | CMF | EA
421.537 | 10887587050737 | TI LOW PROF NEURO CONTOUR MESH LARGE ARC/0.4MM MALLEABLE | CMF | EA
421.540 | 10887587050799 | TI LOW PROF NEURO CONTOUR MESH 30MM DIAMETER/0.4MM MALLEABLE | CMF | EA
421.541 | 10887587050812 | TI LOW PROF NEURO CONTOUR MESH 70MM DIAMETER/0.4MM MALLEABLE | CMF | EA
421.542 | 10887587050836 | TI LOW PROF NEURO CONTOUR MESH 100MM DIAMETER/0.4MM MALLEABLE | CMF | EA
421.532 | 10887587050638 | TI LOW PROF NEURO CONTOUR MESH 38MM X 45MM/0.6MM RIGID | CMF | EA
421.534 | 10887587050676 | TI LOW PROF NEURO CONTOUR MESH 100MM X 100MM/0.6MM RIGID | CMF | EA
421.535 | 10887587050690 | TI LOW PROF NEURO CONTOUR MESH 200MM X 200MM/0.6MM RIGID | CMF | EA
421.538 | 10887587050751 | TI LOW PROF NEURO CONTOUR MESH SMALL ARC/0.6MM RIGID | CMF | EA
421.539 | 10887587050775 | TI LOW PROF NEURO CONTOUR MESH LARGE ARC/0.6MM RIGID | CMF | EA
421.543 | 10887587050850 | TI LOW PROF NEURO CONTOUR MESH 30MM DIAMETER/0.6MM RIGID | CMF | EA
421.544 | 10887587050874 | TI LOW PROF NEURO CONTOUR MESH 70MM DIAMETER/0.6MM RIGID | CMF | EA
421.545 | 10887587050898 | TI LOW PROF NEURO CONTOUR MESH 100MM DIAMETER/0.6MM RIGID | CMF | EA
329.143 | 10887587039190 | 2.0MM MLP BENDER/CUTTER | CMF | EA
304.103W | 10887587030166 | SCREW LENGTH MARKER FOR 3MM SELF-DRILLING SCREWS | CMF | EA
314.667 | 10887587037578 | 1.5MM CRUCIFORM SCRWDRVR BLADE W/SPRING HOLDING SLEEVE-SHORT | CMF | EA
329.521 | 10887587039510 | BENDING TEMPLATE FOR 2.0MM MLP 6 X 21 HOLES-RIGHT | CMF | EA
329.522 | 10887587039527 | BENDING TEMPLATE FOR 2.0MM MLP 4 X 4 HOLES-ANGLED | CMF | EA
329.523 | 10887587039534 | BENDING TEMPLATE FOR 2.0MM MLP 3 X 3 HOLES-CRESCENT | CMF | EA
329.524 | 10887587039541 | BENDING TEMPLATE FOR 2.0MM MLP 20 HOLES-LARGE | CMF | EA
329.525 | 10887587039558 | BENDING TEMPLATE FOR 2.0MM MLP 6 HOLES-INTERMEDIATE | CMF | EA
329.526 | 10887587039565 | BENDING TEMPLATE FOR 2.0MM MLP 3 X 3 HOLES-LARGE | CMF | EA
329.527 | 10887587039572 | BENDING TEMPLATE FOR 2.0MM MLP 12 HOLES-INTERMEDIATE | CMF | EA
329.528 | 10887587039589 | BENDING TEMPLATE FOR 2.0MM MLP 20 HOLES-ADAPTION | CMF | EA
329.529 | 10887587039596 | BENDING TEMPLATE FOR 2.0MM MLP 6 HOLES-NARROW | CMF | EA
329.530 | 10887587039602 | BENDING TEMPLATE FOR 2.0MM MLP 6 X 21 HOLES-LEFT | CMF | EA
304.674 | 10887587031248 | LOW PROFILE NEURO STANDARD MODULE | CMF | EA
311.023 | 10887587035673 | RATCHETING SCREWDRIVER HANDLE | CMF | EA
BBM2 | 10887587000190 | BONE VOID MODEL-SMALL DEFECT | CMF | EA
311.100.01S | 10887587036144 | TAP F/1.5MM RESORBABLE SCREWS SLF-DRLG/ADJ LNGTH/MQC-STERILE | CMF | EA
311.101.01S | 10887587036151 | TAP F/2.0MM RESORBABLE SCREWS SLF-DRLG/ADJ LNGTH/MQC-STERILE | CMF | EA
311.102.01S | 10887587036168 | TAP F/2.5MM RESORB EMERG SCREW SLF-DRLG/ADJ LNGTH/MQC-STERILE | CMF | EA
311.111.01S | 10887587036182 | TAP F/2.0MM RESORBABLE SCREWS SLF-DRLG/ADJ LNGTH/HXC-STERILE | CMF | EA
311.112.01S | 10887587036199 | TAP F/2.5MM RESORB EMERG SCREW SLF-DRLG/ADJ LNGTH/HXC-STERILE | CMF | EA
311.110.01S | 10887587036175 | TAP F/1.5MM RESORBABLE SCREWS SLF-DRLG/ADJ LNGTH/HXC-STERILE | CMF | EA
304.771 | 10887587032764 | UNIVERSAL INSTRUMENT TRAY EXTRA LARGE/DEEP | CMF | EA
304.762 | 10887587032689 | NEURO INSERT TRAY FOR INSTRUMENTS | CMF | EA
304.773 | 10887587032788 | NEURO INSERT TRAY FOR CRANIAL CLAMPS | CMF | EA
304.760 | 10887587032665 | UNIVERSAL INSTRUMENT TRAY LARGE/DEEP | CMF | EA
460.008.01S | 10887587054810 | TI CRANIAL FLAP TUBE CLAMP TEXTURED 13MM DIA-STERILE | CMF | EA
460.009.01S | 10887587054834 | TI CRANIAL FLAP TUBE CLAMP TEXTURED 18MM DIA-STERILE | CMF | EA
460.010.01S | 10887587054858 | TI CRANIAL FLAP TUBE CLAMP TEXTURED 22MM DIA-STERILE | CMF | EA
460.008 | 10887587054803 | TI CRANIAL FLAP TUBE CLAMP TEXTURED 13MM DIA | CMF | EA
460.009 | 10887587054827 | TI CRANIAL FLAP TUBE CLAMP TEXTURED 18MM DIA | CMF | EA
460.010 | 10887587054841 | TI CRANIAL FLAP TUBE CLAMP TEXTURED 22MM DIA | CMF | EA
852.421.01S | 10887587064352 | 2.0MM RAPID RESORBABLE STRUT PLATE 2 HOLESX18 HOLES-STERILE | CMF | EA
306.791 | 10887587034720 | SCREW PART NUMBER INSERT FOR 401.291-401.299 | CMF | EA
306.792 | 10887587034737 | SCREW PART NUMBER INSERT FOR 401.041-401.052 | CMF | EA
306.794 | 10887587034751 | SCREW PART NUMBER INSERT FOR 401.061-401.065 | CMF | EA
306.795 | 10887587034768 | SCREW PART NUMBER INSERT FOR 401.791-401.799 | CMF | EA
314.001 | 10887587037202 | ACTIVATION INSTRUMENT FOR ALVEOLAR DISTRACTOR | CMF | EA
314.003 | 10887587037219 | ACTIVATION INSTRUMENT WITH JOINT FOR ALVEOLAR DISTRACTOR | CMF | EA
314.004 | 10887587037226 | ANGULAR ADJUSTMENT INSTRUMENT FOR ALVEOLAR DISTRACTOR | CMF | EA
488.074 | 10887587056104 | TI ALVEOLAR DISTRACTOR WITH STRAIGHT PLATE 8MM | CMF | EA
488.075 | 10887587056111 | TI ALVEOLAR DISTRACTOR WITH STRAIGHT PLATE 12MM | CMF | EA
488.076 | 10887587056128 | TI ALVEOLAR DISTRACTOR WITH STRAIGHT PLATE 16MM | CMF | EA
387.425 | 10887587040790 | THUMB SCREW FOR WIRE GUIDE/ TISSUE PROTECTOR | CMF | EA
387.426 | 10887587040806 | OBTURATOR FOR WIRE GUIDE/ TISSUE PROTECTOR | CMF | EA
387.427 | 10887587040813 | CHEEK RETRACTOR RING FOR WIRE GUIDE/TISSUE PROTECTOR | CMF | EA
487.940 | 10887587055633 | TI MULTI-VECTOR DSTR PIN HLDG CLAMP/UNIVERSAL | CMF | EA
487.941 | 10887587055640 | TI MULTI-VECTOR DSTR PIN HLDG CLAMP/BODY-LIMITED BONE STOCK | CMF | EA
487.942 | 10887587055657 | TI MULTI-VECTOR DSTR PIN HLDG CLAMP/RAMUS-LIMITED BONE STOCK | CMF | EA
487.976 | 10887587055909 | TI MULTI-VECTOR DISTRACTOR ARM 65MM | CMF | EA
487.977 | 10887587055916 | TI MULTI-VECTOR DISTRACTOR ARM 75MM | CMF | EA
487.978 | 10887587055923 | TI MULTI-VECTOR DISTRACTOR ARM 85MM | CMF | EA
397.209 | 10887587041179 | 2.4MM SINGLE POINT CANNULA AND OBTURATOR | CMF | EA
398.415 | 10887587041667 | DOUBLE-ENDED ELEVATOR/STRAIGHT | CMF | EA
398.905 | 10887587041711 | AUTO WIRE TWISTER | CMF | EA
398.908 | 10887587041742 | WIRE MANIPULATOR | CMF | EA
304.761 | 10887587032672 | NEURO INSTRUMENT TRAY LID LARGE | CMF | EA
304.772 | 10887587032771 | NEURO INSTRUMENT TRAY LID EXTRA LARGE | CMF | EA
690.607 | 10887587060088 | NEURO MODULAR FIXATION SYSTEM GRAPHIC CASE-2 MODULE | CMF | EA
421.512 | 10887587050478 | TI LOW PROFILE NEURO BOX PLATE 16MM X 16MM/4 HOLES | CMF | EA
421.546 | 10887587050911 | TI LOW PROF NEURO CONTOUR MESH MASTOID LARGE/0.4MM MALLEABLE | CMF | EA
851.008.01S | 10887587063607 | 1.5MM RAPID RESORBABLE ADAPTION PLATE 8 HOLES-STERILE | CMF | EA
805.608.02S | 20887587061754 | 1.5MM RAPID RESORBABLE CORTEX SCREW 8MM-STERILE | CMF | OP
N54 | 10887587000985 | SPRING FOR SPRING HOLDING SLEEVE | CMF | EA
304.634.40 | 10887587030708 | LABEL SHEET FOR LOW PROFILE NEURO MODULE | CMF | EA
317.836 | 10887587038902 | 1.5MM DRILL BIT STRYKER J-LATCH/125MM | CMF | EA
317.856 | 10887587038940 | 2.0MM DRILL BIT STRYKER J-LATCH/125MM | CMF | EA
852.008.01S | 10887587064260 | 2.0MM RAPID RESORBABLE ADAPTION PLATE 8 HOLES-STERILE | CMF | EA
851.512.01S | 10887587063805 | 1.5MM RAPID RESORBABLE MESH 100X100X0.5MM-STERILE | CMF | EA
806.048.02S | 20887587061914 | 2.5MM RAPID RESORBABLE EMERGENCY SCREW 8MM-STERILE | CMF | OP
806.008.02S | 20887587061877 | 2.0MM RAPID RESORBABLE CORTEX SCREW 8MM-STERILE | CMF | OP
488.066 | 10887587056067 | TI LOW PROFILE NEURO MACHINE SCREW 3MM | CMF | EA
314.406 | 10887587037271 | ACTIVATION INSTRUMENT 5.5MM HEX FOR EXTERNAL MIDFACE DSTR | CMF | EA
390.100 | 10887587040820 | HEADFRAME ASSEMBLY F/EXTERNAL MIDFACE DISTRACTOR | CMF | EA
390.108 | 10887587040868 | HORIZONTAL ROD ASSEMBLY WITH SWIVEL CLAMPS | CMF | EA
390.106 | 10887587040851 | HORIZONTAL ROD ASSEMBLY WITH RIGID CLAMPS | CMF | EA
390.102 | 10887587040837 | VERTICAL ROD ASSEMBLY NON-ANGULATING | CMF | EA
390.104 | 10887587040844 | VERTICAL ROD ASSEMBLY ANGULATING | CMF | EA
314.408 | 10887587037295 | HEADFRAME ADJUSTMENT INSTR 209MM F/EXTERNAL MIDFACE DSTR | CMF | EA
314.407 | 10887587037288 | HEADFRAME ADJUSTMENT INSTR 72MM F/EXTERNAL MIDFACE DSTR | CMF | EA
447.007 | 10887587052366 | TI ZYGOMATIC FOOTPLATE 3 HOLES | CMF | EA
390.120 | 10887587040899 | TI POSITIONING PIN 40MM FOR EXTERNAL MIDFACE DISTRACTOR | CMF | EA
390.126 | 10887587040929 | TI SLF-DRLG MOUNTING PIN 40MM F/EXTERNAL MIDFACE DISTRACTOR | CMF | EA
390.128 | 10887587040936 | TI SLF-DRLG MOUNTING PIN 50MM F/EXTERNAL MIDFACE DISTRACTOR | CMF | EA
390.122 | 10887587040905 | TI MOUNTING PIN 40MM FOR EXTERNAL MIDFACE DISTRACTOR | CMF | EA
390.124 | 10887587040912 | TI MOUNTING PIN 50MM FOR EXTERNAL MIDFACE DISTRACTOR | CMF | EA
493.104.01S | 10887587056203 | 28 GAUGE (0.31MM DIAMETER) TI WIRE 500MM W/BARB &NEEDLE-STER | CMF | EA
493.102.01S | 10887587056180 | 30 GAUGE (0.25MM DIAMETER) TI WIRE 500MM WITH NEEDLE-STERILE | CMF | EA
493.100.01S | 10887587056166 | 26 GAUGE (0.4MM DIAMETER) TI WIRE 500MM WITH NEEDLE-STERILE | CMF | EA
493.103.01S | 10887587056197 | 32 GAUGE (0.2MM DIAMETER) TI WIRE 500MM WITH NEEDLE-STERILE | CMF | EA
493.101.01S | 10887587056173 | 28 GAUGE (0.31MM DIAMETER) TI WIRE 500MM WITH NEEDLE-STERILE | CMF | EA
304.115 | 20887587030361 | SCREW LENGTH MARKER-15MM | CMF | TP
304.117 | 20887587030392 | SCREW LENGTH MARKER-17MM | CMF | TP
304.119 | 20887587030422 | SCREW LENGTH MARKER-19MM | CMF | TP
304.121 | 20887587030453 | SCREW LENGTH MARKER-21MM | CMF | TP
304.123 | 20887587030477 | SCREW LENGTH MARKER-23MM | CMF | TP
690.601 | 10887587060033 | CRANIOFACIAL MODULAR FIXATION SYSTEM GRAPHIC CASE/2 MODULE | CMF | EA
316.614 | 10887587038155 | 1.0MM DRILL BIT 4MM STOP/52MM HXC | CMF | EA
316.616 | 10887587038162 | 1.0MM DRILL BIT 6MM STOP/52MM HXC | CMF | EA
316.624 | 10887587038186 | 1.1MM DRILL BIT 4MM STOP/52MM HXC | CMF | EA
316.626 | 10887587038193 | 1.1MM DRILL BIT 6MM STOP/52MM HXC | CMF | EA
316.632 | 10887587038216 | 1.1MM DRILL BIT 12MM STOP/52MM HXC | CMF | EA
316.646 | 10887587038230 | 1.5MM DRILL BIT 6MM STOP/52MM HXC | CMF | EA
316.652 | 10887587038254 | 1.5MM DRILL BIT 12MM STOP/52MM HXC | CMF | EA
398.96.98 | 10887587041797 | STAGBEETLE FORCEPS 125MM | CMF | EA
446.642 | 10887587051987 | 1.5MM TI MAXILLARY T-PLATE 2.0MM OFFSET/3H SHAFT/5H HEAD | CMF | EA
446.644 | 10887587051994 | 1.5MM TI MAXILLARY T-PLATE 4.0MM OFFSET/3H SHAFT/5H HEAD | CMF | EA
446.646 | 10887587052007 | 1.5MM TI MAXILLARY T-PLATE 6.0MM OFFSET/3H SHAFT/5H HEAD | CMF | EA
447.013 | 10887587052410 | 2.0MM TI ZYDAPTION PLATE 13 STATIC HOLES-65MM | CMF | EA
420.631 | 10887587049311 | 1.0MM TI Y-PLATE-4 HOLES EACH ARM/10 HOLES SHAFT | CMF | EA
447.152 | 10887587053080 | 2.0MM TI STRAIGHT PLATE 4 HOLES/24MM | CMF | EA
447.153 | 10887587053097 | 2.0MM TI STRAIGHT PLATE 4 HOLES/30MM | CMF | EA
447.140 | 10887587052960 | 2.0MM TI T-PLATE 3 X 3 HOLES/24MM | CMF | EA
447.146 | 10887587053028 | 2.0MM TI CHIN PLATE 4 HOLES 6MM ADVANCEMENT-RIGHT | CMF | EA
447.154 | 10887587053103 | 2.0MM TI 90 DEG L-PLATE 17MM 2 X 2 HOLES-LOW PROFILE-RIGHT | CMF | EA
447.155 | 10887587053110 | 2.0MM TI 90 DEG L-PLATE 17MM 2 X 2 HOLES-LOW PROFILE-LEFT | CMF | EA
447.147 | 10887587053035 | 2.0MM TI CHIN PLATE 4 HOLES 6MM ADVANCEMENT-LEFT | CMF | EA
447.156 | 10887587053127 | 2.0MM TI 90 DEG L-PLATE 19MM 2 X 2 HOLES-LOW PROFILE-RIGHT | CMF | EA
447.157 | 10887587053134 | 2.0MM TI 90 DEG L-PLATE 19MM 2 X 2 HOLES-LOW PROFILE-LEFT | CMF | EA
447.158 | 10887587053141 | 2.0MM TI 90 DEG L-PLATE 23MM 2 X 2 HOLES-LOW PROFILE-RIGHT | CMF | EA
447.148 | 10887587053042 | 2.0MM TI CHIN PLATE 4 HOLES 8MM ADVANCEMENT-RIGHT | CMF | EA
447.159 | 10887587053158 | 2.0MM TI 90 DEG L-PLATE 23MM 2 X 2 HOLES-LOW PROFILE-LEFT | CMF | EA
447.149 | 10887587053059 | 2.0MM TI CHIN PLATE 4 HOLES 8MM ADVANCEMENT-LEFT | CMF | EA
447.150 | 10887587053066 | 2.0MM TI CHIN PLATE 4 HOLES 10MM ADVANCEMENT-RIGHT | CMF | EA
447.151 | 10887587053073 | 2.0MM TI CHIN PLATE 4 HOLES 10MM ADVANCEMENT-LEFT | CMF | EA
690.611 | 10887587060101 | INSTRUMENT/TROCAR TRAY FOR MODULAR FIXATION SYSTEMS | CMF | EA
690.008 | 10887587059808 | STANDARD INSTRUMENT TRAY FOR CRANIOFACIAL MODULAR SYSTEM | CMF | EA
851.510.01S | 10887587063799 | 1.5MM RAPID RESORBABLE MESH 50X50X0.5MM-STERILE | CMF | EA
851.520.01S | 10887587063812 | 1.5MM RAPID RESORBABLE MESH 50X50X0.8MM-STERILE | CMF | EA
851.521.01S | 10887587063829 | 1.5MM RAPID RESORBABLE MESH 100X100X0.8MM-STERILE | CMF | EA
851.020.01S | 10887587063621 | 1.5MM RAPID RESORB ADAPTION PLATE/20 HOLES-STERILE | CMF | EA
851.110.01S | 10887587063645 | 1.5MM RAPID RESORBABLE ORBITAL RIM PLATE/10 HOLES-STERILE | CMF | EA
851.320.01S | 10887587063676 | 1.5MM RAPID RESORBABLE DOUBLE Y-PLATE/10 HOLES-STERILE | CMF | EA
851.343.01S | 10887587063683 | 1.5MM RAPID RESORBABLE Y-PLATE 4X3X3 HOLES-STERILE | CMF | EA
851.506.01S | 10887587063775 | 1.5MM RAPID RESORBABLE BURR HOLE COVER/8 HOLES-STERILE | CMF | EA
851.651.01S | 10887587064093 | 1.5MM RAPID RESORB CONTOURABLE MESH 50MM DIA/0.5MM THICK-STER | CMF | EA
851.661.01S | 10887587064116 | 1.5MM RAPID RESORB CONTOURABLE MESH 50MM DIA/0.8MM THICK-STER | CMF | EA
851.662.01S | 10887587064123 | 1.5MM RAPID RESORB CONTOURABLE MESH 100MM DIA/0.8MM THK-STER | CMF | EA
851.711.01S | 10887587064185 | 1.5MM RAPID RESORB STRAIGHT ROW MESH 50MMX50MMX0.5MM-STER | CMF | EA
851.712.01S | 10887587064192 | 1.5MM RAPID RESORB STRAIGHT ROW MESH 100X100X0.5MM-STERILE | CMF | EA
851.721.01S | 10887587064208 | 1.5MM RAPID RESORB STRAIGHT ROW MESH 50MMX50MMX0.8MM-STER | CMF | EA
851.722.01S | 10887587064215 | 1.5MM RAPID RESORB STRAIGHT ROW MESH 100X100X0.8MM-STERILE | CMF | EA
851.534.01S | 10887587063850 | 1.5MM RAPID RESORBABLE SHEET 50MMX50MMX0.8MM THICK-STERILE | CMF | EA
851.652.01S | 10887587064109 | 1.5MM RAPID RESORB CONTOURABLE MESH 100MM DIA/0.5MM THK-STER | CMF | EA
805.603.02S | 20887587061617 | 1.5MM RAPID RESORBABLE CORTEX SCREW 3MM-STERILE | CMF | OP
852.020.01S | 10887587064277 | 2.0MM RAPID RESORB ADAPTION PLATE 20 HOLES-STERILE | CMF | EA
852.110.01S | 10887587064284 | 2.0MM RAPID RESORBABLE ORBITAL RIM PLATE 10 HOLES-STERILE | CMF | EA
852.343.01S | 10887587064338 | 2.0MM RAPID RESORBABLE Y-PLATE 4X3X3 HOLES-STERILE | CMF | EA
852.521.01S | 10887587064376 | 2.0MM RAPID RESORBABLE MESH 78MMX78MMX1.2MM-STERILE | CMF | EA
852.641.01S | 10887587064383 | 2.0MM RAPID RESORB CONTOURABLE MESH 50MM DIA/1.2MM THK-STER | CMF | EA
852.520.01S | 10887587064369 | 2.0MM RAPID RESORBABLE MESH 48MMX48MMX1.2MM-STERILE | CMF | EA
805.604.02S | 20887587061655 | 1.5MM RAPID RESORBABLE CORTEX SCREW 4MM-STERILE | CMF | OP
851.532.01S | 10887587063843 | 1.5MM RAPID RESORBABLE SHEET 50MMX50MMX0.5MM THICK-STERILE | CMF | EA
851.604.01S | 10887587063898 | 1.5MM RAPID RESORBABLE X-PLATE 4 HOLES-STERILE | CMF | EA
805.606.02S | 20887587061723 | 1.5MM RAPID RESORBABLE CORTEX SCREW 6MM-STERILE | CMF | OP
806.044.02S | 20887587061891 | 2.5MM RAPID RESORBABLE EMERGENCY SCREW 4MM-STERILE | CMF | OP
806.046.02S | 20887587061907 | 2.5MM RAPID RESORBABLE EMERGENCY SCREW 6MM-STERILE | CMF | OP
806.008.04S | 20887587061884 | 2.0MM RAPID RESORBABLE CORTEX SCREW 8MM-STERILE | CMF | P4
806.006.04S | 20887587061853 | 2.0MM RAPID RESORBABLE CORTEX SCREW 6MM-STERILE | CMF | P4
806.006.02S | 20887587061846 | 2.0MM RAPID RESORBABLE CORTEX SCREW 6MM-STERILE | CMF | OP
805.605.04S | 20887587061709 | 1.5MM RAPID RESORBABLE CORTEX SCREW 5MM-STERILE | CMF | P4
805.605.02S | 20887587061693 | 1.5MM RAPID RESORBABLE CORTEX SCREW 5MM-STERILE | CMF | OP
805.604.04S | 20887587061662 | 1.5MM RAPID RESORBABLE CORTEX SCREW 4MM-STERILE | CMF | P4
805.603.04S | 20887587061624 | 1.5MM RAPID RESORBABLE CORTEX SCREW 3MM-STERILE | CMF | P4
805.606.04S | 20887587061730 | 1.5MM RAPID RESORBABLE CORTEX SCREW 6MM-STERILE | CMF | P4
805.608.04S | 20887587061761 | 1.5MM RAPID RESORBABLE CORTEX SCREW 8MM-STERILE | CMF | P4
806.004.02S | 20887587061815 | 2.0MM RAPID RESORBABLE CORTEX SCREW 4MM-STERILE | CMF | OP
806.004.04S | 20887587061822 | 2.0MM RAPID RESORBABLE CORTEX SCREW 4MM-STERILE | CMF | P4
851.002.01S | 10887587063584 | 1.5MM RAPID RESORBABLE STRAIGHT PLATE 2 HOLES-STERILE | CMF | EA
851.004.01S | 10887587063591 | 1.5MM RAPID RESORBABLE STRAIGHT PLATE 4 HOLES-STERILE | CMF | EA
852.420.01S | 10887587064345 | 2.0MM RAPID RESORBABLE STRUT PLATE 2 HOLESX10 HOLES-STERILE | CMF | EA
851.420.01S | 10887587063706 | 1.5MM RAPID RESORBABLE STRUT PLATE 2 HOLESX10 HOLES-STERILE | CMF | EA
851.421.01S | 10887587063713 | 1.5MM RAPID RESORBABLE STRUT PLATE 2 HOLESX18 HOLES-STERILE | CMF | EA
851.508.01S | 10887587063782 | 1.5MM RAPID RESORBABLE BURR HOLE COVER/10 HOLES-STERILE | CMF | EA
852.264.01S | 10887587064307 | 2.0MM RAPID RESORBABLE OBLIQUE L-PLATE 6H X 4H/RIGHT-STERILE | CMF | EA
852.263.01S | 10887587064291 | 2.0MM RAPID RESORBABLE OBLIQUE L-PLATE 6H X 4H/LEFT-STERILE | CMF | EA
851.540.01S | 10887587063867 | 1.5MM RAPID RESORBABLE ORBITAL FLOOR PLATE 24MMX24MM-STERILE | CMF | EA
851.542.01S | 10887587063881 | 1.5MM RAPID RESORBABLE ORBITAL FLOOR PLATE 35MMX35MM-STERILE | CMF | EA
851.541.01S | 10887587063874 | 1.5MM RAPID RESORBABLE ORBITAL FLOOR PLATE 30MMX30MM-STERILE | CMF | EA
852.004.01S | 10887587064253 | 2.0MM RAPID RESORBABLE STRAIGHT PLATE 4 HOLES-STERILE | CMF | EA
852.002.01S | 10887587064246 | 2.0MM RAPID RESORBABLE STRAIGHT PLATE 2 HOLES-STERILE | CMF | EA
401.291 | 20887587046515 | 2.0MM TI LCKNG SCREW SLF-TPNG W/PLUSDRIVE(TM) RECESS 5MM | CMF | P5
447.204 | 10887587053219 | 2.0MM TI MLP COMPRESSION PLATE-INTERMEDIATE 4 HOLES | CMF | EA
447.205 | 10887587053226 | 2.0MM TI MLP COMPRESSION PLATE-INTERMEDIATE 5 HOLES | CMF | EA
447.206 | 10887587053233 | 2.0MM TI MLP COMPRESSION PLATE-INTERMEDIATE 6 HOLES | CMF | EA
447.208 | 10887587053240 | 2.0MM TI MLP COMPRESSION PLATE-INTERMEDIATE 8 HOLES | CMF | EA
447.404 | 10887587053424 | 2.0MM TI MLP DOUBLE ANGLE PLATE-LARGE 4 X 20 X 4 HOLES | CMF | EA
447.405 | 10887587053431 | 2.0MM TI MLP DOUBLE ANGLE PLATE-LARGE 5 X 22 X 5 HOLES | CMF | EA
447.406 | 10887587053448 | 2.0MM TI MLP DOUBLE ANGLE PLATE-LARGE 6 X 24 X 6 HOLES | CMF | EA
401.292 | 20887587046539 | 2.0MM TI LCKNG SCREW SLF-TPNG W/PLUSDRIVE(TM) RECESS 6MM | CMF | P5
401.294 | 20887587046577 | 2.0MM TI LCKNG SCREW SLF-TPNG W/PLUSDRIVE(TM) RECESS 8MM | CMF | P5
401.295 | 20887587046591 | 2.0MM TI LCKNG SCREW SLF-TPNG W/PLUSDRIVE(TM) RECESS 10MM | CMF | P5
401.296 | 20887587046614 | 2.0MM TI LCKNG SCREW SLF-TPNG W/PLUSDRIVE(TM) RECESS 12MM | CMF | P5
401.297 | 20887587046638 | 2.0MM TI LCKNG SCREW SLF-TPNG W/PLUSDRIVE(TM) RECESS 14MM | CMF | P5
401.298 | 20887587046652 | 2.0MM TI LCKNG SCREW SLF-TPNG W/PLUSDRIVE(TM) RECESS 16MM | CMF | P5
401.299 | 20887587046676 | 2.0MM TI LCKNG SCREW SLF-TPNG W/PLUSDRIVE(TM) RECESS 18MM | CMF | P5
447.217 | 10887587053288 | 2.0MM TI MLP CRESCENT PLATE- INTERMEDIATE 7 HOLES | CMF | EA
447.215 | 10887587053271 | 2.0MM TI MLP CRESCENT PLATE- INTERMEDIATE 5 HOLES | CMF | EA
447.212 | 10887587053264 | 2.0MM TI MLP ANGLE COMPRESSION PLATE-INTERMEDIATE 8 HOLES | CMF | EA
447.210 | 10887587053257 | 2.0MM TI MLP ANGLE COMPRESSION PLATE-INTERMEDIATE 6 HOLES | CMF | EA
447.304 | 10887587053318 | 2.0MM TI MLP PRE-BENT TENSION BAND PLATE-MINI 4 HOLES-RIGHT | CMF | EA
447.305 | 10887587053325 | 2.0MM TI MLP PRE-BENT TENSION BAND PLATE-MINI 4 HOLES-LEFT | CMF | EA
447.308 | 10887587053332 | 2.0MM TI MLP DOUBLE WIDE PLATE MINI 12 HOLES/MALLEABLE | CMF | EA
447.050 | 10887587052601 | 2.0MM TI MLP ADAPTION PLATE- MINI 12 HOLES | CMF | EA
447.310 | 10887587053356 | 2.0MM TI MLP BOX PLATE-MINI/ MALLEABLE | CMF | EA
447.309 | 10887587053349 | 2.0MM TI MLP DOUBLE WIDE PLATE MINI 9 HOLES/MALLEABLE | CMF | EA
447.319 | 10887587053400 | 2.0MM TI MLP L-PLATE/LEFT MINI/MALLEABLE | CMF | EA
447.312 | 10887587053363 | 2.0MM TI MLP STRUT PLATE-MINI 8 HOLES/MALLEABLE | CMF | EA
447.315 | 10887587053370 | 2.0MM TI MLP CURVED STRUT PLATE-MINI 8 HOLES/MALLEABLE | CMF | EA
447.317 | 10887587053387 | 2.0MM TI MLP DOUBLE Y-PLATE/ MINI/MALLEABLE | CMF | EA
447.318 | 10887587053394 | 2.0MM TI MLP L-PLATE/RIGHT MINI/MALLEABLE | CMF | EA
312.154 | 10887587036472 | 1.5MM THREADED DRILL GUIDE- LONG FOR 2.0MM MLP | CMF | EA
397.440 | 10887587041582 | 1.5MM THREADED DRILL GUIDE- SHORT FOR 2.0MM MLP | CMF | EA
710.001.98S | 10887587060750 | CHRONOS(TM) BETA-TCP GRANULES 0.7-1.4MM/0.5CC-STERILE | CMF | EA
710.002.98S | 10887587060767 | CHRONOS(TM) BETA-TCP GRANULES 0.7-1.4MM/1.0CC-STERILE | CMF | EA
710.014.98S | 10887587060798 | CHRONOS(TM) BETA-TCP GRANULES 1.4-2.8MM/5.0CC-STERILE | CMF | EA
710.047.98S | 10887587060934 | CHRONOS(TM) BETA-TCP BLOCK 20MM X 20MM X 10MM-STERILE | CMF | EA
710.050.98S | 10887587060941 | CHRONOS(TM) BETA-TCP WEDGE 10 DEG/RECTANGULAR-STERILE | CMF | EA
710.042.98S | 10887587060910 | CHRONOS(TM) BETA-TCP BLOCK 5MM X 5MM X 10MM-STERILE | CMF | EA
401.294E | 10887587046587 | 2.0MM TI LCKNG SCREW SLF-TPNG W/PLUSDRIVE(TM) RECESS 8MM | CMF | EA
401.292E | 10887587046549 | 2.0MM TI LCKNG SCREW SLF-TPNG W/PLUSDRIVE(TM) RECESS 6MM | CMF | EA
401.299E | 10887587046686 | 2.0MM TI LCKNG SCREW SLF-TPNG W/PLUSDRIVE(TM) RECESS 18MM | CMF | EA
401.298E | 10887587046662 | 2.0MM TI LCKNG SCREW SLF-TPNG W/PLUSDRIVE(TM) RECESS 16MM | CMF | EA
401.297E | 10887587046648 | 2.0MM TI LCKNG SCREW SLF-TPNG W/PLUSDRIVE(TM) RECESS 14MM | CMF | EA
401.296E | 10887587046624 | 2.0MM TI LCKNG SCREW SLF-TPNG W/PLUSDRIVE(TM) RECESS 12MM | CMF | EA
401.295E | 10887587046600 | 2.0MM TI LCKNG SCREW SLF-TPNG W/PLUSDRIVE(TM) RECESS 10MM | CMF | EA
401.291E | 10887587046525 | 2.0MM TI LCKNG SCREW SLF-TPNG W/PLUSDRIVE(TM) RECESS 5MM | CMF | EA
401.042 | 20887587045709 | 2.0MM TI CRTX SCREW SLF-TPNG W/PLUSDRIVE(TM) RECESS 5MM | CMF | P5
401.041 | 20887587045679 | 2.0MM TI CRTX SCREW SLF-TPNG W/PLUSDRIVE(TM) RECESS 4MM | CMF | P5
401.043 | 20887587045723 | 2.0MM TI CRTX SCREW SLF-TPNG W/PLUSDRIVE(TM) RECESS 6MM | CMF | P5
401.044 | 20887587045754 | 2.0MM TI CRTX SCREW SLF-TPNG W/PLUSDRIVE(TM) RECESS 8MM | CMF | P5
401.045 | 20887587045785 | 2.0MM TI CRTX SCR COARSE PITCH SLF-TPNG W/PLUSDRIVE(TM) 10MM | CMF | P5
401.046 | 20887587045815 | 2.0MM TI CRTX SCR COARSE PITCH SLF-TPNG W/PLUSDRIVE(TM) 12MM | CMF | P5
401.047 | 20887587045846 | 2.0MM TI CRTX SCR COARSE PITCH SLF-TPNG W/PLUSDRIVE(TM) 14MM | CMF | P5
401.048 | 20887587045877 | 2.0MM TI CRTX SCR COARSE PITCH SLF-TPNG W/PLUSDRIVE(TM) 16MM | CMF | P5
401.049 | 20887587045907 | 2.0MM TI CRTX SCR COARSE PITCH SLF-TPNG W/PLUSDRIVE(TM) 18MM | CMF | P5
314.492 | 10887587037493 | 1.3MM STARDRIVE SCREWDRIVER BLD W/SPRG HLDG SLV 66MM MQC | CMF | EA
314.493 | 10887587037509 | 1.3MM STARDRIVE SCREWDRIVER BLD W/SPRG HLDG SLV 79MM HXC | CMF | EA
314.652 | 10887587037554 | 1.5MM STARDRIVE SCRWDRVR BLADE W/SPRG HLDG SLV SHRT/66MM MQC | CMF | EA
314.653 | 10887587037561 | 1.5MM STARDRIVE SCRWDRVR BLADE W/SPRG HLDG SLV SHRT/79MM HXC | CMF | EA
421.547 | 10887587050935 | TI LOW PROF NEURO CONTOUR MESH MASTOID MEDIUM/0.4MM MALLEABLE | CMF | EA
421.547S | 10887587050942 | LOW PROF NEURO CONTOUR TI MESH MALLEABLE MASTOID/MED-STERILE | CMF | EA
314.681 | 10887587037677 | 1.5MM STARDRIVE SCRWDRVR BLADE W/SPRG HLDG SLV LONG/95MM HXC | CMF | EA
314.683 | 10887587037691 | 1.5MM STARDRIVE SCRWDRVR BLADE W/SPRG HLDG SLV LONG/92MM MQC | CMF | EA
314.676 | 10887587037646 | 2.0MM STARDRIVE SCRWDRVR BLADE W/SPRG HLDG SLV SHRT/66MM MQC | CMF | EA
314.688 | 10887587037721 | 2.0MM STARDRIVE SCRWDRVR BLADE W/SPRG HLDG SLV SHORT/79MM HXC | CMF | EA
314.685 | 10887587037714 | 2.0MM STARDRIVE SCRWDRVR BLADE W/SPRG HLDG SLV LONG/92MM MQC | CMF | EA
304.799 | 10887587032993 | INSERT TRAY FOR ORTHOGNATHIC MODULES | CMF | EA
304.700S2 | 10887587031422 | LABEL SHEET FOR MAXILLOFACIAL SCREWDRIVER BLADES | CMF | EA
420.031 | 10887587049014 | 1.0MM TI MICRO MESH PLATE 50MM X 50MM/3MM X 3MM HOLES | CMF | EA
487.988 | 10887587055992 | TI MIDFACE DISTRACTOR-ANTERIOR FOOT FOR MESH | CMF | EA
487.989 | 10887587056005 | TI MIDFACE DISTRACTOR-ANTERIOR FOOT FOR MESH WITH BUTTRESS | CMF | EA
690.603 | 10887587060040 | GRAPHIC CASE FOR ORTHOGNATHIC MODULAR FIXATION SYS-4 MODULE | CMF | EA
460.001.01S | 10887587054759 | TI CRANIAL FLAP TUBE CLAMP 13MM DIA-STERILE | CMF | EA
460.002.01S | 10887587054773 | TI CRANIAL FLAP TUBE CLAMP 18MM DIA-STERILE | CMF | EA
420.401 | 10887587049175 | 1.0MM TI ORBITAL FLOOR PLATE ANATOMIC-SMALL | CMF | EA
420.402 | 10887587049199 | 1.0MM TI ORBITAL FLOOR PLATE ANATOMIC-LARGE | CMF | EA
421.048 | 10887587049892 | 1.3MM TI ORBITAL FLOOR PLATE ANATOMIC-SMALL | CMF | EA
421.049 | 10887587049915 | 1.3MM TI ORBITAL FLOOR PLATE ANATOMIC-LARGE | CMF | EA
420.302 | 10887587049090 | 1.0MM TI ORBITAL MESH PLATE 0.2MM THICK | CMF | EA
420.303 | 10887587049113 | 1.0MM TI ORBITAL MESH PLATE 0.3MM THICK | CMF | EA
420.304 | 10887587049137 | 1.0MM TI ORBITAL MESH PLATE 0.4MM THICK | CMF | EA
421.302 | 10887587050287 | 1.3MM TI ORBITAL MESH PLATE 0.2MM THICK | CMF | EA
421.303 | 10887587050300 | 1.3MM TI ORBITAL MESH PLATE 0.3MM THICK | CMF | EA
421.304 | 10887587050324 | 1.3MM TI ORBITAL MESH PLATE 0.4MM THICK | CMF | EA
311.060.01S | 10887587035840 | TAP F/1.5MM RESORBABLE CORTEX SCR/(SLF-DRLG) 4MM HXC-STERILE | CMF | EA
311.061.01S | 10887587035857 | TAP F/1.5MM RESORBABLE CORTEX SCR/(SLF-DRLG) 6MM HXC-STERILE | CMF | EA
311.063.01S | 10887587035871 | TAP F/2.0MM RESORBABLE CORTEX SCR/(SLF-DRLG) 4MM HXC-STERILE | CMF | EA
311.064.01S | 10887587035888 | TAP F/2.0MM RESORBABLE CORTEX SCR/(SLF-DRLG) 6MM HXC-STERILE | CMF | EA
311.065.01S | 10887587035895 | TAP F/2.0MM RESORBABLE CORTEX SCR/(SLF-DRLG) 8MM HXC-STERILE | CMF | EA
311.067.01S | 10887587035901 | TAP F/2.0MM RESORB CRTX SCR F/ 1.5MM PL(SLF-DRLG)4MM HXC-STER | CMF | EA
311.068.01S | 10887587035918 | TAP F/2.0MM RESORB CRTX SCR F/ 1.5MM PL(SLF-DRLG)6MM HXC-STER | CMF | EA
311.069.01S | 10887587035925 | TAP F/2.0MM RESORB CRTX SCR F/ 1.5MM PL(SLF-DRLG)8MM HXC-STER | CMF | EA
311.071.01S | 10887587035932 | TAP F/2.5MM RESORB EMERGENCY SCREWS (SLF-DRLG) 4MM HXC-STER | CMF | EA
311.072.01S | 10887587035949 | TAP F/2.5MM RESORB EMERGENCY SCREWS (SLF-DRLG) 6MM HXC-STER | CMF | EA
311.073.01S | 10887587035956 | TAP F/2.5MM RESORB EMERGENCY SCREWS (SLF-DRLG) 8MM HXC-STER | CMF | EA
401.542E | 10887587047454 | 2.4MM TI CORTEX SCREW SELF-TAPPING 42MM | CMF | EA
401.544E | 10887587047461 | 2.4MM TI CORTEX SCREW SELF-TAPPING 44MM | CMF | EA
401.546E | 10887587047478 | 2.4MM TI CORTEX SCREW SELF-TAPPING 46MM | CMF | EA
401.548E | 10887587047485 | 2.4MM TI CORTEX SCREW SELF-TAPPING 48MM | CMF | EA
347.986 | 10887587040158 | PLATE HOLDING INSTRUMENT FOR 1.0MM AND 1.3MM PLATES | CMF | EA
347.987 | 10887587040165 | PLATE HOLDING INSTRUMENT FOR 1.5MM AND 2.0MM PLATES | CMF | EA
395.101 | 10887587041094 | ALIGNMENT ROD FOR MAXILLARY DISTRACTOR | CMF | EA
288.065 | 10887587029511 | 3.5MM MACHINE SCREW FOR MAXILLARY DISTRACTOR | CMF | EA
314.404 | 10887587037264 | ACTIVATION INTSTRUMENT 2.8MM HEX FOR MAXILLARY DISTRACTOR | CMF | EA
288.025 | 10887587029351 | MAXILLARY DISTRACTOR BODY 10MM | CMF | EA
288.026 | 10887587029368 | MAXILLARY DISTRACTOR BODY 15MM | CMF | EA
288.027 | 10887587029375 | MAXILLARY DISTRACTOR BODY 20MM | CMF | EA
288.028 | 10887587029382 | MAXILLARY DISTRACTOR BODY 25MM | CMF | EA
288.052 | 10887587029450 | POSTERIOR FOOT-SHORT 7MM OFFSET F/MAXILLARY DSTR | CMF | EA
288.053 | 10887587029467 | POSTERIOR FOOT-SHORT 12MM OFFSET F/MAXILLARY DSTR | CMF | EA
288.055 | 10887587029474 | POSTERIOR FOOT-MEDIUM 7MM OFFSET F/MAXILLARY DSTR | CMF | EA
288.056 | 10887587029481 | POSTERIOR FOOT-MEDIUM 12MM OFFSET F/MAXILLARY DSTR | CMF | EA
288.058 | 10887587029498 | POSTERIOR FOOT-TALL 7MM OFFSET F/MAXILLARY DSTR | CMF | EA
288.059 | 10887587029504 | POSTERIOR FOOT-TALL 12MM OFFSET F/MAXILLARY DSTR | CMF | EA
304.753 | 10887587032603 | MAXILLARY DISTRACTOR MODULE CASE | CMF | EA
288.038 | 10887587029399 | ANTERIOR FOOT F/MAXILLARY DSTR MAXILLA RIGHT/SPLINT LEFT/6MM | CMF | EA
288.039 | 10887587029405 | ANTERIOR FOOT F/MAXILLARY DSTR MAXILLA RIGHT/SPLINT LEFT/10MM | CMF | EA
288.040 | 10887587029412 | ANTERIOR FOOT F/MAXILLARY DSTR MAXILLA RIGHT/SPLINT LEFT/14MM | CMF | EA
288.042 | 10887587029429 | ANTERIOR FOOT F/MAXILLARY DSTR MAXILLA LEFT/SPLINT RIGHT 6MM | CMF | EA
288.043 | 10887587029436 | ANTERIOR FOOT F/MAXILLARY DSTR MAXILLA LEFT/SPLINT RIGHT/10MM | CMF | EA
288.044 | 10887587029443 | ANTERIOR FOOT F/MAXILLARY DSTR MAXILLA LEFT/SPLINT RIGHT/14MM | CMF | EA
690.600 | 10887587060026 | SUBCONDYLAR/RAMUS FIXATION SET GRAPHIC CASE | CMF | EA
311.033.01S | 10887587035710 | TAP F/1.5MM RESORBABLE CORTEX SCREW/(SLF-DRLG) 3MM-STERILE | CMF | EA
400.833E | 10887587045399 | TI LOW PROFILE NEURO SCREW SELF-DRILLING 3MM | CMF | EA
400.834E | 10887587045429 | TI LOW PROFILE NEURO SCREW SELF-DRILLING 4MM | CMF | EA
400.835E | 10887587045450 | TI LOW PROFILE NEURO SCREW SELF-DRILLING 5MM | CMF | EA
400.836E | 10887587045481 | TI LOW PROFILE NEURO SCREW SELF-DRILLING 6MM | CMF | EA
400.843E | 10887587045504 | TI LOW PROFILE NEURO SCREW SELF-TAPPING 3MM | CMF | EA
400.844E | 10887587045528 | TI LOW PROFILE NEURO SCREW SELF-TAPPING 4MM | CMF | EA
400.845E | 10887587045542 | TI LOW PROFILE NEURO SCREW SELF-TAPPING 5MM | CMF | EA
400.846E | 10887587045566 | TI LOW PROFILE NEURO SCREW SELF-TAPPING 6MM | CMF | EA
400.853E | 10887587045580 | TI LOW PROFILE NEURO EMERGENCY SCREW SELF-TAPPING 3MM | CMF | EA
400.854E | 10887587045603 | TI LOW PROFILE NEURO EMERGENCY SCREW SELF-TAPPING 4MM | CMF | EA
400.855E | 10887587045627 | TI LOW PROFILE NEURO EMERGENCY SCREW SELF-TAPPING 5MM | CMF | EA
400.856E | 10887587045641 | TI LOW PROFILE NEURO EMERGENCY SCREW SELF-TAPPING 6MM | CMF | EA
400.833 | 20887587045372 | TI LOW PROFILE NEURO SCREW SELF-DRILLING 3MM | CMF | P5
400.834 | 20887587045402 | TI LOW PROFILE NEURO SCREW SELF-DRILLING 4MM | CMF | P5
400.835 | 20887587045433 | TI LOW PROFILE NEURO SCREW SELF-DRILLING 5MM | CMF | P5
400.836 | 20887587045464 | TI LOW PROFILE NEURO SCREW SELF-DRILLING 6MM | CMF | P5
400.843 | 20887587045495 | TI LOW PROFILE NEURO SCREW SELF-TAPPING 3MM | CMF | P5
400.844 | 20887587045518 | TI LOW PROFILE NEURO SCREW SELF-TAPPING 4MM | CMF | P5
400.845 | 20887587045532 | TI LOW PROFILE NEURO SCREW SELF-TAPPING 5MM | CMF | P5
400.846 | 20887587045556 | TI LOW PROFILE NEURO SCREW SELF-TAPPING 6MM | CMF | P5
400.853 | 20887587045570 | TI LOW PROFILE NEURO EMERGENCY SCREW SELF-TAPPING 3MM | CMF | P5
400.854 | 20887587045594 | TI LOW PROFILE NEURO EMERGENCY SCREW SELF-TAPPING 4MM | CMF | P5
400.855 | 20887587045617 | TI LOW PROFILE NEURO EMERGENCY SCREW SELF-TAPPING 5MM | CMF | P5
400.856 | 20887587045631 | TI LOW PROFILE NEURO EMERGENCY SCREW SELF-TAPPING 6MM | CMF | P5
487.992 | 10887587056029 | TI RIGID EXTENSION 20MM F/TI MIDFACE DISTRACTOR | CMF | EA
487.993 | 10887587056036 | TI UNIV JOINT EXTENSION 20MM F/TI MIDFACE DISTRACTOR | CMF | EA
487.994 | 10887587056043 | FLEX CABLE EXTENSION 40MM F/TI MIDFACE DISTRACTOR | CMF | EA
421.502 | 10887587050362 | TI LOW PROFILE NEURO STRAIGHT PLATE 2 HOLES | CMF | EA
421.504 | 10887587050393 | TI LOW PROFILE NEURO STRAIGHT PLATE 4 HOLES | CMF | EA
421.510 | 10887587050454 | TI LOW PROFILE NEURO X-PLATE 4 HOLES | CMF | EA
421.511 | 10887587050461 | TI LOW PROFILE NEURO BOX PLATE 14MM X 14MM/4 HOLES | CMF | EA
421.515 | 10887587050485 | TI LOW PROFILE NEURO Y-PLATE 5 HOLES | CMF | EA
421.516 | 10887587050492 | TI LOW PROFILE NEURO DOUBLE Y-PLATE 6 HOLES 18MM | CMF | EA
421.517 | 10887587050508 | TI LOW PROFILE NEURO DOUBLE Y-PLATE 6 HOLES 21MM | CMF | EA
421.518 | 10887587050515 | TI LOW PROFILE NEURO ADAPTION PLATE 5 HOLES | CMF | EA
421.519 | 10887587050522 | TI LOW PROFILE NEURO ADAPTION PLATE 7 HOLES | CMF | EA
421.520 | 10887587050539 | TI LOW PROFILE NEURO ADAPTION PLATE 20 HOLES | CMF | EA
421.521 | 10887587050546 | TI LOW PROFILE NEURO BOX PLATE 10MM X 16MM/4 HOLES | CMF | EA
421.522 | 10887587050553 | TI LOW PROFILE NEURO STRUT PLATE 6 HOLES | CMF | EA
421.523 | 10887587050560 | TI LOW PROFILE NEURO STRUT PLATE 8 HOLES | CMF | EA
421.004S | 10887587049427 | 1.3MM TI CONTOURABLE MESH PL MALLEABLE/38MM X 45MM-STERILE | CMF | EA
421.005S | 10887587049441 | 1.3MM TI CONTOURABLE MESH PL RIGID/38MM X 45MM-STERILE | CMF | EA
421.007S | 10887587049472 | 1.3MM TI CONTOURABLE MESH PL MALLEABLE/100MMX100MM-STERILE | CMF | EA
421.008S | 10887587049496 | 1.3MM TI CONTOURABLE MESH PL RIGID/100MM X 100MM-STERILE | CMF | EA
421.009S | 10887587049526 | 1.3MM TI CONTOURABLE MESH PL RIGID/200MM X 200MM-STERILE | CMF | EA
446.033S | 10887587051215 | 1.5MM TI CONTOURABLE MESH PL MALLEABLE/SMALL ARC-STERILE | CMF | EA
446.034S | 10887587051239 | 1.5MM TI CONTOURABLE MESH PL MALLEABLE/LARGE ARC-STERILE | CMF | EA
446.035S | 10887587051253 | 1.5MM TI CONTOURABLE MESH PL RIGID/SMALL ARC-STERILE | CMF | EA
446.036S | 10887587051277 | 1.5MM TI CONTOURABLE MESH PL RIGID/LARGE ARC-STERILE | CMF | EA
446.050S | 10887587051390 | 1.5MM TI CONTOURABLE MESH PL MALLEABLE/30MM DIA-STERILE | CMF | EA
446.051S | 10887587051413 | 1.5MM TI CONTOURABLE MESH PL MALLEABLE/70MM DIA-STERILE | CMF | EA
446.054S | 10887587051475 | 1.5MM TI CONTOURABLE MESH PL RIGID/70MM DIA-STERILE | CMF | EA
329.146 | 10887587039206 | MANDIBLE PLATE BENDER/CUTTER | CMF | EA
329.147 | 10887587039213 | MANDIBLE PLATE BENDER/CUTTER WITH ROLLERS | CMF | EA
420.45S | 10887587049267 | 1.0MM TI MEDIAL WALL PLATE RIGHT-STERILE | CMF | EA
420.303S | 10887587049120 | 1.0MM TI ORBITAL MESH PLATE 0.3MM THICK-STERILE | CMF | EA
420.401S | 10887587049182 | 1.0MM TI ORBITAL FLOOR PLATE ANATOMIC/SMALL-STERILE | CMF | EA
421.044S | 10887587049861 | 1.3MM TI MEDIAL WALL PLATE LEFT-STERILE | CMF | EA
421.045S | 10887587049885 | 1.3MM TI MEDIAL WALL PLATE RIGHT-STERILE | CMF | EA
304.785 | 10887587032887 | SCREW AND TACK HOLDER FOR RESORBABLE FIXATION SYSTEM | CMF | EA
400.996 | 10887587045658 | TI WIRE FIXATION SCREW SELF-DRILLING 15MM | CMF | EA
400.997 | 10887587045665 | TI WIRE FIXATION SCREW SELF-DRILLING 21MM | CMF | EA
690.696 | 10887587060644 | MOD STERNAL CABLE SYSTEM-CANN SCREW/PLATE SET GRAPHIC CASE | CMF | EA
201.506 | 10887587028521 | 2.4MM CORTEX SCREW SELF-TAPPING 6MM | CMF | EA
201.804.98 | 10887587028576 | 2.0MM CORTEX SCREW SELF-TAPPING 4MM | CMF | EA
288.011 | 10887587029313 | ANTERIOR FOOT-MAXILLA RIGHT SPLINT LEFT-10MM | CMF | EA
288.010 | 10887587029306 | ANTERIOR FOOT-MAXILLA RIGHT SPLINT LEFT-6MM | CMF | EA
288.003 | 10887587029269 | MAXILLARY DISTRACTOR 15MM TALL | CMF | EA
288.002 | 10887587029252 | MAXILLARY DISTRACTOR 15MM MEDIUM | CMF | EA
288.001 | 10887587029245 | MAXILLARY DISTRACTOR 15MM SHORT | CMF | EA
288.014 | 10887587029320 | ANTERIOR FOOT-MAXILLA LEFT SPLINT RIGHT-6MM | CMF | EA
288.015 | 10887587029337 | ANTERIOR FOOT-MAXILLA LEFT SPLINT RIGHT-10MM | CMF | EA
288.019 | 10887587029344 | MAXILLARY DISTRACTOR NUT 7MM HEX | CMF | EA
288.005 | 10887587029276 | MAXILLARY DISTRACTOR 25MM SHORT | CMF | EA
288.006 | 10887587029283 | MAXILLARY DISTRACTOR 25MM MEDIUM | CMF | EA
288.007 | 10887587029290 | MAXILLARY DISTRACTOR 25MM TALL | CMF | EA
487.980 | 10887587055930 | TI MIDFACE DISTRACTOR NUT 7MM HEX | CMF | EA
487.982 | 10887587055947 | TI MIDFACE DISTRACTOR ASSEMBLY 40MM | CMF | EA
487.984 | 10887587055954 | TI MIDFACE DISTRACTOR-ANTERIOR FOOT ELEVATED-RIGHT | CMF | EA
487.985 | 10887587055961 | TI MIDFACE DISTRACTOR-ANTERIOR FOOT ELEVATED-LEFT | CMF | EA
487.986 | 10887587055978 | TI MIDFACE DISTRACTOR-ANTERIOR FOOT LOW PROFILE-SYMMETRICAL | CMF | EA
487.987 | 10887587055985 | TI MIDFACE DISTRACTOR-ANTERIOR FOOT ELEVATED-SYMMETRICAL | CMF | EA
487.990 | 10887587056012 | TI MIDFACE DISTRACTOR POSTERIOR FOOT-SINGLE VECTOR | CMF | EA
487.995 | 10887587056050 | 1.2MM TI MACHINE SCREW FOR MIDFACE DISTRACTOR | CMF | EA
304.797 | 10887587032986 | TI MIDFACE DISTRACTOR MODULE CASE | CMF | EA
304.740 | 10887587032498 | TROCAR TRAY INSERT A | CMF | EA
304.741 | 10887587032528 | TROCAR TRAY INSERT B | CMF | EA
304.700S1 | 10887587031415 | LABEL SHEET FOR MAXILLOFACIAL SCREWS | CMF | EA
401.305 | 20887587046690 | 2.4MM TI EMERGENCY SCREW 5MM | CMF | P5
401.305E | 10887587046709 | 2.4MM TI EMERGENCY SCREW 5MM | CMF | EA
447.681 | 10887587053868 | 2.0MM TI DOUBLE Y-PLATE 8 HOLES 38MM | CMF | EA
304.679 | 10887587031309 | 2.0MM COMPACT FIXATION MODULE | CMF | EA
386.915 | 10887587040530 | OPTICAL RETRACTOR HANDLE | CMF | EA
386.910 | 10887587040486 | SUBCONDYLAR ELEVATOR-ANGLED RIGHT | CMF | EA
386.911 | 10887587040493 | SUBCONDYLAR ELEVATOR-ANGLED LEFT | CMF | EA
386.912 | 10887587040509 | FRAGMENT MANIPULATING FORCEPS | CMF | EA
386.900 | 10887587040394 | ARTICULATING PLATE INTRODUCER WITH PLATE HOLDING TIP | CMF | EA
386.901 | 10887587040400 | PL HOLDING TIP F/ARTICULATING PLATE INTRODUCER (386.900) | CMF | EA
386.906 | 10887587040455 | FREER SUCTION ELEVATOR AND 1.8MM CLEANING STYLET | CMF | EA
386.907 | 10887587040462 | 1.8MM CLEANING STYLET F/FREER SUCTION ELEVATOR (386.906) | CMF | EA
386.904 | 10887587040431 | 2.0MM CANNULA & OBTURATOR/ SELF-RETAINING | CMF | EA
386.905 | 10887587040448 | HOOK/ANGLED/1.5MM FLAT TIP | CMF | EA
386.920 | 10887587040561 | RETRACTOR 8MM X 60MM | CMF | EA
386.913 | 10887587040516 | 1.5MM INSERT DRILL GUIDE-LONG | CMF | EA
386.914 | 10887587040523 | 2.0MM CANNULA & OBTURATOR THREADED/LONG | CMF | EA
386.908 | 10887587040479 | CHEEK RETRACTOR RING/THREADED FOR 386.914 | CMF | EA
386.903 | 10887587040424 | FRAGMENT MANIPULATOR HANDLE FOR 386.902 | CMF | EA
386.902 | 10887587040417 | FRAGMENT MANIPULATOR/THREADED 1.9MM/SELF-DRILLING | CMF | EA
386.917 | 10887587040547 | RETRACTOR BLADE 12MM WIDTH F/ USE W/OPTICAL RETRACTOR HANDLE | CMF | EA
386.918 | 10887587040554 | RETRACTOR BLADE 17MM WIDTH F/ USE W/OPTICAL RETRACTOR HANDLE | CMF | EA
311.062.01S | 10887587035864 | TAP F/1.5MM RESORBABLE CORTEX SCR/(SLF-DRLG) 3MM HXC-STERILE | CMF | EA
460.003.01S | 10887587054797 | TI CRANIAL FLAP TUBE CLAMP 22MM DIA-STERILE | CMF | EA
447.424 | 10887587053493 | 2.0MM TI MLP DOUBLE ANGLE PLATE-EXTRA 4H X 20H X 4H | CMF | EA
447.425 | 10887587053509 | 2.0MM TI MLP DOUBLE ANGLE PLATE-EXTRA 5H X 22H X 5H | CMF | EA
447.412 | 10887587053455 | 2.0MM TI MLP PLATE-EXTRA 12 HOLES | CMF | EA
447.420 | 10887587053462 | 2.0MM TI MLP PLATE-EXTRA 20 HOLES | CMF | EA
447.426 | 10887587053516 | 2.0MM TI MLP DOUBLE ANGLE PLATE-EXTRA 6H X 24H X 6H | CMF | EA
447.422 | 10887587053479 | 2.0MM TI MLP PLATE/RIGHT EXTRA 6 HOLES X 21 HOLES | CMF | EA
447.423 | 10887587053486 | 2.0MM TI MLP PLATE/LEFT EXTRA 6 HOLES X 21 HOLES | CMF | EA
421.505 | 10887587050409 | TI LOW PROFILE NEURO ORBITAL RIM PLATE 12 HOLES | CMF | EA
421.506 | 10887587050416 | TI LOW PROFILE NEURO OBLIQUE L-PLATE/2 X 3 HOLES-RIGHT | CMF | EA
421.507 | 10887587050423 | TI LOW PROFILE NEURO OBLIQUE L-PLATE/2 X 3 HOLES-LEFT | CMF | EA
421.508 | 10887587050430 | TI LOW PROFILE NEURO OBLIQUE L-PLATE/3 X 4 HOLES-RIGHT | CMF | EA
421.509 | 10887587050447 | TI LOW PROFILE NEURO OBLIQUE L-PLATE/3 X 4 HOLES-LEFT | CMF | EA
447.030 | 10887587052427 | 2.0MM TI CURVED SAGITTAL SPLIT PLATE-6 HOLES/14MM BAR | CMF | EA
447.039 | 10887587052496 | 2.0MM TI CURVED SAGITTAL SPLIT PLATE-6 HOLES/16MM BAR | CMF | EA
460.023 | 10887587054964 | TI STERNAL LOCKING STRAIGHT PLATE-20 HOLES | CMF | EA
460.024 | 10887587054995 | TI STERNAL LOCKING STRAIGHT PLATE-30 HOLES | CMF | EA
421.043 | 10887587049830 | 1.3MM TI ORBITAL FLOOR PLATE ANATOMIC-MEDIUM | CMF | EA
420.403 | 10887587049212 | 1.0MM TI ORBITAL FLOOR PLATE ANATOMIC-MEDIUM | CMF | EA
03.305.002 | 10887587009896 | DRILL GUIDE/CANNULA-SHORT FOR MANDIBLE EXTERNAL FIXATOR | CMF | EA
03.305.003 | 10887587009902 | DRILL GUIDE/CANNULA-LONG FOR MANDIBLE EXTERNAL FIXATOR | CMF | EA
03.305.005 | 10887587009926 | MEASURING DEVICE FOR MANDIBLE EXTERNAL FIXATOR | CMF | EA
03.305.006 | 10887587009933 | ADJUSTABLE CLAMP FOR MANDIBLE EXTERNAL FIXATOR | CMF | EA
03.305.007 | 10887587009940 | 4.0MM ROD BENDER FOR MANDIBLE EXTERNAL FIXATOR | CMF | EA
03.305.008 | 10887587009957 | CANNULATED T-HANDLE FOR MANDIBLE EXTERNAL FIXATOR | CMF | EA
04.305.010 | 10887587015125 | 2.5MM/4.0MM TI SELF-DRILLING SCHANZ SCREW 50MM | CMF | EA
04.305.011 | 10887587015132 | 2.5MM/4.0MM TI SELF-DRILLING SCHANZ SCREW 60MM | CMF | EA
04.305.012 | 10887587015149 | 2.5MM/4.0MM TI SELF-DRILLING SCHANZ SCREW 70MM | CMF | EA
851.801.01S | 10887587064239 | RAPID RESORBABLE CRANIAL CLAMP 18MM | CMF | EA
03.305.004 | 10887587009919 | 1.8MM/4.0MM STEPPED DRILL BIT STRYKER J-LATCH WITH 24MM STOP | CMF | EA
421.067 | 10887587049984 | 1.3MM TI DOUBLE Y-PLATE 6 HOLES 22MM | CMF | EA
04.305.003 | 10887587015095 | 2.5MM/4.0MM TI SCHANZ SCREW BLUNT TIP 50MM | CMF | EA
03.305.009 | 10887587009964 | ROD TEMPLATE FOR 4.0MM RODS FOR MANDIBLE EXTERNAL FIXATOR | CMF | EA
03.305.000 | 10887587009889 | 4.0MM OBTURATOR FOR MANDIBLE EXTERNAL FIXATOR | CMF | EA
04.305.004 | 10887587015101 | 2.5MM/4.0MM TI SCHANZ SCREW BLUNT TIP 60MM | CMF | EA
04.305.005 | 10887587015118 | 2.5MM/4.0MM TI SCHANZ SCREW BLUNT TIP 70MM | CMF | EA
449.021 | 10887587053981 | 2.0MM TI DOUBLE ADAPTION PLATE 2 X 20 HOLES 100MM | CMF | EA
04.305.103 | 10887587015187 | 4.0MM TI PRE-BENT ROD ONE-HALF MANDIBLE | CMF | EA
04.305.102 | 10887587015170 | 4.0MM TI PRE-BENT ROD THREE-QUARTER MANDIBLE | CMF | EA
04.305.101 | 10887587015163 | 4.0MM TI PRE-BENT ROD/FULL MANDIBLE | CMF | EA
04.305.100 | 10887587015156 | 4.0MM TI PRE-BENT ROD/FULL MANDIBLE WITH RAMUS | CMF | EA
313.251 | 10887587036694 | 1.5MM/2.0MM PLUSDRIVE(TM) SCREWDRIVER/SELF-RETAINING | CMF | EA
313.252 | 10887587036700 | 1.5MM/2.0MM SCRWDRVR BLD HXC SLF-RETAIN PLUSDRIVE(TM) 96MM | CMF | EA
313.253 | 10887587036717 | 1.5MM/2.0MM SCRWDRVR BLD HXC SLF-RETAIN PLUSDRIVE(TM) 76MM | CMF | EA
313.254 | 10887587036724 | 1.5MM/2.0MM SCRWDRVR BLD HXC SLF-RETAIN PLUSDRIVE(TM) 52MM | CMF | EA
401.041E | 10887587045696 | 2.0MM TI CRTX SCREW SLF-TPNG W/PLUSDRIVE(TM) RECESS 4MM | CMF | EA
401.042E | 10887587045719 | 2.0MM TI CRTX SCREW SLF-TPNG W/PLUSDRIVE(TM) RECESS 5MM | CMF | EA
401.043E | 10887587045740 | 2.0MM TI CRTX SCREW SLF-TPNG W/PLUSDRIVE(TM) RECESS 6MM | CMF | EA
401.044E | 10887587045771 | 2.0MM TI CRTX SCREW SLF-TPNG W/PLUSDRIVE(TM) RECESS 8MM | CMF | EA
401.061E | 10887587046006 | 2.0MM TI CORTEX SCREW SLF-DRLG W/PLUSDRIVE(TM) RECESS 4MM | CMF | EA
401.045E | 10887587045801 | 2.0MM TI CRTX SCR COARSE PITCH SLF-TPNG W/PLUSDRIVE(TM) 10MM | CMF | EA
401.062E | 10887587046037 | 2.0MM TI CORTEX SCREW SLF-DRLG W/PLUSDRIVE(TM) RECESS 5MM | CMF | EA
401.046E | 10887587045832 | 2.0MM TI CRTX SCR COARSE PITCH SLF-TPNG W/PLUSDRIVE(TM) 12MM | CMF | EA
401.063E | 10887587046068 | 2.0MM TI CORTEX SCREW SLF-DRLG W/PLUSDRIVE(TM) RECESS 6MM | CMF | EA
401.047E | 10887587045863 | 2.0MM TI CRTX SCR COARSE PITCH SLF-TPNG W/PLUSDRIVE(TM) 14MM | CMF | EA
401.048E | 10887587045894 | 2.0MM TI CRTX SCR COARSE PITCH SLF-TPNG W/PLUSDRIVE(TM) 16MM | CMF | EA
401.064E | 10887587046099 | 2.0MM TI CORTEX SCREW SLF-DRLG W/PLUSDRIVE(TM) RECESS 7MM | CMF | EA
401.049E | 10887587045917 | 2.0MM TI CRTX SCR COARSE PITCH SLF-TPNG W/PLUSDRIVE(TM) 18MM | CMF | EA
401.065E | 10887587046129 | 2.0MM TI CORTEX SCREW SLF-DRLG W/PLUSDRIVE(TM) RECESS 8MM | CMF | EA
401.050E | 10887587045931 | 2.0MM TI CRTX SCR COARSE PITCH SLF-TPNG W/PLUSDRIVE(TM) 20MM | CMF | EA
401.051E | 10887587045955 | 2.0MM TI CRTX SCR COARSE PITCH SLF-TPNG W/PLUSDRIVE(TM) 22MM | CMF | EA
401.052E | 10887587045979 | 2.0MM TI CRTX SCR COARSE PITCH SLF-TPNG W/PLUSDRIVE(TM) 24MM | CMF | EA
401.955E | 10887587048215 | 2.0MM TI LCKNG SCREW SLF-DRLG W/PLUSDRIVE(TM) RECESS 5MM | CMF | EA
401.956E | 10887587048239 | 2.0MM TI LCKNG SCREW SLF-DRLG W/PLUSDRIVE(TM) RECESS 6MM | CMF | EA
401.957E | 10887587048253 | 2.0MM TI LCKNG SCREW SLF-DRLG W/PLUSDRIVE(TM) RECESS 8MM | CMF | EA
401.791E | 10887587047683 | 2.4MM TI EMERGENCY SCREW WITH PLUSDRIVE(TM) RECESS 5MM | CMF | EA
401.792E | 10887587047713 | 2.4MM TI EMERGENCY SCREW WITH PLUSDRIVE(TM) RECESS 6MM | CMF | EA
401.794E | 10887587047744 | 2.4MM TI EMERGENCY SCREW WITH PLUSDRIVE(TM) RECESS 8MM | CMF | EA
401.795E | 10887587047775 | 2.4MM TI EMERGENCY SCREW WITH PLUSDRIVE(TM) RECESS 10MM | CMF | EA
401.796E | 10887587047805 | 2.4MM TI EMERGENCY SCREW WITH PLUSDRIVE(TM) RECESS 12MM | CMF | EA
401.797E | 10887587047836 | 2.4MM TI EMERGENCY SCREW WITH PLUSDRIVE(TM) RECESS 14MM | CMF | EA
401.798E | 10887587047867 | 2.4MM TI EMERGENCY SCREW WITH PLUSDRIVE(TM) RECESS 16MM | CMF | EA
401.799E | 10887587047898 | 2.4MM TI EMERGENCY SCREW WITH PLUSDRIVE(TM) RECESS 18MM | CMF | EA
398.909 | 10887587041759 | WIRE-CUTTING SCISSORS STRAIGHT POINTED | CMF | EA
304.672P | 10887587031194 | LABEL SHEET FOR 1.3MM CRANIOFACIAL MODULE | CMF | EA
304.663P | 10887587030913 | LABEL SHEET FOR 1.0MM CRANIOFACIAL MODULE | CMF | EA
304.661.29 | 10887587030838 | LABEL SHEET FOR 1.5MM CRANIOFACIAL MODULE | CMF | EA
304.662.29 | 10887587030869 | LABEL SHEET FOR 2.0MM CRANIOFACIAL MODULE | CMF | EA
329.317 | 10887587039275 | APPLICATION DEVICE FOR RESORBABLE CRANIAL CLAMP | CMF | EA
311.035.01S | 10887587035734 | TAP F/1.5MM RESORBABLE CORTEX SCR/(SLF-DRLG) 5MM MQC-STERILE | CMF | EA
311.037.01S | 10887587035758 | TAP F/1.5MM RESORBABLE CORTEX SCR/(SLF-DRLG) 8MM MQC-STERILE | CMF | EA
329.571 | 10887587039619 | BENDING TEMPLATE FOR 2.0MM MLP CRESCENT 5 & 7 HOLES | CMF | EA
329.572 | 10887587039626 | BENDING TEMPLATE FOR 2.0MM MLP ANGLE COMPRESSION 6 & 8 HOLES | CMF | EA
311.093.01S | 10887587036120 | TAP F/1.5MM RESORBABLE CORTEX SCR/(SLF-DRLG) 5MM HXC-STERILE | CMF | EA
329.573 | 10887587039633 | BENDING TEMPLATE FOR 2.0MM MLP COMPRESSION 4/6/8 HOLES | CMF | EA
311.094.01S | 10887587036137 | TAP F/1.5MM RESORBABLE CORTEX SCR(SLF-DRLG) 8MM HXC-STERILE | CMF | EA
329.574 | 10887587039640 | BENDING TEMPLATE FOR 2.0MM MLP 4X20X4 HOLES DOUBLE ANGLE | CMF | EA
329.575 | 10887587039657 | BENDING TEMPLATE FOR 2.0MM MLP 5X22X5 HOLES DOUBLE ANGLE | CMF | EA
329.576 | 10887587039664 | BENDING TEMPLATE FOR 2.0MM MLP 6X24X6 HOLES DOUBLE ANGLE | CMF | EA
310.811 | 10887587035536 | COUNTERSINK W/CENTERING PINS FOR 2.0MM SCREWS/HEX COUPLING | CMF | EA
310.805 | 10887587035512 | COUNTERSINK W/CENTERING PINS FOR 2.4MM SCREWS/HEX COUPLING | CMF | EA
304.776 | 10887587032818 | LABEL SHEET FOR CRANIAL CLAMPS | CMF | EA
304.774 | 10887587032795 | NEURO INSERT TRAY FOR BATTERY POWERED SCREWDRIVER | CMF | EA
304.775 | 10887587032801 | NEURO MULTI CLAMP INSERT TRAY | CMF | EA
305.691 | 10887587033020 | SCREW MODULE FOR TITANIUM STERNAL FIXATION SYSTEM | CMF | EA
305.696 | 10887587033075 | SCREW MODULE FOR 4.5MM STERNAL CANNULATED SCREWS | CMF | EA
305.697 | 10887587033082 | PLATE MODULE FOR 4.5MM STERNAL RECONSTRUCTION PLATES | CMF | EA
690.695 | 10887587060637 | MODULAR STERNAL CABLE SYSTEM CABLE INSTR SET GRAPHIC CASE | CMF | EA
401.050 | 20887587045921 | 2.0MM TI CRTX SCR COARSE PITCH SLF-TPNG W/PLUSDRIVE(TM) 20MM | CMF | P5
401.051 | 20887587045945 | 2.0MM TI CRTX SCR COARSE PITCH SLF-TPNG W/PLUSDRIVE(TM) 22MM | CMF | P5
401.052 | 20887587045969 | 2.0MM TI CRTX SCR COARSE PITCH SLF-TPNG W/PLUSDRIVE(TM) 24MM | CMF | P5
401.795 | 20887587047765 | 2.4MM TI EMERGENCY SCREW WITH PLUSDRIVE(TM) RECESS 10MM | CMF | P5
401.794 | 20887587047734 | 2.4MM TI EMERGENCY SCREW WITH PLUSDRIVE(TM) RECESS 8MM | CMF | P5
401.797 | 20887587047826 | 2.4MM TI EMERGENCY SCREW WITH PLUSDRIVE(TM) RECESS 14MM | CMF | P5
401.798 | 20887587047857 | 2.4MM TI EMERGENCY SCREW WITH PLUSDRIVE(TM) RECESS 16MM | CMF | P5
401.799 | 20887587047888 | 2.4MM TI EMERGENCY SCREW WITH PLUSDRIVE(TM) RECESS 18MM | CMF | P5
401.791 | 20887587047673 | 2.4MM TI EMERGENCY SCREW WITH PLUSDRIVE(TM) RECESS 5MM | CMF | P5
401.792 | 20887587047703 | 2.4MM TI EMERGENCY SCREW WITH PLUSDRIVE(TM) RECESS 6MM | CMF | P5
401.796 | 20887587047796 | 2.4MM TI EMERGENCY SCREW WITH PLUSDRIVE(TM) RECESS 12MM | CMF | P5
401.955 | 20887587048205 | 2.0MM TI LCKNG SCREW SLF-DRLG W/PLUSDRIVE(TM) RECESS 5MM | CMF | P5
401.956 | 20887587048229 | 2.0MM TI LCKNG SCREW SLF-DRLG W/PLUSDRIVE(TM) RECESS 6MM | CMF | P5
401.957 | 20887587048243 | 2.0MM TI LCKNG SCREW SLF-DRLG W/PLUSDRIVE(TM) RECESS 8MM | CMF | P5
401.061 | 20887587045983 | 2.0MM TI CRTX SCREW SLF-DRLG W/PLUSDRIVE(TM) RECESS 4MM | CMF | P5
401.062 | 20887587046010 | 2.0MM TI CRTX SCREW SLF-DRLG W/PLUSDRIVE(TM) RECESS 5MM | CMF | P5
401.063 | 20887587046041 | 2.0MM TI CRTX SCREW SLF-DRLG W/PLUSDRIVE(TM) RECESS 6MM | CMF | P5
401.064 | 20887587046072 | 2.0MM TI CRTX SCREW SLF-DRLG W/PLUSDRIVE(TM) RECESS 7MM | CMF | P5
401.065 | 20887587046102 | 2.0MM TI CRTX SCREW SLF-DRLG W/PLUSDRIVE(TM) RECESS 8MM | CMF | P5
460.019 | 10887587054902 | TI STERNAL LOCKING STRAIGHT PLATE-12 HOLES | CMF | EA
421.533S | 10887587050669 | LOW PROF NEURO CONTOURABLE TI MESH/MALLEABLE/100X100MM-STER | CMF | EA
421.532S | 10887587050645 | LOW PROF NEURO CONTOURABLE TI MESH/RIGID/38MMX45MM-STERILE | CMF | EA
421.531S | 10887587050621 | LOW PROF NEURO CONTOURABLE TI MESH/MALLEABLE/38MMX45MM-STER | CMF | EA
421.534S | 10887587050683 | LOW PROF NEURO CONTOURABLE TI MESH/RIGID/100MMX100MM-STERILE | CMF | EA
421.535S | 10887587050706 | LOW PROF NEURO CONTOURABLE TI MESH/RIGID/200MMX200MM-STERILE | CMF | EA
421.536S | 10887587050720 | LOW PROF NEURO CONTOURABLE TI MESH/MALLEABLE/SMALL ARC-STER | CMF | EA
421.540S | 10887587050805 | LOW PROF NEURO CONTOURABLE TI MESH/MALLEABLE/30MM DIA-STER | CMF | EA
421.539S | 10887587050782 | LOW PROF NEURO CONTOURABLE TI MESH/RIGID/LARGE ARC-STERILE | CMF | EA
421.538S | 10887587050768 | LOW PROF NEURO CONTOURABLE TI MESH/RIGID/SMALL ARC-STERILE | CMF | EA
421.537S | 10887587050744 | LOW PROF NEURO CONTOURABLE TI MESH/MALLEABLE/LARGE ARC-STER | CMF | EA
421.541S | 10887587050829 | LOW PROF NEURO CONTOURABLE TI MESH/MALLEABLE/70MM DIA-STER | CMF | EA
421.542S | 10887587050843 | LOW PROF NEURO CONTOURABLE TI MESH/MALLEABLE/100MM DIA-STER | CMF | EA
421.543S | 10887587050867 | LOW PROF NEURO CONTOURABLE TI MESH/RIGID/30MM DIA-STERILE | CMF | EA
421.544S | 10887587050881 | LOW PROF NEURO CONTOURABLE TI MESH/RIGID/70MM DIA-STERILE | CMF | EA
421.545S | 10887587050904 | LOW PROF NEURO CONTOURABLE TI MESH/RIGID/100MM-STERILE | CMF | EA
421.546S | 10887587050928 | LOW PROF NEURO CONTOUR TI MESH MALLEABLE MASTOID/LRG-STERILE | CMF | EA
304.744 | 10887587032535 | MODULE CASE FOR 2.0MM TI MANDIBLE LOCKING PLATE SET | CMF | EA
305.816 | 10887587033211 | LABEL SHEET FOR RESORBABLE INSTRUMENT TRAYS | CMF | EA
305.815 | 10887587033204 | BENDING TEMPLATE MODULE FOR RESORBABLE FIXATION SYSTEM | CMF | EA
305.814 | 10887587033198 | FINGER MAT INSERT F/RESORBABLE INSTRUMENT TRAYS | CMF | EA
305.811 | 10887587033167 | INSTRUMENT INSERT F/RESORBABLE INSTRUMENT TRAYS | CMF | EA
305.810 | 10887587033150 | LARGE INSTRUMENT TRAY BASE FOR RESORBABLE FIXATION SYSTEM | CMF | EA
305.809 | 10887587033143 | LARGE INSTRUMENT TRAY LID FOR RESORBABLE FIXATION SYSTEM | CMF | EA
305.807 | 10887587033136 | SMALL INSTRUMENT TRAY BASE FOR RESORBABLE FIXATION SYSTEM | CMF | EA
305.806 | 10887587033129 | SMALL INSTRUMENT TRAY LID FOR RESORBABLE FIXATION SYSTEM | CMF | EA
400.034 | 20887587041886 | 1.5MM TI CORTEX SCR SLF-TPNG WITH PLUSDRIVE(TM) RECESS 4MM | CMF | P5
400.035 | 20887587041916 | 1.5MM TI CORTEX SCR SLF-TPNG WITH PLUSDRIVE(TM) RECESS 5MM | CMF | P5
400.036 | 20887587041930 | 1.5MM TI CORTEX SCR SLF-TPNG WITH PLUSDRIVE(TM) RECESS 6MM | CMF | P5
400.038 | 20887587041985 | 1.5MM TI CORTEX SCR SLF-TPNG WITH PLUSDRIVE(TM) RECESS 8MM | CMF | P5
400.040 | 20887587042012 | 1.5MM TI CORTEX SCR SLF-TPNG WITH PLUSDRIVE(TM) RECESS 10MM | CMF | P5
400.042 | 20887587042043 | 1.5MM TI CORTEX SCR SLF-TPNG WITH PLUSDRIVE(TM) RECESS 12MM | CMF | P5
400.044 | 20887587042074 | 1.5MM TI CORTEX SCR SLF-TPNG WITH PLUSDRIVE(TM) RECESS 14MM | CMF | P5
400.046 | 20887587042104 | 1.5MM TI CORTEX SCR SLF-TPNG WITH PLUSDRIVE(TM) RECESS 16MM | CMF | P5
400.048 | 20887587042135 | 1.5MM TI CORTEX SCR SLF-TPNG WITH PLUSDRIVE(TM) RECESS 18MM | CMF | P5
400.054 | 20887587042159 | 1.5MM TI CORTEX SCR SLF-DRLG WITH PLUSDRIVE(TM) RECESS 4MM | CMF | P5
400.034E | 10887587041902 | 1.5MM TI CORTEX SCR SLF-TPNG WITH PLUSDRIVE(TM) RECESS 4MM | CMF | EA
400.055 | 20887587042180 | 1.5MM TI CORTEX SCR SLF-DRLG WITH PLUSDRIVE(TM) RECESS 5MM | CMF | P5
400.056 | 20887587042210 | 1.5MM TI CORTEX SCR SLF-DRLG WITH PLUSDRIVE(TM) RECESS 6MM | CMF | P5
400.035E | 10887587041926 | 1.5MM TI CORTEX SCR SLF-TPNG WITH PLUSDRIVE(TM) RECESS 5MM | CMF | EA
400.058 | 20887587042272 | 1.5MM TI CORTEX SCR SLF-DRLG WITH PLUSDRIVE(TM) RECESS 8MM | CMF | P5
400.036E | 10887587041957 | 1.5MM TI CORTEX SCR SLF-TPNG WITH PLUSDRIVE(TM) RECESS 6MM | CMF | EA
400.038E | 10887587042008 | 1.5MM TI CORTEX SCR SLF-TPNG WITH PLUSDRIVE(TM) RECESS 8MM | CMF | EA
400.040E | 10887587042039 | 1.5MM TI CORTEX SCR SLF-TPNG WITH PLUSDRIVE(TM) RECESS 10MM | CMF | EA
400.042E | 10887587042060 | 1.5MM TI CORTEX SCR SLF-TPNG WITH PLUSDRIVE(TM) RECESS 12MM | CMF | EA
400.044E | 10887587042091 | 1.5MM TI CORTEX SCR SLF-TPNG WITH PLUSDRIVE(TM) RECESS 14MM | CMF | EA
400.046E | 10887587042121 | 1.5MM TI CORTEX SCR SLF-TPNG WITH PLUSDRIVE(TM) RECESS 16MM | CMF | EA
400.048E | 10887587042145 | 1.5MM TI CORTEX SCR SLF-TPNG WITH PLUSDRIVE(TM) RECESS 18MM | CMF | EA
400.054E | 10887587042176 | 1.5MM TI CORTEX SCR SLF-DRLG WITH PLUSDRIVE(TM) RECESS 4MM | CMF | EA
400.055E | 10887587042206 | 1.5MM TI CORTEX SCR SLF-DRLG WITH PLUSDRIVE(TM) RECESS 5MM | CMF | EA
400.056E | 10887587042237 | 1.5MM TI CORTEX SCR SLF-DRLG WITH PLUSDRIVE(TM) RECESS 6MM | CMF | EA
400.058E | 10887587042299 | 1.5MM TI CORTEX SCR SLF-DRLG WITH PLUSDRIVE(TM) RECESS 8MM | CMF | EA
400.274 | 20887587042302 | 2.0MM TI EMERGENCY SCREW WITH PLUSDRIVE(TM) RECESS 4MM | CMF | P5
400.275 | 20887587042333 | 2.0MM TI EMERGENCY SCREW WITH PLUSDRIVE(TM) RECESS 5MM | CMF | P5
400.276 | 20887587042364 | 2.0MM TI EMERGENCY SCREW WITH PLUSDRIVE(TM) RECESS 6MM | CMF | P5
400.278 | 20887587042425 | 2.0MM TI EMERGENCY SCREW WITH PLUSDRIVE(TM) RECESS 8MM | CMF | P5
400.280 | 20887587042456 | 2.0MM TI EMERGENCY SCREW WITH PLUSDRIVE(TM) RECESS 10MM | CMF | P5
400.282 | 20887587042487 | 2.0MM TI EMERGENCY SCREW WITH PLUSDRIVE(TM) RECESS 12MM | CMF | P5
400.284 | 20887587042517 | 2.0MM TI EMERGENCY SCREW WITH PLUSDRIVE(TM) RECESS 14MM | CMF | P5
400.286 | 20887587042548 | 2.0MM TI EMERGENCY SCREW WITH PLUSDRIVE(TM) RECESS 16MM | CMF | P5
400.288 | 20887587042579 | 2.0MM TI EMERGENCY SCREW WITH PLUSDRIVE(TM) RECESS 18MM | CMF | P5
400.274E | 10887587042312 | 2.0MM TI EMERGENCY SCREW WITH PLUSDRIVE(TM) RECESS 4MM | CMF | EA
400.275E | 10887587042343 | 2.0MM TI EMERGENCY SCREW WITH PLUSDRIVE(TM) RECESS 5MM | CMF | EA
400.276E | 10887587042374 | 2.0MM TI EMERGENCY SCREW WITH PLUSDRIVE(TM) RECESS 6MM | CMF | EA
400.278E | 10887587042435 | 2.0MM TI EMERGENCY SCREW WITH PLUSDRIVE(TM) RECESS 8MM | CMF | EA
400.280E | 10887587042466 | 2.0MM TI EMERGENCY SCREW WITH PLUSDRIVE(TM) RECESS 10MM | CMF | EA
400.282E | 10887587042497 | 2.0MM TI EMERGENCY SCREW WITH PLUSDRIVE(TM) RECESS 12MM | CMF | EA
400.284E | 10887587042527 | 2.0MM TI EMERGENCY SCREW WITH PLUSDRIVE(TM) RECESS 14MM | CMF | EA
400.286E | 10887587042558 | 2.0MM TI EMERGENCY SCREW WITH PLUSDRIVE(TM) RECESS 16MM | CMF | EA
400.288E | 10887587042589 | 2.0MM TI EMERGENCY SCREW WITH PLUSDRIVE(TM) RECESS 18MM | CMF | EA
310.133 | 10887587034836 | 1.3MM DRILL BIT/STRYKER J-LATCH/WITH 3MM STOP/45MM | CMF | EA
310.134 | 10887587034843 | 1.3MM DRILL BIT/HXC WITH 3MM STOP/52MM | CMF | EA
329.632 | 10887587039671 | BENDING TEMPLATE FOR 1.5MM RESORB ORBITAL FLOOR PL 24MM | CMF | EA
329.633 | 10887587039688 | BENDING TEMPLATE FOR 1.5MM RESORB ORBITAL FLOOR PL 30MM | CMF | EA
329.634 | 10887587039695 | BENDING TEMPLATE FOR 1.5MM RESORB ORBITAL FLOOR PL 35MM | CMF | EA
313.852 | 10887587036922 | 1.5MM STARDRIVE(TM) SCRWDRVR BLD SLF-RETAIN MED/76MM HXC | CMF | EA
313.855 | 10887587036946 | 2.0MM STARDRIVE(TM) SCRWDRVR BLD SLF-RETAIN MED/76MM HXC | CMF | EA
313.821 | 10887587036779 | 1.3MM STARDRIVE(TM) SCRWDRVR BLD SLF-RETAIN MED/60MM MQC | CMF | EA
313.851 | 10887587036915 | 1.5MM STARDRIVE(TM) SCRWDRVR BLD SLF-RETAIN MED/66MM MQC | CMF | EA
313.854 | 10887587036939 | 2.0MM STARDRIVE(TM) SCRWDRVR BLD SLF-RETAIN MED/66MM MQC | CMF | EA
313.825 | 10887587036793 | 1.3MM STARDRIVE(TM) SCRWDRVR BLD SLF-RETAIN MED/76MM HXC | CMF | EA
304.740T3 | 10887587032504 | LAG SCREW TRAY INSERT C | CMF | EA
304.740T4 | 10887587032511 | LAG SCREW MINI MODULE | CMF | EA
M97005.3600 | 10887587000749 | CHEEK RING | CMF | EA
313.856 | 10887587036953 | 1.5MM STARDRIVE(TM) SCRWDRVR BLADE SELF-RETAINING 16MM MQC | CMF | EA
313.857 | 10887587036960 | 2.0MM STARDRIVE(TM) SCRWDRVR BLADE SELF-RETAINING 16MM MQC | CMF | EA
316.618 | 10887587038179 | 1.0MM DRILL BIT 8MM STOP/52MM HXC | CMF | EA
316.628 | 10887587038209 | 1.1MM DRILL BIT 8MM STOP/52MM HXC | CMF | EA
316.644 | 10887587038223 | 1.5MM DRILL BIT 4MM STOP/52MM HXC | CMF | EA
316.648 | 10887587038247 | 1.5MM DRILL BIT 8MM STOP/52MM HXC | CMF | EA
316.605 | 10887587038131 | 0.76MM DRILL BIT 5MM STOP/52MM HXC | CMF | EA
316.608 | 10887587038148 | 0.76MM DRILL BIT 8MM STOP/52MM HXC | CMF | EA
145.602D | 10887587027579 | ORTHOGNATHIC MODULAR FIXATION SYSTEM SET-DEMO | CMF | EA
105.712E | 10887587026992 | ORTHOGNATHIC PRE-BENT PLATE SET-EVAL | CMF | EA
145.602E | 10887587027586 | ORTHOGNATHIC MODULAR FIXATION SYSTEM SET-EVAL | CMF | EA
105.712D | 10887587026985 | ORTHOGNATHIC PRE-BENT PLATE SET-DEMO | CMF | EA
145.602PA | 10887587027593 | ORTHOGNATHIC MODULAR FIXATION INSTRUMENT SET | CMF | EA
105.491RE | 10887587026855 | RESORBABLE FIXATION SYSTEM IMPLANT/TAP SET-EVAL | CMF | EA
105.491SSU | 10887587026879 | RESORBABLE FIXATION SYSTEM IMPL UPGRADE SET-SALE SAMPLES | CMF | EA
145.711SS | 10887587027791 | 1.5MM STARDRIVE(TM) SLF-TPNG SCREW SET-SALE SAMPLES | CMF | EA
304.672RL | 10887587031217 | 1.3MM CRANIOFACIAL MODULE LID | CMF | EA
PC1650 | 10887587000992 | RESORBABLE EVAL TRANSPORT CASE WITH FOAM INSERT | CMF | EA
446.916 | 10887587052274 | 1.5MM TI BOX PLATE 16MM X 10MM/4 HOLES | CMF | EA
447.141 | 10887587052977 | 2.0MM TI CHIN PLATE-DOUBLE BEND 4 HOLES/4MM ADVANCEMENT | CMF | EA
447.142 | 10887587052984 | 2.0MM TI CHIN PLATE-DOUBLE BEND 4 HOLES/6MM ADVANCEMENT | CMF | EA
447.143 | 10887587052991 | 2.0MM TI CHIN PLATE-DOUBLE BEND 4 HOLES/8MM ADVANCEMENT | CMF | EA
447.144 | 10887587053004 | 2.0MM TI CHIN PLATE-DOUBLE BEND 4 HOLES/10MM ADVANCEMENT | CMF | EA
447.145 | 10887587053011 | 2.0MM TI CHIN PLATE-DOUBLE BEND 4 HOLES/12MM ADVANCEMENT | CMF | EA
145.830 | 10887587028361 | TI CRANIAL FLAP TUBE CLAMP SET | CMF | EA
304.796 | 10887587032979 | MAXILLARY DISTRACTOR MODULE CASE | CMF | EA
145.830SS | 10887587028392 | TI CRANIAL FLAP TUBE CLAMP SET-SALES SAMPLE | CMF | EA
145.830E | 10887587028378 | TI CRANIAL FLAP TUBE CLAMP SET-EVAL | CMF | EA
145.830PA | 10887587028385 | TI CRANIAL FLAP TUBE INSTRUMENT SET | CMF | EA
SD397.001 | 10887587002835 | CHEEK RETRACTOR RING- LOW PROFILE | CMF | EA
304.795 | 10887587032962 | LAG SCREW TRAY | CMF | EA
800.615.02S | 20887587061273 | 1.5MM RESORBABLE TACK 5MM- STERILE | CMF | OP
800.616.02S | 20887587061297 | 1.5MM RESORBABLE TACK 6MM- STERILE | CMF | OP
800.614.04S | 20887587061259 | 1.5MM RESORBABLE TACK 4MM- STERILE | CMF | P4
800.615.04S | 20887587061280 | 1.5MM RESORBABLE TACK 5MM- STERILE | CMF | P4
800.616.04S | 20887587061303 | 1.5MM RESORBABLE TACK 6MM- STERILE | CMF | P4
447.524 | 10887587053592 | 2.0MM TI 90 DEG L-PLATE 20MM 3 X 2 HOLES-RIGHT | CMF | EA
447.525 | 10887587053608 | 2.0MM TI 90 DEG L-PLATE 20MM 3 X 2 HOLES-LEFT | CMF | EA
530.510LN | 10887587057194 | WATER BATH HEATER-LOANER | CMF | EA
530.512LN | 10887587057217 | WATER BATH TRAY-LOANER | CMF | EA
530.514LN | 10887587057231 | WATER BATH STERILITY COVER- LOANER | CMF | EA
800.613.02S | 20887587061211 | 1.5MM RESORBABLE TACK 3MM- STERILE | CMF | OP
800.613.04S | 20887587061228 | 1.5MM RESORBABLE TACK 3MM- STERILE | CMF | P4
800.613.08S | 20887587061235 | 1.5MM RESORBABLE TACK 3MM- STERILE | CMF | P8
311.039 | 10887587035772 | HANDLE WITH MINI QC-SMALL | CMF | EA
313.211 | 10887587036625 | 1.3MM STARDRIVE(TM) SCRWDRVR BLD SLF-RETAIN SHRT/42MM MQC | CMF | EA
313.212 | 10887587036632 | 1.3MM STARDRIVE(TM) SCRWDRVR BLD SLF-RETAIN MED/60MM MQC | CMF | EA
313.221 | 10887587036649 | 1.5MM STARDRIVE(TM) SCRWDRVR BLD SLF-RETAIN SHRT/42MM MQC | CMF | EA
313.222 | 10887587036656 | 1.5MM STARDRIVE(TM) SCRWDRVR BLD SLF-RETAIN MED/66MM MQC | CMF | EA
313.231 | 10887587036663 | 2.0MM STARDRIVE(TM) SCRWDRVR BLD SLF-RETAIN SHRT/42MM MQC | CMF | EA
313.232 | 10887587036670 | 2.0MM STARDRIVE(TM) SCRWDRVR BLD SLF-RETAIN MED/66MM MQC | CMF | EA
313.250 | 10887587036687 | 1.1MM DRILL BIT/MINI QC WITH 4MM STOP/44.5MM | CMF | EA
530.410 | 10887587057095 | HANDPIECE WITH REVERSE FOR BATTERY POWERED SCREWDRIVER | CMF | EA
311.075.01S | 10887587035963 | TAP F/1.5MM RESORBABLE CORTEX SCREWS 4MM HXC-STERILE | CMF | EA
311.076.01S | 10887587035970 | TAP F/1.5MM RESORBABLE CORTEX SCREWS 6MM HXC-STERILE | CMF | EA
311.078.01S | 10887587035987 | TAP F/2.0MM RESORBABLE CORTEX SCREWS 4MM HXC-STERILE | CMF | EA
311.079.01S | 10887587035994 | TAP F/2.0MM RESORBABLE CORTEX SCREWS 6MM HXC-STERILE | CMF | EA
311.080.01S | 10887587036007 | TAP F/2.0MM RESORBABLE CORTEX SCREWS 8MM HXC-STERILE | CMF | EA
311.082.01S | 10887587036014 | TAP F/2.5MM RESORB EMERGENCY SCREWS 4MM HXC-STERILE | CMF | EA
311.083.01S | 10887587036021 | TAP F/2.5MM RESORB EMERGENCY SCREWS 6MM HXC-STERILE | CMF | EA
311.084.01S | 10887587036038 | TAP F/2.5MM RESORB EMERGENCY SCREWS 8MM HXC-STERILE | CMF | EA
311.085.01S | 10887587036045 | TAP F/1.5MM RESORBABLE CORTEX SCREWS 4MM MINI QC-STERILE | CMF | EA
311.086.01S | 10887587036052 | TAP F/1.5MM RESORBABLE CORTEX SCREWS 6MM MINI QC-STERILE | CMF | EA
311.087.01S | 10887587036069 | TAP F/2.0MM RESORBABLE CORTEX SCREWS 4MM MINI QC-STERILE | CMF | EA
311.088.01S | 10887587036076 | TAP F/2.0MM RESORBABLE CORTEX SCREWS 6MM MINI QC-STERILE | CMF | EA
311.089.01S | 10887587036083 | TAP F/2.0MM RESORBABLE CORTEX SCREWS 8MM MINI QC-STERILE | CMF | EA
311.090.01S | 10887587036090 | TAP F/2.5MM RESORB EMERGENCY SCREWS 4MM MINI QC-STERILE | CMF | EA
311.091.01S | 10887587036106 | TAP F/2.5MM RESORB EMERGENCY SCREWS 6MM MINI QC-STERILE | CMF | EA
311.092.01S | 10887587036113 | TAP F/2.5MM RESORB EMERGENCY SCREWS 8MM MINI QC-STERILE | CMF | EA
690.005.30 | 10887587059785 | BENDER/CUTTER INSTR TRAY FOR CRANIOFACIAL MODULAR SYSTEM | CMF | EA
690.005.40 | 10887587059792 | SCREWDRIVER INSTR TRAY FOR CRANIOFACIAL MODULAR SYSTEM | CMF | EA
145.676 | 10887587027647 | 1.3MM COMPACT NEURO FIXATION SET WITH TI IMPLANTS | CMF | EA
145.677 | 10887587027654 | 1.5MM COMPACT NEURO FIXATION SET WITH TI IMPLANTS | CMF | EA
105.712SS | 10887587027005 | ORTHOGNATHIC PRE-BENT PLATE SET-SALE SAMPLES | CMF | EA
145.602SS | 10887587027609 | ORTHOGNATHIC MODULAR FIXATION SET-SALE SAMPLES | CMF | EA
446.019E | 10887587051161 | 1.5MM TI CONTOURABLE MESH PLATE 200MM X 200MM SET-EVAL | CMF | EA
421.009E | 10887587049519 | 1.3MM TI CONTOURABLE MESH PLATE 200MM X 200MM SET-EVAL | CMF | EA
LRP.E | 10887587000619 | TI LOCKING RECONSTRUCTION PLATE W/CONDYLAR HEAD SET-EVAL | CMF | EA
530.405LN | 10887587057040 | HANDPIECE FOR BATTERY POWERED SCREWDRIVER-LOANER | CMF | EA
530.410LN | 10887587057101 | HANDPIECE W/REVERSE F/BATTERY POWERED SCREWDRIVER-LOANER | CMF | EA
530.409LN | 10887587057088 | BATTERY CHARGER FOR BATTERY POWERED SCREWDRIVER-LOANER | CMF | EA
304.718 | 10887587032238 | INSTRUMENT TRAY FOR RESORBABLE TACK SYSTEM | CMF | EA
304.718T | 10887587032252 | SILICON INSERT FOR RESORBABLE TACK SYSTEM INSTRUMENT TRAY | CMF | EA
304.718L | 10887587032245 | LID FOR RESORBABLE TACK SYSTEM INSTRUMENT TRAY | CMF | EA
399.141 | 10887587041858 | STERNAL REDUCTION FORCEPS- SMALL | CMF | EA
399.142 | 10887587041865 | STERNAL REDUCTION FORCEPS- LARGE | CMF | EA
105.493SS | 10887587026916 | RESORBABLE TACK SYSTEM SET-SALES SAMPLE | CMF | EA
115.630 | 10887587027135 | IMF SCREW SET | CMF | EA
105.493E | 10887587026909 | RESORBABLE TACK SYSTEM SET-EVAL | CMF | EA
291.230.98E | 10887587029535 | 0.5MM PRECUT CERCLAGE WIRE 175MM | CMF | EA
291.240.98E | 10887587029559 | 0.6MM PRECUT CERCLAGE WIRE 175MM | CMF | EA
356.591 | 10887587040295 | 70MM RULER WITH SLIDE | CMF | EA
338.761 | 10887587039893 | 2.4MM THREADED DRILL GUIDE | CMF | EA
460.011 | 10887587054865 | SMALL TI STERNAL LOCKING HOOK PLATE-DOUBLE HOOK | CMF | EA
460.012 | 10887587054872 | LARGE TI STERNAL LOCKING HOOK PLATE-DOUBLE HOOK | CMF | EA
460.013 | 10887587054889 | SMALL TI STERNAL LOCKING HOOK PLATE-SINGLE HOOK | CMF | EA
460.014 | 10887587054896 | LARGE TI STERNAL LOCKING HOOK PLATE-SINGLE HOOK | CMF | EA
310.411 | 10887587035123 | 2.4MM DRILL BIT/HXC WITH 6MM STOP/100MM | CMF | EA
310.412 | 10887587035130 | 2.4MM DRILL BIT/QC WITH 6MM STOP/100MM | CMF | EA
310.413 | 10887587035147 | 2.4MM DRILL BIT/STRYKER J-LATCH/WITH 6MM STOP/100MM | CMF | EA
460.030 | 10887587055077 | SMALL TI STERNAL LOCKING H-PLATE/12 HOLES | CMF | EA
460.031 | 10887587055084 | LARGE TI STERNAL LOCKING H-PLATE/12 HOLES | CMF | EA
460.020 | 10887587054933 | TI STERNAL LOCKING STRAIGHT PLATE/4 HOLES | CMF | EA
314.418 | 10887587037363 | 1.5MM HOLDING SLEEVE FOR TACK DRIVER/SELF-RETAINING | CMF | EA
145.955 | 10887587028415 | TI MIDFACE DISTRACTOR SET | CMF | EA
145.955E | 10887587028439 | TI MIDFACE DISTRACTOR SET-EVAL | CMF | EA
613.03.01S | 10887587058566 | CRS FAST SET PUTTY 3CC BONE CEMENT-STERILE | CMF | EA
613.05.01S | 10887587058573 | CRS FAST SET PUTTY 5CC BONE CEMENT-STERILE | CMF | EA
613.10.01S | 10887587058580 | CRS FAST SET PUTTY 10CC BONE CEMENT-STERILE | CMF | EA
613.15.01S | 10887587058597 | CRS FAST SET PUTTY 15CC BONE CEMENT-STERILE | CMF | EA
DLS-1000LN | 10887587000275 | CRS(TM) DELIVERY DEVICE-LOANER | CMF | EA
304.720L | 10887587032283 | LID FOR RESORBABLE FIXATION SYSTEM INSTRUMENT TRAY | CMF | EA
304.715P | 10887587032191 | LABEL SHEET FOR BATTERY POWERED SCREWDRIVER | CMF | EA
304.728 | 10887587032344 | IMF SCREW COMPACT TRAY | CMF | EA
DISASTER SMF | 10887587000251 | SMF DISASTER EQUIPMENT | CMF | EA
530.521S | 10887587057248 | IN SITU BENDER/CUTTER KIT- WIDE-STERILE | CMF | EA
115.630D | 10887587027142 | IMF SCREW SET-DEMO | CMF | EA
115.630E | 10887587027159 | IMF SCREW SET-EVAL | CMF | EA
314.423 | 10887587037370 | AUTOMATED TACK DRIVER | CMF | EA
800.603.02S | 20887587061051 | 1.5MM RESORBABLE CORTEX SCREW 3MM-STERILE | CMF | OP
800.603.04S | 20887587061068 | 1.5MM RESORBABLE CORTEX SCREW 3MM-STERILE | CMF | P4
800.605.02S | 20887587061136 | 1.5MM RESORBABLE CORTEX SCREW 5MM-STERILE | CMF | OP
800.605.04S | 20887587061143 | 1.5MM RESORBABLE CORTEX SCREW 5MM-STERILE | CMF | P4
800.608.02S | 20887587061198 | 1.5MM RESORBABLE CORTEX SCREW 8MM-STERILE | CMF | OP
800.608.04S | 20887587061204 | 1.5MM RESORBABLE CORTEX SCREW 8MM-STERILE | CMF | P4
DLS-1500-US | 10887587000282 | DELIVERY SYRINGE- STERILE | CMF | EA
304.752 | 10887587032597 | RESORBABLE TACK DRIVER MODULE | CMF | EA
DEM-FSP-010 | 10887587000244 | DEMO KIT-FAST SET PUTTY | CMF | EA
MXR-1000-LBL | 10887587000633 | LABEL FOR NORIANÂ® PNEUMATIC MIXER | CMF | EA
821.541.01S | 10887587062563 | 1.5MM RESORB CONTOURABLE MESH PL 50MMX50MM/0.25MM THICK-STER | CMF | EA
821.545.01S | 10887587062600 | 1.5MM RESORB CONTOURABLE MESH PL 50MM DIA/0.8MM THICK-STER | CMF | EA
821.542.01S | 10887587062570 | 1.5MM RESORB CONTOURABLE MESH PL 100X100MM/0.25MM THICK-STER | CMF | EA
822.525.01S | 10887587062792 | 2.0MM RESORB CONTOURABLE MESH PL 50MM DIA/1.2MM THICK-STER | CMF | EA
821.543.01S | 10887587062587 | 1.5MM RESORB CONTOURABLE MESH PL 50MM DIA/0.5MM THICK-STER | CMF | EA
821.544.01S | 10887587062594 | 1.5MM RESORB CONTOURABLE MESH PL 100MM DIA/0.5MM THICK-STER | CMF | EA
145.760SS2 | 10887587028064 | CRANIOFACIAL 1.3MM MODULAR SET SALES SAMPLE W/CRUCIFORM SCREW | CMF | EA
115.628 | 10887587027104 | MAXILLARY DISTRACTOR SET | CMF | EA
115.628E | 10887587027128 | MAXILLARY DISTRACTOR SET- EVAL | CMF | EA
115.628D | 10887587027111 | MAXILLARY DISTRACTOR SET- DEMO | CMF | EA
314.481 | 10887587037455 | 1.0MM CRUCIFORM SCREWDRIVER BLADE W/SPRING HOLDING SLEEVE | CMF | EA
115.680 | 10887587027258 | SUBCONDYLAR/RAMUS FIXATION SET | CMF | EA
314.413 | 10887587037332 | 1.3MM CRUCIFORM SCREWDRIVER BLADE W/SPRING HOLDING SLEEVE | CMF | EA
115.680E | 10887587027265 | SUBCONDYLAR/RAMUS FIXATION SET-EVAL | CMF | EA
421.502T | 20887587050376 | TI LOW PROFILE NEURO STRAIGHT PLATE 2 HOLES | CMF | TP
614.03.01S | 10887587058603 | CRSÂ® ROTARY MIXER CEMENT 3CC STERILE | CMF | EA
614.05.01S | 10887587058610 | CRSÂ® ROTARY MIXER CEMENT 5CC STERILE | CMF | EA
614.10.01S | 10887587058627 | CRSÂ® ROTARY MIXER CEMENT 10CC STERILE | CMF | EA
313.934 | 10887587037073 | LOW PROFILE NEURO SCRWDRVR BLD SLF-RETAIN/CRUCIFORM/MED/MQC | CMF | EA
530.407.01S | 10887587057064 | SINGLE USE BATTERY PACK FOR BATTERY POWERED SCRWDRVR-STER | CMF | EA
314.668 | 10887587037585 | 1.5MM CRUCIFORM SCRWDRVR BLADE W/SPRING HOLDING SLEEVE-LONG | CMF | EA
314.672 | 10887587037615 | 2.0MM CRUCIFORM SCRWDRVR BLADE W/SPRING HOLDING SLEEVE-SHORT | CMF | EA
314.673 | 10887587037622 | 2.0MM CRUCIFORM SCRWDRVR BLADE W/SPRING HOLDING SLEEVE-LONG | CMF | EA
446.097 | 10887587051550 | 1.5MM TI BOX PLATE 16MMX16MM/4 HOLES-LOW PROFILE | CMF | EA
801.024.02S | 20887587061518 | 2.2MM RESORBABLE EMERGENCY TACK 4MM-STERILE | CMF | OP
801.025.02S | 20887587061525 | 2.2MM RESORBABLE EMERGENCY TACK 5MM-STERILE | CMF | OP
801.026.02S | 20887587061532 | 2.2MM RESORBABLE EMERGENCY TACK 6MM-STERILE | CMF | OP
801.014.02S | 20887587061457 | 2.0MM RESORBABLE TACK 4MM- STERILE | CMF | OP
801.014.04S | 20887587061464 | 2.0MM RESORBABLE TACK 4MM- STERILE | CMF | P4
801.015.02S | 20887587061471 | 2.0MM RESORBABLE TACK 5MM- STERILE | CMF | OP
801.015.04S | 20887587061488 | 2.0MM RESORBABLE TACK 5MM- STERILE | CMF | P4
801.016.02S | 20887587061495 | 2.0MM RESORBABLE TACK 6MM- STERILE | CMF | OP
801.016.04S | 20887587061501 | 2.0MM RESORBABLE TACK 6MM- STERILE | CMF | P4
800.623.02S | 20887587061310 | 1.7MM RESORBABLE EMERGENCY TACK 3MM-STERILE | CMF | OP
800.624.02S | 20887587061327 | 1.7MM RESORBABLE EMERGENCY TACK 4MM-STERILE | CMF | OP
800.625.02S | 20887587061334 | 1.7MM RESORBABLE EMERGENCY TACK 5MM-STERILE | CMF | OP
800.626.02S | 20887587061341 | 1.7MM RESORBABLE EMERGENCY TACK 6MM-STERILE | CMF | OP
690.606 | 10887587060071 | NEURO MODULAR FIXATION SYSTEM GRAPHIC CASE-4 MODULE | CMF | EA
446.097LBL | 10887587051567 | LABEL SHEET FOR 1.5MM TI BOX PLATE(446.097) | CMF | EA
446.616 | 10887587051963 | 1.5MM TI DOUBLE Y-PLATE 6 HOLES/18MM-CRANIOFACIAL | CMF | EA
446.617 | 10887587051970 | 1.5MM TI DOUBLE Y-PLATE 6 HOLES/21MM-CRANIOFACIAL | CMF | EA
145.827E | 10887587028347 | TI LOW PROFILE NEURO SYSTEM- EVAL | CMF | EA
145.827SS | 10887587028354 | TI LOW PROFILE NEURO SYSTEM- SALES SAMPLE | CMF | EA
145.827 | 10887587028330 | TI LOW PROFILE NEURO SYSTEM | CMF | EA
851.522.01S | 10887587063836 | 1.5MM RAPID RESORBABLE MESH 125X125X0.8MM-STERILE | CMF | EA
851.263.01S | 10887587063652 | 1.5MM RAPID RESORBABLE OBLIQUE L-PLATE 6H X 4H/LEFT-STERILE | CMF | EA
851.264.01S | 10887587063669 | 1.5MM RAPID RESORBABLE OBLIQUE L-PLATE 6H X 4H/RIGHT-STERILE | CMF | EA
401.293 | 20887587046553 | 2.0MM TI LCKNG SCREW SLF-TPNG W/PLUSDRIVE(TM) RECESS 7MM | CMF | P5
710.021.98S | 10887587060811 | CHRONOS(TM) BETA-TCP GRANULES 1.4-2.8MM/20GR/15CC-STERILE | CMF | EA
710.027.98S | 10887587060859 | CHRONOS(TM) BETA-TCP GRANULES 2.8-5.6MM/14GR/20CC-STERILE | CMF | EA
710.045.98S | 10887587060927 | CHRONOS(TM) BETA-TCP BLOCK 12.5MM X 12.5MM X 10MM-STERILE | CMF | EA
710.051.98S | 10887587060958 | CHRONOS(TM) BETA-TCP WEDGE 14 DEG/RECTANGULAR-STERILE | CMF | EA
710.052.98S | 10887587060965 | CHRONOS(TM) BETA-TCP WEDGE 18 DEG/RECTANGULAR-STERILE | CMF | EA
710.053.98S | 10887587060972 | CHRONOS(TM) BETA-TCP WEDGE 22 DEG/RECTANGULAR-STERILE | CMF | EA
710.054.98S | 10887587060989 | CHRONOS(TM) BETA-TCP WEDGE 26 DEG/RECTANGULAR-STERILE | CMF | EA
710.035.98S | 10887587060903 | CHRONOS(TM) BETA-TCP CYLINDER 14MM(DIA) X 25MM(L)-STERILE | CMF | EA
710.033.98S | 10887587060897 | CHRONOS(TM) BETA-TCP CYLINDER 12.5MM(DIA) X 25MM(L)-STERILE | CMF | EA
710.026.98S | 10887587060842 | CHRONOS(TM) BETA-TCP GRANULES 2.8-5.6MM/7GR/10CC-STERILE | CMF | EA
710.025.98S | 10887587060835 | CHRONOS(TM) BETA-TCP GRANULES 2.8-5.6MM/3.5GR/5CC-STERILE | CMF | EA
710.032.98S | 10887587060880 | CHRONOS(TM) BETA-TCP CYLINDER 10.5MM(DIA) X 25MM(L)-STERILE | CMF | EA
710.019.98S | 10887587060804 | CHRONOS(TM) BETA-TCP GRANULES 1.4-2.8MM/7.5GR/10CC-STERILE | CMF | EA
710.031.98S | 10887587060873 | CHRONOS(TM) BETA-TCP CYLINDER 9.5MM(DIA) X 25MM(L)-STERILE | CMF | EA
710.030.98S | 10887587060866 | CHRONOS(TM) BETA-TCP CYLINDER 8.5MM(DIA) X 25MM(L)-STERILE | CMF | EA
401.293E | 10887587046563 | 2.0MM TI LCKNG SCREW SLF-TPNG W/PLUSDRIVE(TM) RECESS 7MM | CMF | EA
800.802.01S | 10887587061351 | RESORBABLE CRANIAL CLAMP 18MM | CMF | EA
145.760PC | 10887587028026 | CRANIOFACIAL INSTRUMENT SET WITH TROCAR | CMF | EA
145.955D | 10887587028422 | TI MIDFACE DISTRACTOR SET-DEMO | CMF | EA
446.538 | 10887587051895 | 1.5MM TI ORBITAL RIM PLATE MALLEABLE/8 HOLES | CMF | EA
446.540 | 10887587051901 | 1.5MM TI ORBITAL RIM PLATE MALLEABLE/10 HOLES | CMF | EA
446.542 | 10887587051918 | 1.5MM TI ORBITAL RIM PLATE MALLEABLE/12 HOLES | CMF | EA
105.955.98E | 10887587027012 | SMALL BATTERY DRIVE SET-EVAL | CMF | EA
291.905 | 20887587029563 | 1.0MM STERNAL CRIMPING FERRULE | CMF | P5
213.506 | 10887587028705 | 4.5MM STERNAL CANNULATED SCREW 6MM | CMF | EA
213.507 | 10887587028712 | 4.5MM STERNAL CANNULATED SCREW 7MM | CMF | EA
213.508 | 10887587028729 | 4.5MM STERNAL CANNULATED SCREW 8MM | CMF | EA
213.509 | 10887587028736 | 4.5MM STERNAL CANNULATED SCREW 9MM | CMF | EA
213.510 | 10887587028743 | 4.5MM STERNAL CANNULATED SCREW 10MM | CMF | EA
213.511 | 10887587028750 | 4.5MM STERNAL CANNULATED SCREW 11MM | CMF | EA
213.512 | 10887587028767 | 4.5MM STERNAL CANNULATED SCREW 12MM | CMF | EA
213.513 | 10887587028774 | 4.5MM STERNAL CANNULATED SCREW 13MM | CMF | EA
213.514 | 10887587028781 | 4.5MM STERNAL CANNULATED SCREW 14MM | CMF | EA
213.515 | 10887587028798 | 4.5MM STERNAL CANNULATED SCREW 15MM | CMF | EA
213.516 | 10887587028804 | 4.5MM STERNAL CANNULATED SCREW 16MM | CMF | EA
213.517 | 10887587028811 | 4.5MM STERNAL CANNULATED SCREW 17MM | CMF | EA
213.518 | 10887587028828 | 4.5MM STERNAL CANNULATED SCREW 18MM | CMF | EA
213.519 | 10887587028835 | 4.5MM STERNAL CANNULATED SCREW 19MM | CMF | EA
213.520 | 10887587028842 | 4.5MM STERNAL CANNULATED SCREW 20MM | CMF | EA
213.521 | 10887587028859 | 4.5MM STERNAL CANNULATED SCREW 21MM | CMF | EA
213.522 | 10887587028866 | 4.5MM STERNAL CANNULATED SCREW 22MM | CMF | EA
213.523 | 10887587028873 | 4.5MM STERNAL CANNULATED SCREW 23MM | CMF | EA
213.524 | 10887587028880 | 4.5MM STERNAL CANNULATED SCREW 24MM | CMF | EA
260.060 | 10887587029009 | 4.5MM STERNAL RECONSTRUCTION PLATE/10 HOLES | CMF | EA
260.062 | 10887587029023 | 4.5MM STERNAL RECONSTRUCTION PLATE/12 HOLES | CMF | EA
260.064 | 10887587029047 | 4.5MM STERNAL RECONSTRUCTION PLATE/14 HOLES | CMF | EA
260.066 | 10887587029061 | 4.5MM STERNAL RECONSTRUCTION PLATE/16 HOLES | CMF | EA
260.068 | 10887587029085 | 4.5MM STERNAL RECONSTRUCTION PLATE/18 HOLES | CMF | EA
260.070 | 10887587029108 | 4.5MM STERNAL RECONSTRUCTION PLATE/20 HOLES | CMF | EA
260.072 | 10887587029122 | 4.5MM STERNAL RECONSTRUCTION PLATE/22 HOLES | CMF | EA
260.074 | 10887587029146 | 4.5MM STERNAL RECONSTRUCTION PLATE/24 HOLES | CMF | EA
291.910.03S | 10887587029627 | 1.0MM STERNAL CABLE 750MM AND CRIMPING FERRULE-STERILE | CMF | EA
291.910.01S | 10887587029610 | 1.0MM STERNAL CABLE AND CRIMPING FERRULE-STERILE | CMF | EA
690.690 | 10887587060583 | GRAPHIC CASE FOR TI STERNAL FIXATION SYSTEM | CMF | EA
391.291 | 10887587040981 | TENSIONER/CRIMPER/CUTTER FOR 1.0MM STERNAL CABLE | CMF | EA
2312 | 10887587028934 | 2004 SYNTHES MAXILLOFACIAL PRICE LIST | CMF | EA
105.495 | 10887587026923 | AUTOMATED TACK DRIVER SET | CMF | EA
105.495E | 10887587026930 | AUTOMATED TACK DRIVER SET-EVAL | CMF | EA
304.747 | 10887587032566 | LID FOR 2.4MM/3.0MM TI MANDIBLE LCKNG PL MODULE CASE | CMF | EA
304.746 | 10887587032559 | LID FOR 2.0MM TI MANDIBLE LOCKING PLATE MODULE CASE | CMF | EA
304.745 | 10887587032542 | MODULE CASE FOR 2.4MM/3.0MM TI LOCKING RECON & TRAUMA PLATES | CMF | EA
690.608 | 10887587060095 | GRAPHIC CASE FOR TI MANDIBLE FIXATION SYSTEM 4-MODULE | CMF | EA
305.813 | 10887587033181 | BATTERY POWERED SCREWDRIVER INSERT F/RESORB INSTR TRAYS | CMF | EA
305.812 | 10887587033174 | TACK INSERT FOR RESORBABLE INSTRUMENT TRAYS | CMF | EA
400.037 | 20887587041961 | 1.5MM TI CORTEX SCR SLF-TPNG WITH PLUSDRIVE(TM) RECESS 7MM | CMF | P5
400.057 | 20887587042241 | 1.5MM TI CORTEX SCR SLF-DRLG WITH PLUSDRIVE(TM) RECESS 7MM | CMF | P5
400.037E | 10887587041971 | 1.5MM TI CORTEX SCR SLF-TPNG WITH PLUSDRIVE(TM) RECESS 7MM | CMF | EA
400.057E | 10887587042268 | 1.5MM TI CORTEX SCR SLF-DRLG WITH PLUSDRIVE(TM) RECESS 7MM | CMF | EA
400.277 | 20887587042395 | 2.0MM TI EMERGENCY SCREW WITH PLUSDRIVE(TM) RECESS 7MM | CMF | P5
400.277E | 10887587042404 | 2.0MM TI EMERGENCY SCREW WITH PLUSDRIVE(TM) RECESS 7MM | CMF | EA
821.546.01S | 10887587062617 | 1.5MM RESORBABLE ORBITAL PLATE 30MM X 30MM-STERILE | CMF | EA
821.547.01S | 10887587062624 | 1.5MM RESORBABLE ORBITAL PLATE 35MM X 35MM-STERILE | CMF | EA
821.700.01S | 10887587062655 | 1.5MM RESORB ORBITAL FLOOR PL 30MMX30MM W/BENDING TEMP-STER | CMF | EA
821.701.01S | 10887587062662 | 1.5MM RESORB ORBITAL FLOOR PL 35MMX35MM W/BENDING TEMP-STER | CMF | EA
421.011S | 10887587049557 | 1.3MM TI CONTOURABLE MESH PL MALLEABLE/SMALL ARC-STERILE | CMF | EA
421.012S | 10887587049571 | 1.3MM TI CONTOURABLE MESH PL MALLEABLE/LARGE ARC-STERILE | CMF | EA
421.013S | 10887587049595 | 1.3MM TI CONTOURABLE MESH PL RIGID/SMALL ARC-STERILE | CMF | EA
421.014S | 10887587049618 | 1.3MM TI CONTOURABLE MESH PL RIGID/LARGE ARC-STERILE | CMF | EA
421.015S | 10887587049632 | 1.3MM TI CONTOURABLE MESH PL MALLEABLE/30MM DIA-STERILE | CMF | EA
421.016S | 10887587049656 | 1.3MM TI CONTOURABLE MESH PL MALLEABLE/70MM DIA-STERILE | CMF | EA
421.017S | 10887587049670 | 1.3MM TI CONTOURABLE MESH PL MALLEABLE/100MM DIA-STERILE | CMF | EA
421.018S | 10887587049694 | 1.3MM TI CONTOURABLE MESH PL RIGID/30MM DIA-STERILE | CMF | EA
421.019S | 10887587049717 | 1.3MM TI CONTOURABLE MESH PL RIGID/70MM DIA-STERILE | CMF | EA
421.020S | 10887587049731 | 1.3MM TI CONTOURABLE MESH PL RIGID/100MM DIA-STERILE | CMF | EA
446.014S | 10887587051086 | 1.5MM TI CONTOURABLE MESH PL MALLEABLE/38MM X 45MM-STERILE | CMF | EA
446.015S | 10887587051109 | 1.5MM TI CONTOURABLE MESH PL RIGID/38MM X 45MM-STERILE | CMF | EA
446.017S | 10887587051123 | 1.5MM TI CONTOURABLE MESH PL MALLEABLE/100MMX100MM-STERILE | CMF | EA
446.018S | 10887587051147 | 1.5MM TI CONTOURABLE MESH PL RIGID/100MM X 100MM-STERILE | CMF | EA
446.019S | 10887587051178 | 1.5MM TI CONTOURABLE MESH PL RIGID/200MM X 200MM-STERILE | CMF | EA
446.052S | 10887587051437 | 1.5MM TI CONTOURABLE MESH PL MALLEABLE/100MM DIA-STERILE | CMF | EA
446.053S | 10887587051451 | 1.5MM TI CONTOURABLE MESH PL RIGID/30MM DIA-STERILE | CMF | EA
446.055S | 10887587051499 | 1.5MM TI CONTOURABLE MESH PL RIGID/100MM DIA-STERILE | CMF | EA
420.40S | 10887587049168 | 1.0MM TI UNIVERSAL ORBITAL FLOOR PLATE-STERILE | CMF | EA
420.44S | 10887587049243 | 1.0MM TI MEDIAL WALL PLATE LEFT-STERILE | CMF | EA
420.302S | 10887587049106 | 1.0MM TI ORBITAL MESH PLATE 0.2MM THICK-STERILE | CMF | EA
420.304S | 10887587049144 | 1.0MM TI ORBITAL MESH PLATE 0.4MM THICK-STERILE | CMF | EA
420.402S | 10887587049205 | 1.0MM TI ORBITAL FLOOR PLATE ANATOMIC/LARGE-STERILE | CMF | EA
420.403S | 10887587049229 | 1.0MM TI ORBITAL FLOOR PLATE ANATOMIC/MEDIUM-STERILE | CMF | EA
421.040S | 10887587049823 | 1.3MM TI UNIVERSAL ORBITAL FLOOR PLATE-STERILE | CMF | EA
421.043S | 10887587049847 | 1.3MM TI ORBITAL FLOOR PLATE ANATOMIC/MEDIUM-STERILE | CMF | EA
421.048S | 10887587049908 | 1.3MM TI ORBITAL FLOOR PLATE ANATOMIC/SMALL-STERILE | CMF | EA
421.049S | 10887587049922 | 1.3MM TI ORBITAL FLOOR PLATE ANATOMIC/LARGE-STERILE | CMF | EA
421.302S | 10887587050294 | 1.3MM TI ORBITAL MESH PLATE 0.2MM THICK-STERILE | CMF | EA
421.303S | 10887587050317 | 1.3MM TI ORBITAL MESH PLATE 0.3MM THICK-STERILE | CMF | EA
421.304S | 10887587050331 | 1.3MM TI ORBITAL MESH PLATE 0.4MM THICK-STERILE | CMF | EA
446.40S | 10887587051703 | 1.5MM TI UNIVERSAL ORBITAL FLOOR PLATE-STERILE | CMF | EA
446.44S | 10887587051727 | 1.5MM TI MEDIAL WALL PLATE LEFT-STERILE | CMF | EA
446.45S | 10887587051741 | 1.5MM TI MEDIAL WALL PLATE RIGHT-STERILE | CMF | EA
304.783 | 10887587032863 | DRILL BIT PART NUMBER INSERT FOR 317.64 | CMF | EA
304.784 | 10887587032870 | DRILL BIT PART NUMBER INSERT FOR 316.644 | CMF | EA
304.786 | 10887587032894 | DRILL BIT PART NUMBER INSERT FOR 317.66 | CMF | EA
304.787 | 10887587032900 | DRILL BIT PART NUMBER INSERT FOR 316.646 | CMF | EA
304.788 | 10887587032917 | HOLDING SLEEVE PART NUMBER INSERT FOR 314.418 | CMF | EA
351.026 | 10887587040196 | 2.7MM AWL-HEX COUPLING | CMF | EA
351.029 | 10887587040226 | NEEDLE FOR USE WITH 1.0MM STERNAL CABLE | CMF | EA
291.915.03S | 10887587029665 | 1.0MM STERNAL CABLE/CRIMPING FERRULE AND NEEDLE-STERILE | CMF | EA
291.915.01S | 10887587029658 | 1.0MM STERNAL CABLE/CRIMPING FERRULE AND NEEDLE-STERILE | CMF | EA
351.027 | 10887587040202 | OBTURATOR FOR STERNAL CABLE PASSER 37MM | CMF | EA
351.028 | 10887587040219 | CABLE PASSER FOR 1.0MM STERNAL CABLE | CMF | EA
487.960 | 10887587055749 | 1.6MM TI MAXILLARY FOOTPLATE ASSEMBLY 8 HOLES | CMF | EA
305.693 | 10887587033037 | LABEL SHEET FOR STERNAL PLATES WITH RELEASE PIN | CMF | EA
351.034 | 10887587040264 | 4.5MM HEX ADJ SCREWDRIVER BLADE W/SPADE POINT HXC | CMF | EA
351.031 | 10887587040233 | 4.5MM HEX SCREWDRIVER BLADE W/ SPADE POINT HXC F/SCR TO 13MM | CMF | EA
351.032 | 10887587040240 | 4.5MM HEX SCREWDRIVER BLADE W/ SPADE POINT HXC F/SCR TO 18MM | CMF | EA
351.033 | 10887587040257 | 4.5MM HEX SCREWDRIVER BLADE W/ SPADE POINT HXC F/SCR TO 24MM | CMF | EA
SD314.691 | 10887587002347 | 2.0MM STARDRIVE SCREWDRIVER FOR USE WITH HOLDING SLEEVE | CMF | EA
SD314.689 | 10887587002330 | 2.0MM STARDRIVE BLADE FOR USE WITH HOLDING SLEEVE-HXC | CMF | EA
351.035 | 10887587040271 | 4.5MM HEX ADJ SCRWDRVR BLADE W/SPADE POINT HXC(REPLACEMENT) | CMF | EA
821.699.01S | 10887587062648 | 1.5MM RESORB ORBITAL FLOOR PL 24MMX24MM W/BENDING TEMP-STER | CMF | EA
04.305.000 | 10887587015064 | 2.5MM/4.0MM TI SCHANZ SCREW TROCAR POINT 50MM | CMF | EA
04.305.001 | 10887587015071 | 2.5MM/4.0MM TI SCHANZ SCREW TROCAR POINT 60MM | CMF | EA
04.305.002 | 10887587015088 | 2.5MM/4.0MM TI SCHANZ SCREW TROCAR POINT 70MM | CMF | EA
421.074 | 10887587050041 | 1.3MM TI MAXILLARY T-PLATE 8MM BAR-RIGHT | CMF | EA
421.075 | 10887587050058 | 1.3MM TI MAXILLARY T-PLATE 8MM BAR-LEFT | CMF | EA
421.076 | 10887587050065 | 1.3MM TI MAXILLARY T-PLATE 10MM BAR-RIGHT | CMF | EA
421.077 | 10887587050072 | 1.3MM TI MAXILLARY T-PLATE 10MM BAR-LEFT | CMF | EA
421.078 | 10887587050089 | 1.3MM TI MAXILLARY T-PLATE 12MM BAR-RIGHT | CMF | EA
421.079 | 10887587050096 | 1.3MM TI MAXILLARY T-PLATE 12MM BAR-LEFT | CMF | EA
421.072 | 10887587050027 | 1.3MM TI MAXILLARY T-PLATE 14MM BAR-RIGHT | CMF | EA
421.073 | 10887587050034 | 1.3MM TI MAXILLARY T-PLATE 14MM BAR-LEFT | CMF | EA
421.082 | 10887587050126 | 1.3MM TI MAXILLARY T-PLATE 8MM BAR-STRAIGHT | CMF | EA
421.083 | 10887587050133 | 1.3MM TI MAXILLARY T-PLATE 10MM BAR-STRAIGHT | CMF | EA
421.084 | 10887587050140 | 1.3MM TI MAXILLARY T-PLATE 12MM BAR-STRAIGHT | CMF | EA
421.086 | 10887587050164 | 1.3MM TI MAXILLARY T-PLATE 14MM BAR-STRAIGHT | CMF | EA
447.630 | 10887587053844 | 2.0MM TI Y-PLATE 2 X 3 HOLES-MALLEABLE | CMF | EA
314.689 | 10887587037738 | 2.0MM STARDRIVE SCRWDRVR BLADE W/SPRG HLDG SLV LONG/95MM HXC | CMF | EA
SD487.989 | 10887587005409 | TI MIDFACE DISTRACTOR-ANTERIOR FOOT-5 HOLES WITH BUTTRESS | CMF | EA
390.110 | 10887587040875 | CLAMP-RIGID FOR EXTERNAL MIDFACE DISTRACTOR | CMF | EA
390.112 | 10887587040882 | CLAMP-SWIVEL FOR EXTERNAL MIDFACE DISTRACTOR | CMF | EA
MXR-US-2000E | 10887587000626 | NORIANÂ® ROTARY MIXER-EVAL | CMF | EA
306.793 | 10887587034744 | SCREW PART NUMBER INSERT FOR 401.955-401.957 | CMF | EA
488.071 | 10887587056074 | TI ALVEOLAR DISTRACTOR WITH V-PLATE 8MM | CMF | EA
488.072 | 10887587056081 | TI ALVEOLAR DISTRACTOR WITH V-PLATE 12MM | CMF | EA
488.073 | 10887587056098 | TI ALVEOLAR DISTRACTOR WITH V-PLATE 16MM | CMF | EA
488.077 | 10887587056135 | TI TRANSPORT V-PLATE FOR ALVEOLAR DISTRACTOR | CMF | EA
488.078 | 10887587056142 | TI CAP FOR ALVEOLAR DISTRACTOR | CMF | EA
488.079 | 10887587056159 | TI TRANSPORT STRAIGHT PLATE FOR ALVEOLAR DISTRACTOR | CMF | EA
421.092 | 10887587050195 | 1.3MM TI BURR HOLE COVER 15MM DIA/6 HOLES | CMF | EA
421.093 | 10887587050201 | 1.3MM TI BURR HOLE COVER 24MM DIA/6 HOLES | CMF | EA
446.901 | 10887587052212 | 1.5MM TI BURR HOLE COVER 15MM DIA/6 HOLES | CMF | EA
446.902 | 10887587052229 | 1.5MM TI BURR HOLE COVER 24MM DIA/6 HOLES | CMF | EA
DLS-1000L | 10887587000268 | CRS DELIVERY DEVICE-LOANER | CMF | EA
105.711D | 10887587026961 | ORTHOGNATHIC PLATE SET-DEMO | CMF | EA
105.711E | 10887587026978 | ORTHOGNATHIC PLATE SET-EVAL | CMF | EA
304.676 | 10887587031286 | 1.3MM COMPACT NEURO FIXATION MODULE CASE | CMF | EA
304.677 | 10887587031293 | 1.5MM COMPACT NEURO FIXATION MODULE CASE | CMF | EA
401.354 | 20887587046911 | 2.0MM TI CORTEX SCREW SLF-TPNG W/STARDRIVE(TM) RECESS 4MM | CMF | P5
401.357 | 20887587046935 | 2.0MM TI CORTEX SCREW SLF-TPNG W/STARDRIVE(TM) RECESS 7MM | CMF | P5
401.359 | 20887587046959 | 2.0MM TI CORTEX SCREW SLF-TPNG W/STARDRIVE(TM) RECESS 9MM | CMF | P5
401.361 | 20887587046973 | 2.0MM TI CORTEX SCREW SLF-TPNG W/STARDRIVE(TM) RECESS 11MM | CMF | P5
401.366 | 20887587047000 | 2.0MM TI CORTEX SCREW SLF-TPNG W/STARDRIVE(TM) RECESS 16MM | CMF | P5
401.368 | 20887587047017 | 2.0MM TI CORTEX SCREW SLF-TPNG W/STARDRIVE(TM) RECESS 18MM | CMF | P5
401.370 | 20887587047024 | 2.0MM TI CORTEX SCREW SLF-TPNG W/STARDRIVE(TM) RECESS 20MM | CMF | P5
401.372 | 20887587047031 | 2.0MM TI CORTEX SCREW SLF-TPNG W/STARDRIVE(TM) RECESS 22MM | CMF | P5
401.374 | 20887587047048 | 2.0MM TI CORTEX SCREW SLF-TPNG W/STARDRIVE(TM) RECESS 24MM | CMF | P5
530.509 | 10887587057170 | WATER BATH SYSTEM | CMF | EA
800.614.02S | 20887587061242 | 1.5MM RESORBABLE TACK 4MM- STERILE | CMF | OP
800.614.10S | 20887587061266 | 1.5MM RESORBABLE TACK 4MM- STERILE | CMF | TP
M97005.1820 | 10887587000695 | FRAGMENT MANIPULATOR-THREADED | CMF | EA
M97005.1810 | 10887587000688 | TI FRAGMENT MANIPULATOR- THREADED | CMF | EA
M97005.3400 | 10887587000725 | FREER WITH SUCTION | CMF | EA
M97005.3800 | 10887587000763 | ANGLED ELEVATOR-LEFT | CMF | EA
M97005.3700 | 10887587000756 | ANGLED ELEVATOR-RIGHT | CMF | EA
M97005.4600 | 10887587000824 | STRAIGHT ELEVATOR | CMF | EA
M97005.4100 | 10887587000787 | FRAGMENT MANIPULATING FORCEPS | CMF | EA
M97005.4200 | 10887587000794 | BONE HOLDING FORCEPS | CMF | EA
M97005.4500 | 10887587000817 | INSERT DRILL GUIDE | CMF | EA
M97005.1800 | 10887587000671 | HANDLE FOR FRAGMENT MANIPULATOR | CMF | EA
M97005.3900 | 10887587000770 | 90 DEG HOOK | CMF | EA
M97005.3200 | 10887587000701 | ANGLED HOOK | CMF | EA
M97005.3300 | 10887587000718 | KEYHOLE DISTRACTOR | CMF | EA
M97005.4400 | 10887587000800 | PLATE MANIPULATING HOOK | CMF | EA
M97005.3410 | 10887587000732 | 1.8MM CLEANING STYLET | CMF | EA
314.416 | 10887587037356 | 1.5MM TACK DRIVER SELF-RETAINING | CMF | EA
314.415 | 10887587037349 | 1.5MM TACK DRIVER W/HOLDING SLEEVE FOR RESORBABLE SYSTEM | CMF | EA
145.705SS | 10887587027746 | CRANIOFACIAL MODULAR FIXATION INSTR 2-MODULE SALE SAMPLE SET | CMF | EA
304.700T31 | 10887587031675 | SCREW PART NUMBER INSERT FOR 401.134-401.138 | CMF | EA
304.700T45 | 10887587031743 | SCREW PART NUMBER INSERT FOR 401.245-401.258 | CMF | EA
304.700T75 | 10887587031798 | SCREWDRIVER BLADE PART NUMBER INSERT FOR 313.822/313.821 | CMF | EA
304.700T76 | 10887587031804 | SCREWDRIVER BLADE PART NUMBER INSERT FOR 313.827/313.825 | CMF | EA
304.700T77 | 10887587031811 | SCREWDRIVER BLADE PART NUMBER INSERT FOR 313.832/.851/.833 | CMF | EA
304.700T78 | 10887587031828 | SCREWDRIVER BLADE PART NUMBER INSERT FOR 313.837/.852/.838 | CMF | EA
304.700T79 | 10887587031835 | SCREWDRIVER BLADE PART NUMBER INSERT FOR 313.842/.854/.843 | CMF | EA
304.700T80 | 10887587031859 | SCREWDRIVER BLADE PART NUMBER INSERT FOR 313.847/.855/.848 | CMF | EA
304.700T81 | 10887587031866 | SCREWDRIVER BLADE PART NUMBER INSERT FOR 313.916/314.411 | CMF | EA
304.700T82 | 10887587031873 | SCREWDRIVER BLADE PART NUMBER INSERT FOR 313.922/313.923 | CMF | EA
304.700T84 | 10887587031880 | SCREWDRIVER BLADE PART NUMBER INSERT FOR 314.67/314.68 | CMF | EA
304.700T1 | 10887587031439 | SCREW PART NUMBER INSERT FOR 400.502-400.514 | CMF | EA
304.700T2 | 10887587031545 | SCREW PART NUMBER INSERT FOR 400.602-400.614 | CMF | EA
304.700T5 | 10887587031767 | SCREW PART NUMBER INSERT FOR 400.334-400.348 | CMF | EA
304.700T7 | 10887587031781 | SCREW PART NUMBER INSERT FOR 400.124-400.126 | CMF | EA
304.700T9 | 10887587031941 | SCREW PART NUMBER INSERT FOR 400.774-400.775 | CMF | EA
304.700T11 | 10887587031453 | SCREW PART NUMBER INSERT FOR 400.144-400.158 | CMF | EA
304.700T13 | 10887587031477 | SCREW PART NUMBER INSERT FOR 400.734-400.748 | CMF | EA
304.700T14 | 10887587031484 | SCREW PART NUMBER INSERT FOR 400.784-400.798 | CMF | EA
304.700T15 | 10887587031491 | SCREW PART NUMBER INSERT FOR 400.354-400.368 | CMF | EA
304.700T17 | 10887587031514 | SCREW PART NUMBER INSERT FOR 400.754-400.758 | CMF | EA
304.700T19 | 10887587031538 | SCREW PART NUMBER INSERT FOR 400.764-400.766 | CMF | EA
304.700T21 | 10887587031569 | SCREW PART NUMBER INSERT FOR 400.254-400.268 | CMF | EA
304.700T23 | 10887587031583 | SCREW PART NUMBER INSERT FOR 401.154-401.174 | CMF | EA
304.700T24 | 10887587031590 | SCREW PART NUMBER INSERT FOR 401.934-401.954 | CMF | EA
304.700T26 | 10887587031613 | SCREW PART NUMBER INSERT FOR 401.306-401.318 | CMF | EA
304.700T29 | 10887587031644 | SCREW PART NUMBER INSERT FOR 401.854-401.874 | CMF | EA
304.700T33 | 10887587031699 | SCREW PART NUMBER INSERT FOR 401.194-401.195 | CMF | EA
304.700T87 | 10887587031910 | SCREWDRIVER BLADE PART NUMBER INSERT FOR 313.832/313.833 | CMF | EA
304.700T88 | 10887587031927 | SCREWDRIVER BLADE PART NUMBER INSERT FOR 313.837/313.838 | CMF | EA
304.700T89 | 10887587031934 | SCREWDRIVER BLADE PART NUMBER INSERT FOR 313.842/313.843 | CMF | EA
304.700T90 | 10887587031958 | SCREWDRIVER BLADE PART NUMBER INSERT FOR 313.847/313.848 | CMF | EA
304.700T6 | 10887587031774 | SCREW PART NUMBER INSERT FOR 400.33X-SMALL | CMF | EA
304.700T8 | 10887587031842 | SCREW PART NUMBER INSERT FOR 400.12X-SMALL | CMF | EA
304.700T10 | 10887587031446 | SCREW PART NUMBER INSERT FOR 400.77X-SMALL | CMF | EA
304.700T12 | 10887587031460 | SCREW PART NUMBER INSERT FOR 400.14X-SMALL | CMF | EA
304.700T16 | 10887587031507 | SCREW PART NUMBER INSERT FOR 400.35X-SMALL | CMF | EA
304.700T18 | 10887587031521 | SCREW PART NUMBER INSERT FOR 400.75X-SMALL | CMF | EA
304.700T20 | 10887587031552 | SCREW PART NUMBER INSERT FOR 400.76X-SMALL | CMF | EA
304.700T22 | 10887587031576 | SCREW PART NUMBER INSERT FOR 400.25X-SMALL | CMF | EA
304.700T25 | 10887587031606 | SCREW PART NUMBER INSERT FOR 401.93X-SMALL | CMF | EA
304.700T28 | 10887587031637 | SCREW PART NUMBER INSERT FOR 401.35X-SMALL | CMF | EA
304.700T30 | 10887587031668 | SCREW PART NUMBER INSERT FOR 401.85X-SMALL | CMF | EA
304.700T32 | 10887587031682 | SCREW PART NUMBER INSERT FOR 401.13X-SMALL | CMF | EA
304.700T34 | 10887587031705 | SCREW PART NUMBER INSERT FOR 401.19X-SMALL | CMF | EA
304.700T36 | 10887587031729 | SCREW PART NUMBER INSERT FOR 401.38X-SMALL | CMF | EA
304.700T46 | 10887587031750 | SCREW PART NUMBER INSERT FOR 401.845-401.848 | CMF | EA
304.793T1 | 10887587032948 | PART NUMBER INSERT FOR 13MM TI CRANIAL FLAP TUBE CLAMP | CMF | EA
304.793T2 | 10887587032955 | PART NUMBER INSERT FOR 18MM TI CRANIAL FLAP TUBE CLAMP | CMF | EA
145.718 | 10887587027807 | 2.0MM TI MANDIBLE LOCKING PLATE SYSTEM | CMF | EA
145.718PA | 10887587027821 | 2.0MM TI MANDIBLE LOCKING PLATE INSTRUMENT SET | CMF | EA
145.718SS | 10887587027838 | 2.0MM TI MANDIBLE LOCKING PLATE SYSTEM-SALES SAMPLE | CMF | EA
145.718E | 10887587027814 | 2.0MM TI MANDIBLE LOCKING PLATE SYSTEM-EVAL | CMF | EA
304.700T85 | 10887587031897 | SCREWDRIVER BLADE PART NUMBER INSERT FOR 313.822 | CMF | EA
304.700T86 | 10887587031903 | SCREWDRIVER BLADE PART NUMBER INSERT FOR 313.827 | CMF | EA
612.44.01S | 10887587058542 | DELIVERY NEEDLE 5CM X 12 GAUGE-STERILE | CMF | EA
145.66 | 10887587027616 | TI HOLLOW SCREW RECONSTRUCTION PLATE (THORP) SET | CMF | EA
319.54 | 10887587039046 | DEPTH GAUGE FOR 2.7MM & 4.0MM SCREWS, LONG | CMF | EA
322.24 | 10887587039145 | 2.7MM DCPÂ® DRILL GUIDE NEUTRAL & LOAD | CMF | EA
346.44 | 10887587039954 | BENDING TEMPLATE FOR 1.5MM TI MEDIAL WALL PLATES | CMF | EA
347.68 | 10887587040073 | BENDING TEMPLATE FOR 2.0MM TI DOUBLE Y-PLATE | CMF | EA
397.12 | 10887587041124 | LARGE REMOVABLE METAL POINT | CMF | EA
397.13 | 10887587041131 | CHEEK RETRACTOR RING | CMF | EA
397.28 | 10887587041384 | 2.4MM DRILL GUIDE FOR 397.21 | CMF | EA
397.51 | 10887587073170 | 2.7MM TROCAR WITH HANDLE & OBTURATOR | CMF | EA
397.516 | 10887587041636 | CANNULA & OBTURATOR REPLACEMENT FOR 397.51 | CMF | EA
397.52 | 10887587041643 | CHEEK RETRACTOR BLADE FOR 397.51 | CMF | EA
397.53 | 10887587073187 | CHEEK RETRACTOR RING FOR 397.51 | CMF | EA
397.56 | 10887587073194 | 2.7MM/2.0MM INSERT DRILL GUIDE FOR 397.51 | CMF | EA
1034 | 10887587026787 | INTERNAL FIXATION OF SMALL FRACTURES/2ND EDITION | CMF | EA
304.600 | 10887587030593 | TI CRANIOFACIAL MODULAR FIXATION SYSTEM GRAPHIC CASE | CMF | EA
304.604 | 10887587030623 | TI CRANIOFACIAL MODULAR FIXTN SYSTEM CASE INSTRUMENT TRAY | CMF | EA
304.610 | 10887587030647 | THORP SET GRAPHIC CASE | CMF | EA
304.612 | 10887587030654 | THORP SET GRAPHIC CASE LID | CMF | EA
304.613 | 10887587030661 | THORP SET GRAPHIC CASE SCREW RACK | CMF | EA
304.614 | 10887587030678 | THORP SET GRAPHIC CASE DRILL BIT RACK | CMF | EA
304.651 | 10887587030777 | TI MANDIBLE TRAUMA SET GRAPHIC CASE BOTTOM | CMF | EA
304.664 | 10887587030920 | MESH MODULE FOR TI IMPLANTS | CMF | EA
310.171 | 10887587034935 | 1.5MM DRILL BIT/UNIVERSAL-HALL WITH 8MM STOP/125MM | CMF | EA
310.511 | 10887587035161 | 1.8MM DRILL BIT/UNIVERSAL-HALL 100MM | CMF | EA
310.521 | 10887587035208 | 1.8MM DRILL BIT/UNIVERSAL-HALL 125MM | CMF | EA
310.531 | 10887587035246 | 2.4MM DRILL BIT/UNIVERSAL-HALL 100MM | CMF | EA
310.541 | 10887587035284 | 2.4MM DRILL BIT/UNIVERSAL-HALL 125MM | CMF | EA
312.60 | 10887587036564 | 1.1MM DRILL GUIDE WITH STOP | CMF | EA
312.61 | 10887587036571 | 1.5MM DRILL GUIDE WITH STOP | CMF | EA
312.62 | 10887587036588 | REPLACEMENT HANDLE FOR 1.1MM DRILL GUIDE WITH STOP | CMF | EA
312.63 | 10887587036595 | REPLACEMENT HANDLE FOR 1.5MM DRILL GUIDE WITH STOP | CMF | EA
312.64 | 10887587036601 | REPLACEMENT INSERT FOR 1.1MM DRILL GUIDE WITH STOP | CMF | EA
312.66 | 10887587036618 | REPLACEMENT INSERT FOR 1.5MM DRILL GUIDE WITH STOP | CMF | EA
314.41 | 10887587037301 | SHORT CRUCIFORM SCREWDRIVER WITH HOLDING SLEEVE | CMF | EA
316.03 | 10887587037790 | 0.70MM DRILL BIT/UNIV-HALL WITH 3MM STOP/44.5MM | CMF | EA
316.05 | 10887587037806 | 0.76MM DRILL/UNIV-HALL WITH 5MM STOP/44.5 MM | CMF | EA
316.08 | 10887587037813 | 0.76MM DRILL BIT/UNIV-HALL WITH 8MM STOP/44.5MM | CMF | EA
316.441 | 10887587038018 | 1.0MM DRILL BIT/UNIVERSAL-HALL WITH 4MM STOP/44.5MM | CMF | EA
316.442 | 10887587038025 | 1.0MM DRILL BIT/UNIVERSAL-HALL WITH 6MM STOP/44.5MM | CMF | EA
316.443 | 10887587038032 | 1.0MM DRILL BIT/UNIVERSAL-HALL WITH 8MM STOP/44.5MM | CMF | EA
317.04 | 10887587038261 | 1.1MM DRILL BIT/UNIVERSAL-HALL WITH 4MM STOP/44.5MM | CMF | EA
317.08 | 10887587038285 | 1.1MM DRILL BIT/UNIVERSAL-HALL WITH 8MM STOP/44.5MM | CMF | EA
317.332 | 10887587038490 | 1.1MM DRILL BIT/UNIVERSAL-HALL 110MM | CMF | EA
317.838 | 10887587038919 | 1.5MM DRILL BIT/MINI QC/110MM | CMF | EA
329.37 | 10887587039305 | BENDING IRON FOR 2.4MM TI UNIVERSAL & RECON PLATES | CMF | EA
387.00 | 10887587040578 | TRANSBUCCAL GUIDE FOR 4.0MM THORP SCREWS | CMF | EA
387.01 | 10887587040585 | DRILL GUIDE POSITIONER | CMF | EA
387.02 | 10887587040592 | 2.0MM DRILL GUIDE, LONG FOR 2.7MM CORTEX SCREWS | CMF | EA
387.03 | 10887587040608 | 3.0MM DRILL GUIDE, LONG FOR 4.0MM THORP SCREWS | CMF | EA
387.06 | 10887587040615 | DRILL GUIDE HANDLE FOR THORP SYSTEM | CMF | EA
387.07 | 10887587040622 | 2.0MM DRILL GUIDE FOR 2.7MM CORTEX SCREWS | CMF | EA
387.08 | 10887587040639 | 3.0MM DRILL GUIDE FOR 4.0MM TI THORP SCREWS | CMF | EA
387.12 | 10887587040646 | 4.5MM REAMER WITH QC | CMF | EA
387.14 | 20887587040650 | 4.5MM BENDING INSERTS FOR USE WITH TI THORP PLATES | CMF | P5
387.14E | 10887587040660 | 4.5MM BENDING INSERT FOR USE WITH TI THORP PLATES | CMF | EA
387.16 | 10887587040677 | BENDING INSERT REMOVAL PLIERS | CMF | EA
387.17 | 10887587040684 | BENDING IRON FOR 4.0MM TI THORP RECONSTRUCTION PLATES | CMF | EA
387.21 | 10887587040691 | 3.0MM DRILL BIT/QC/130MM | CMF | EA
387.23 | 10887587040707 | TAP F/4.0MM THORP SCREWS 130MM/35MM | CMF | EA
387.27 | 10887587040714 | SCREWDRIVER SHAFT FOR 4.0MM TI THORP SCREWS | CMF | EA
387.30 | 10887587040721 | CRUCIFORM SCREWDRIVER SHAFT FOR 1.8MM TI LOCKING SCREW | CMF | EA
387.39 | 10887587040738 | THORP TORQUE INDICATING SCREWDRIVER HANDLE QC | CMF | EA
398.91 | 10887587041766 | COMPRESSION ROLLERS F/MANDIBULAR REDUCTION FORCEPS | CMF | EA
398.920 | 20887587041770 | 2.4MM COMPRESSION ROLLERS | CMF | OP
402.106 | 20887587048267 | 2.7MM TI CORTEX SCREW 6MM HEXAGON SOCKET | CMF | P5
402.106E | 10887587048277 | 2.7MM TI MF CORTEX SCREW 6MM | CMF | EA
402.108 | 20887587048281 | 2.7MM TI CORTEX SCREW 8MM HEXAGON SOCKET | CMF | P5
402.108E | 10887587048291 | 2.7MM TI MF CORTEX SCREW 8MM | CMF | EA
402.110 | 20887587048304 | 2.7MM TI CORTEX SCREW 10MM HEXAGON SOCKET | CMF | P5
402.110E | 10887587048314 | 2.7MM TI MF CORTEX SCREW 10MM | CMF | EA
402.112 | 20887587048328 | 2.7MM TI CORTEX SCREW 12MM HEXAGON SOCKET | CMF | P5
402.112E | 10887587048338 | 2.7MM TI MF CORTEX SCREW 12MM | CMF | EA
402.114 | 20887587048342 | 2.7MM TI CORTEX SCREW 14MM HEXAGON SOCKET | CMF | P5
402.114E | 10887587048352 | 2.7MM TI MF CORTEX SCREW 14MM | CMF | EA
402.116 | 20887587048366 | 2.7MM TI CORTEX SCREW 16MM HEXAGON SOCKET | CMF | P5
402.116E | 10887587048376 | 2.7MM TI MF CORTEX SCREW 16MM | CMF | EA
402.118 | 20887587048380 | 2.7MM TI CORTEX SCREW 18MM HEXAGON SOCKET | CMF | P5
402.118E | 10887587048390 | 2.7MM TI MF CORTEX SCREW 18MM | CMF | EA
402.120 | 20887587048403 | 2.7MM TI CORTEX SCREW 20MM HEXAGON SOCKET | CMF | P5
402.120E | 10887587048413 | 2.7MM TI MF CORTEX SCREW 20MM | CMF | EA
402.122 | 20887587048427 | 2.7MM TI CORTEX SCREW 22MM HEXAGON SOCKET | CMF | P5
402.122E | 10887587048437 | 2.7MM TI MF CORTEX SCREW 22MM | CMF | EA
402.124 | 20887587048441 | 2.7MM TI CORTEX SCREW 24MM HEXAGON SOCKET | CMF | P5
402.124E | 10887587048451 | 2.7MM TI MF CORTEX SCREW 24MM | CMF | EA
402.126 | 20887587048465 | 2.7MM TI CORTEX SCREW 26MM HEXAGON SOCKET | CMF | P5
402.126E | 10887587048475 | 2.7MM TI MF CORTEX SCREW 26MM | CMF | EA
402.128 | 20887587048489 | 2.7MM TI CORTEX SCREW 28MM HEXAGON SOCKET | CMF | P5
402.128E | 10887587048499 | 2.7MM TI MF CORTEX SCREW 28MM | CMF | EA
402.130 | 20887587048502 | 2.7MM TI CORTEX SCREW 30MM HEXAGON SOCKET | CMF | P5
402.130E | 10887587048512 | 2.7MM TI MF CORTEX SCREW 30MM | CMF | EA
402.132 | 20887587048526 | 2.7MM TI CORTEX SCREW 32MM HEXAGON SOCKET | CMF | P5
402.132E | 10887587048536 | 2.7MM TI MF CORTEX SCREW 32MM | CMF | EA
402.134 | 20887587048540 | 2.7MM TI CORTEX SCREW 34MM HEXAGON SOCKET | CMF | P5
402.134E | 10887587048550 | 2.7MM TI MF CORTEX SCREW 34MM | CMF | EA
402.136 | 20887587048564 | 2.7MM TI CORTEX SCREW 36MM HEXAGON SOCKET | CMF | P5
402.136E | 10887587048574 | 2.7MM TI MF CORTEX SCREW 36MM | CMF | EA
402.138 | 20887587048588 | 2.7MM TI CORTEX SCREW 38MM HEXAGON SOCKET | CMF | P5
402.138E | 10887587048598 | 2.7MM TI MF CORTEX SCREW 38MM | CMF | EA
402.140 | 20887587048601 | 2.7MM TI CORTEX SCREW 40MM HEXAGON SOCKET | CMF | P5
402.140E | 10887587048611 | 2.7MM TI MF CORTEX SCREW 40MM | CMF | EA
403.308 | 20887587048625 | 3.2MM TI EMERGENCY SCREW 8MM | CMF | P5
403.308E | 10887587048635 | 3.2MM TI EMERGENCY SCREW 8MM | CMF | EA
403.310 | 20887587048649 | 3.2MM TI EMERGENCY SCREW 10MM | CMF | P5
403.310E | 10887587048659 | 3.2MM TI EMERGENCY SCREW 10MM | CMF | EA
403.312 | 20887587048663 | 3.2MM TI EMERGENCY SCREW 12MM | CMF | P5
403.312E | 10887587048673 | 3.2MM TI EMERGENCY SCREW 12MM | CMF | EA
403.314 | 20887587048687 | 3.2MM TI EMERGENCY SCREW 14MM | CMF | P5
403.314E | 10887587048697 | 3.2MM TI EMERGENCY SCREW 14MM | CMF | EA
403.316 | 20887587048700 | 3.2MM TI EMERGENCY SCREW 16MM | CMF | P5
403.316E | 10887587048710 | 3.2MM TI EMERGENCY SCREW 16MM | CMF | EA
403.318 | 20887587048724 | 3.2MM TI EMERGENCY SCREW 18MM | CMF | P5
403.318E | 10887587048734 | 3.2MM TI EMERGENCY SCREW 18MM | CMF | EA
403.320 | 20887587048748 | 3.2MM TI EMERGENCY SCREW 20MM | CMF | P5
403.320E | 10887587048758 | 3.2MM TI EMERGENCY SCREW 20MM | CMF | EA
403.322 | 20887587048762 | 3.2MM TI EMERGENCY SCREW 22MM | CMF | P5
403.322E | 10887587048772 | 3.2MM TI EMERGENCY SCREW 22MM | CMF | EA
403.324 | 20887587048786 | 3.2MM TI EMERGENCY SCREW 24MM | CMF | P5
403.324E | 10887587048796 | 3.2MM TI EMERGENCY SCREW 24MM | CMF | EA
446.91 | 10887587052236 | 1.5MM TI BURR HOLE COVER 17MM DIA/6 HOLES | CMF | EA
487.40 | 10887587055350 | 4.0MM TI THORP RECONSTRUCTION PLATE 6 HOLES/48MM | CMF | EA
487.41 | 10887587055367 | 4.0MM TI THORP RECONSTRUCTION PLATE 8 HOLES/64MM | CMF | EA
487.42 | 10887587055374 | 4.0MM TI THORP RECONSTRUCTION PLATE 10 HOLES/80MM | CMF | EA
487.43 | 10887587055381 | 4.0MM TI THORP RECONSTRUCTION PLATE 12 HOLES/96MM | CMF | EA
487.44 | 10887587055398 | 4.0MM TI THORP RECONSTRUCTION PLATE 14 HOLES/112MM | CMF | EA
487.45 | 10887587055404 | 4.0MM TI THORP RECONSTRUCTION PLATE 16 HOLES/128MM | CMF | EA
487.46 | 10887587055411 | 4.0MM TI THORP RECONSTRUCTION PLATE 18 HOLES/144MM | CMF | EA
487.47 | 10887587055428 | 4.0MM TI THORP RECONSTRUCTION PLATE 20 HOLES/160MM | CMF | EA
487.48 | 10887587055435 | 4.0MM TI THORP RECONSTRUCTION PLATE 22 HOLES/176MM | CMF | EA
487.49 | 10887587055442 | 4.0MM TI THORP RECONSTRUCTION PLATE 24 HOLES/192MM | CMF | EA
487.54 | 10887587055459 | 4.0MM TI THORP RECON PLATE W/ANGLE 5X15H 36MM/116MM-RIGHT | CMF | EA
487.55 | 10887587055466 | 4.0MM TI THORP RECON PLATE W/ANGLE 5X15H 36MMX116MM-LEFT | CMF | EA
487.58 | 10887587055473 | 4.0MM TI THORP RECON PLATE W/ANGLE 6X24H 44MMX188MM-RIGHT | CMF | EA
487.59 | 10887587055480 | 4.0MM TI THORP RECON PLATE W/ANGLE 6X24H 44MMX188MM-LEFT | CMF | EA
497.60 | 20887587056224 | 4.0MM SOLID TI THORP SCREW 8MM | CMF | P5
497.60E | 10887587056234 | 4.0MM SOLID TI THORP SCREW 8MM | CMF | EA
497.61 | 20887587056248 | 4.0MM SOLID TI THORP SCREW 10MM | CMF | P5
497.61E | 10887587056258 | 4.0MM SOLID TI THORP SCREW 10MM | CMF | EA
497.62 | 20887587056262 | 4.0MM SOLID TI THORP SCREW 12MM | CMF | P5
497.62E | 10887587056272 | 4.0MM SOLID TI THORP SCREW 12MM | CMF | EA
497.63 | 20887587056286 | 4.0MM SOLID TI THORP SCREW 14MM | CMF | P5
497.63E | 10887587056296 | 4.0MM SOLID TI THORP SCREW 14MM | CMF | EA
497.64 | 20887587056309 | 4.0MM SOLID TI THORP SCREW 16MM | CMF | P5
497.64E | 10887587056319 | 4.0MM SOLID TI THORP SCREW 16MM | CMF | EA
497.65 | 20887587056323 | 4.0MM SOLID TI THORP SCREW 18MM | CMF | P5
497.65E | 10887587056333 | 4.0MM SOLID TI THORP SCREW 18MM | CMF | EA
497.66 | 20887587056347 | 4.0MM SOLID TI THORP SCREW 20MM | CMF | P5
497.66E | 10887587056357 | 4.0MM SOLID TI THORP SCREW 20MM | CMF | EA
497.90 | 20887587056767 | 4.0MM TI HOLLOW THORP SCREW 8MM | CMF | P5
497.90E | 10887587056777 | 4.0MM TI HOLLOW THORP SCREW 8MM | CMF | EA
497.91 | 20887587056781 | 4.0MM TI HOLLOW THORP SCREW 10MM | CMF | P5
497.91E | 10887587056791 | 4.0MM TI HOLLOW THORP SCREW 10MM | CMF | EA
497.92 | 20887587056804 | 4.0MM TI HOLLOW THORP SCREW 12MM | CMF | P5
497.92E | 10887587056814 | 4.0MM TI HOLLOW THORP SCREW 12MM | CMF | EA
497.93 | 20887587056828 | 4.0MM TI HOLLOW THORP SCREW 14MM | CMF | P5
497.93E | 10887587056838 | 4.0MM TI HOLLOW THORP SCREW 14MM | CMF | EA
497.94 | 20887587056842 | 4.0MM TI HOLLOW THORP SCREW 16MM | CMF | P5
497.94E | 10887587056852 | 4.0MM TI HOLLOW THORP SCREW 16MM | CMF | EA
497.95 | 20887587056866 | 4.0MM TI HOLLOW THORP SCREW 18MM | CMF | P5
497.95E | 10887587056876 | 4.0MM TI HOLLOW THORP SCREW 18MM | CMF | EA
497.96 | 20887587056880 | 4.0MM TI HOLLOW THORP SCREW 20MM | CMF | P5
497.96E | 10887587056890 | 4.0MM TI HOLLOW THORP SCREW 20MM | CMF | EA
7504 | 10887587061023 | BRIDGING A MANDIBULAR RESECTION DEFECT (THORP) | CMF | EA
7505 | 10887587061030 | RIGID FIXATION OF CALVARIAL BONE FLAPS (BURR HOLE COVERS) | CMF | EA
304.661L | 10887587030845 | LID FOR 1.5MM CRANIOFACIAL MODULE | CMF | EA
304.663L | 10887587030906 | LID FOR 1.0MM CRANIOFACIAL MODULE | CMF | EA
304.663B | 10887587030890 | 1.0MM MODULE CASE BOTTOM | CMF | EA
304.664B | 10887587030937 | 1.0MM/1.3MM MESH MODULE CASE BOTTOM | CMF | EA
446.900 | 10887587052205 | 1.5MM TI BURR HOLE COVER 12MM DIA/6 HOLES | CMF | EA
306.665 | 10887587034010 | SCREW LENGTH MARKER KIT FOR ORTHOGNATHIC SCREW MODULE | CMF | EA
145.700 | 10887587027715 | CRANIOFACIAL MODULAR FIXATION INSTRUMENT SET/ 4-MODULE | CMF | EA
145.730 | 10887587027883 | 1.0MM MODULE SET WITH TI IMPLANTS | CMF | EA
145.760 | 10887587027982 | 1.3MM MODULE SET WITH TI IMPLANTS | CMF | EA
145.710 | 10887587027753 | 1.5MM MODULE SET WITH TI IMPLANTS | CMF | EA
145.720 | 10887587027845 | 2.0MM MODULE SET WITH TI IMPLANTS | CMF | EA
145.740 | 10887587027920 | 1.0MM/1.3MM MESH MODULE SET WITH TI IMPLANTS | CMF | EA
145.700SS | 10887587027722 | CRANIOFACIAL GRAPHIC CASE & INSTR SALES SAMPLE SET | CMF | EA
145.760SS | 10887587028057 | CRANIOFACIAL 1.3MM MODULAR SALES SAMPLE SET/STARDRIVE | CMF | EA
145.760PA | 10887587028002 | CRANIOFACIAL INSTRUMENT SET | CMF | EA
304.601 | 10887587030609 | CRANIOFACIAL MFS MAIN CASE | CMF | EA
310.882 | 10887587035543 | UNIVERSAL COUNTERSINK 1.3MM-2.0MM TI CORTEX SCREWS | CMF | EA
497.78.98 | 20887587056743 | 1.8MM TI LOCKING SCREW | CMF | P5
446.096 | 10887587051543 | 1.5MM TI BOX PLATE 14MMx14MM/4 HOLES-LOW PROFILE | CMF | EA
304.631 | 10887587030685 | TI COMPACT GRAPHIC CASE OUTER CASE | CMF | EA
316.335 | 10887587037967 | 1.3MM DRILL BIT/STRYKER J-LATCH/40MM STOP/65MM | CMF | EA
145.705 | 10887587027739 | CRANIOFACIAL MODULAR FIXATION INSTRUMENT SET/ 2-MODULE | CMF | EA
145.800 | 10887587028132 | CRANIAL MODULAR FIXATION INSTRUMENT SET/2-MODULE | CMF | EA
519.81S.98 | 10887587057019 | SINGLE AIR HOSE WITH SCHRADER STEM/2 METERS | CMF | EA
304.669 | 10887587030982 | 1.3MM CRANIAL MODULE FOR TI IMPLANTS | CMF | EA
304.670 | 10887587031064 | 1.5MM CRANIAL MODULE FOR TI IMPLANTS | CMF | EA
304.668L | 10887587030975 | 1.0MM CRANIAL MODULE LID | CMF | EA
304.669L | 10887587030999 | 1.3MM CRANIAL MODULE LID | CMF | EA
304.670L | 10887587031071 | 1.5MM CRANIAL MODULE LID | CMF | EA
304.668B | 10887587030968 | 1.0MM CRANIAL MODULE BOTTOM | CMF | EA
497.78.98E | 10887587056753 | 1.8MM TI LOCKING SCREW | CMF | EA
449.412 | 10887587054254 | 2.4MM TI MICROVASCULAR PLATE 12 HOLES/96MM | CMF | EA
449.414 | 10887587054261 | 2.4MM TI MICROVASCULAR PLATE 14 HOLES/112MM | CMF | EA
449.416 | 10887587054278 | 2.4MM TI MICROVASCULAR PLATE 16 HOLES/128MM | CMF | EA
449.418 | 10887587054285 | 2.4MM TI MICROVASCULAR PLATE 18 HOLES/144MM | CMF | EA
449.420 | 10887587054292 | 2.4MM TI MICROVASCULAR PLATE 20 HOLES/160MM | CMF | EA
449.422 | 10887587054308 | 2.4MM TI MICROVASCULAR PLATE 22 HOLES/176MM | CMF | EA
449.424 | 10887587054315 | 2.4MM TI MICROVASCULAR PLATE 24 HOLES/192MM | CMF | EA
449.442 | 10887587054346 | 2.4MM TI MICROVASCULAR PLATE W/ANGLE 4 X 16 HOLES-RIGHT | CMF | EA
449.443 | 10887587054353 | 2.4MM TI MICROVASCULAR PLATE W/ANGLE 4 X 16 HOLES-LEFT | CMF | EA
449.444 | 10887587054360 | 2.4MM TI MICROVASCULAR PLATE W/ANGLE 5 X 17 HOLES-RIGHT | CMF | EA
449.445 | 10887587054377 | 2.4MM TI MICROVASCULAR PLATE W/ANGLE 5 X 17 HOLES-LEFT | CMF | EA
449.446 | 10887587054384 | 2.4MM TI MICROVASCULAR PLATE W/ANGLE 6 X 18 HOLES-RIGHT | CMF | EA
449.447 | 10887587054391 | 2.4MM TI MICROVASCULAR PLATE W/ANGLE 6 X 18 HOLES-LEFT | CMF | EA
449.450 | 10887587054421 | 2.4MM TI MICROVASCULAR PLATE W/DOUBLE ANGLE 4 X 20 HOLES | CMF | EA
449.451 | 10887587054438 | 2.4MM TI MICROVASCULAR PLATE W/DOUBLE ANGLE 5 X 22 HOLES | CMF | EA
449.452 | 10887587054445 | 2.4MM TI MICROVASCULAR PLATE W/DOUBLE ANGLE 6 X 24 HOLES | CMF | EA
304.684 | 10887587031316 | MANDIBULAR MFS GRAPHIC CASE UPPER DRILL/GUIDE TRAY | CMF | EA
304.685 | 10887587031323 | MANDIBULAR MFS GRAPHIC CASE LOWER PLIER/BENDER TRAY | CMF | EA
322.160 | 10887587039107 | PLATE HOLDING DRILL GUIDE | CMF | EA
329.79 | 10887587039862 | BENDING TEMPLATE WITH DOUBLE ANGLE 4 X 20 HOLES | CMF | EA
329.80 | 10887587039879 | BENDING TEMPLATE WITH DOUBLE ANGLE 5 X 22 HOLES | CMF | EA
329.81 | 10887587039886 | BENDING TEMPLATE WITH DOUBLE ANGLE 6 X 24 HOLES | CMF | EA
302.65 | 10887587029726 | MANDIBLE FIXBRIDGE RACK | CMF | EA
145.805 | 10887587028170 | 1.0MM CRANIAL MODULE SET WITH TI IMPLANTS | CMF | EA
145.810 | 10887587028231 | 1.3MM CRANIAL MODULE SET WITH TI IMPLANTS | CMF | EA
145.815 | 10887587028286 | 1.5MM CRANIAL MODULE SET WITH TI IMPLANTS | CMF | EA
449.441 | 10887587054339 | 2.4MM TI MICROVASCULAR PLATE W/ANGLE 4 X 8 HOLES-LEFT | CMF | EA
449.440 | 10887587054322 | 2.4MM TI MICROVASCULAR PLATE W/ANGLE 4 X 8 HOLES-RIGHT | CMF | EA
450.611 | 10887587054711 | 1.5MM TI Y-PLATE 1 X 3 HOLES-MALLEABLE | CMF | EA
145.800PA | 10887587028149 | TI CRANIAL MODULAR FIXATION INSTRUMENT INTRO SET | CMF | EA
145.805PA | 10887587028194 | 1.0MM CRANIAL INSTRUMENT INTRODUCTORY MODULE SET | CMF | EA
145.810PA | 10887587028248 | 1.3MM CRANIAL INSTRUMENT INTRODUCTORY MODULE SET | CMF | EA
145.815PA | 10887587028293 | 1.5MM CRANIAL INSTRUMENT INTRODUCTORY MODULE SET | CMF | EA
451.611 | 10887587054735 | 2.0MM TI Y-PLATE 1 X 3 HOLES-MALLEABLE | CMF | EA
304.649 | 10887587030760 | 1.5MM NEURO SET CASE FOR TI IMPLANTS | CMF | EA
514.215 | 10887587057002 | 90 DEG SCREWDRIVER BIT | CMF | EA
514.010 | 10887587056951 | 90 DEG SCREWDRIVER EXTENSION ARM | CMF | EA
514.000 | 10887587056920 | 90 DEG SCREWDRIVER BODY | CMF | EA
514.005 | 10887587056944 | 90 DEG SCREWDRIVER HEAVY DUTY HEAD | CMF | EA
514.011 | 10887587056968 | LUBRICANT/CONDITIONER FOR 90 DEG SCREWDRIVER | CMF | EA
514.015 | 10887587056982 | 90 DEG SCREWDRIVER SCREWHOLDER FOR 1.5MM & 2.0MM SCREWS | CMF | EA
314.401 | 10887587037240 | 2.5MM HEXAGONAL SCREWDRIVER BLADE WITH QC | CMF | EA
514.024 | 10887587056999 | 90 DEG SCREWDRIVER SCREWHOLDER FOR 2.4MM SCREW | CMF | EA
304.605 | 10887587030630 | BURGUNDY CORNER POST FOR MODULAR FIXATION SYSTEMS | CMF | EA
397.311 | 10887587041469 | 1.5MM PLATE HOLDING TROCAR | CMF | EA
397.192 | 10887587041155 | SINGLE POINT TROCAR WITH SNAP IN HEAD | CMF | EA
322.161 | 10887587039114 | 1.5MM PLATE HOLDING DRILL GUIDE | CMF | EA
322.162 | 10887587039121 | 2.0MM PLATE HOLDING DRILL GUIDE | CMF | EA
449.448 | 10887587054407 | 2.4MM TI MICROVASCULAR PLATE W/ANGLE 6 X 21 HOLES - RIGHT | CMF | EA
449.449 | 10887587054414 | 2.4MM TI MICROVASCULAR PLATE W/ANGLE 6 X 21 HOLES - LEFT | CMF | EA
145.335ME | 10887587027319 | PERCUTANEOUS REDUCTION FORCEPS INSTR AND IMPL SET-SMF EVAL | CMF | EA
145.400 | 10887587027326 | MANDIBULAR MODULAR FIXATION INSTRUMENT SET/ 2-MODULE | CMF | EA
145.405 | 10887587027463 | MANDIBULAR MODULAR FIXATION INSTRUMENT SET/ 4-MODULE | CMF | EA
145.410 | 10887587027487 | 2.4MM MICROVASCULAR MODULE SET WITH TI IMPLANTS | CMF | EA
145.425 | 10887587027548 | 2.4MM MANDIBLE TRAUMA MODULE SET WITH TI IMPLANTS | CMF | EA
145.420 | 10887587027517 | 2.0MM TI MANDIBLE TRAUMA MODULE SET WITH TI IMPLANTS | CMF | EA
145.400PB | 10887587027364 | MANDIBULAR MODULAR FIXATION SYSTEM - INTRO UPGRADE | CMF | EA
145.400PA | 10887587027340 | MANDIBULAR MODULAR FIXATION SYSTEM / INTRO | CMF | EA
397.322 | 10887587041506 | 1.5MM DCU NEUTRAL DRILL GUIDE | CMF | EA
397.323 | 10887587041513 | 1.5MM DCU COMPRESSION DRILL GUIDE | CMF | EA
304.602 | 10887587030616 | CRANIOFACIAL GRAPHIC CASE LID | CMF | EA
145.740E | 10887587027937 | TI MESH MODULE SET-EVAL | CMF | EA
145.760E | 10887587027999 | CRANIOFACIAL MODULAR FIXATION SYSTEM 1.0/1.3/1.5/2.0MM-EVAL | CMF | EA
114.000E | 10887587027067 | 90 DEG SCREWDRIVER SET-EVAL | CMF | EA
397.219 | 10887587041247 | CANNULA ATTACHMENT ASSEMBLY F/LOCKING RECONSTRUCTION PLATE | CMF | EA
304.671 | 10887587031149 | 2.0MM CRANIAL MODULE | CMF | EA
317.106 | 10887587038292 | 1.1MM DRILL BIT/MINI QC/20MM | CMF | EA
317.112 | 10887587038308 | 1.1MM DRILL BIT/MINI QC/26MM | CMF | EA
317.118 | 10887587038315 | 1.1MM DRILL BIT/MINI QC/32MM | CMF | EA
317.506 | 10887587038575 | 1.5MM DRILL BIT/MINI QC/20MM | CMF | EA
317.512 | 10887587038582 | 1.5MM DRILL BIT/MINI QC/26MM | CMF | EA
317.518 | 10887587038599 | 1.5MM DRILL BIT/MINI QC/32MM | CMF | EA
317.806 | 10887587038742 | 1.8MM DRILL BIT/MINI QC/20MM | CMF | EA
317.812 | 10887587038759 | 1.8MM DRILL BIT/MINI QC/26MM | CMF | EA
316.014 | 10887587037783 | 0.76MM DRILL BIT/UNIV-HALL WITH 14MM STOP/44.5MM | CMF | EA
317.232 | 10887587038377 | 1.1MM DRILL BIT/UNIVERSAL-HALL 65MM | CMF | EA
316.332 | 10887587037950 | 1.3MM DRILL BIT/UNIVERSAL-HALL 65MM | CMF | EA
317.238 | 10887587038391 | 1.1MM DRILL BIT/MINI QC/55MM | CMF | EA
316.338 | 10887587037974 | 1.3MM DRILL BIT/MINI QC/55MM | CMF | EA
317.438 | 10887587038544 | 1.5MM DRILL BIT/MINI QC/75MM | CMF | EA
316.214 | 10887587037868 | 0.76MM DRILL BIT/MINI QC WITH 14MM STOP/44.5MM | CMF | EA
145.400SS | 10887587027371 | MODULAR MANDIBLE SYSTEM SALES SAMPLE | CMF | EA
145.800SS | 10887587028163 | CRANIAL GRAPHIC CASE AND INSTRUMENT SALES SAMPLE SET | CMF | EA
145.810SS | 10887587028279 | CRANIAL 1.3MM MODULAR SALES SAMPLE SET | CMF | EA
145.815SS | 10887587028323 | CRANIAL 1.5MM MODULAR SALES SAMPLE SET | CMF | EA
145.710SS | 10887587027784 | CRANIOFACIAL 1.5MM MODULAR SALES SAMPLE SET | CMF | EA
145.720SS | 10887587027876 | CRANIOFACIAL 2.0MM MODULAR SALES SAMPLE SET | CMF | EA
145.730SS | 10887587027913 | CRANIOFACIAL 1.0MM MODULAR SALES SAMPLE SET | CMF | EA
145.400E | 10887587027333 | MANDIBULAR MODULAR FIXATION SYSTEM 4-MODULE-EVAL | CMF | EA
145.401SS | 10887587027425 | LOCKING RECONSTRUCTION PLATE SET - SALES SAMPLE | CMF | EA
145.401 | 10887587027388 | LOCKING RECONSTRUCTION PLATE MODULE SET WITH TI IMPLANTS | CMF | EA
145.401PA | 10887587027395 | LOCKING RECONSTRUCTION PLATE MODULE / INTRO UPGRADE | CMF | EA
145.200MSS | 10887587027302 | TI MODULAR HAND SYSTEM-SALES SAMPLE (MAXILLOFACIAL) | CMF | EA
304.701L | 10887587031972 | LOCKING RECONSTRUCTION PLATE MODULE/LID | CMF | EA
304.672L | 10887587031187 | LID FOR 1.3MM CRANIOFACIAL MODULE | CMF | EA
446.099 | 10887587051574 | 1.5MM TI MESH SCREEN 100MM X 100MM | CMF | EA
114.000 | 10887587027050 | 90 DEGREE SCREWDRIVER SET | CMF | EA
145.950E | 10887587028408 | MANDIBLE DISTRACTOR MODULE SET-EVAL | CMF | EA
304.688T | 10887587031385 | SILICON TRAY FOR 2.0MM PLATE HOLDING TROCAR INSTRUMENT TRAY | CMF | EA
115.675 | 10887587027227 | 2.0 PLATE HOLDING TROCAR INSTRUMENT SET | CMF | EA
115.675E | 10887587027234 | 2.0MM PLATE HOLDING TROCAR INSTRUMENT SET-EVAL | CMF | EA
115.675SS | 10887587027241 | 2.0MM PLATE HOLDING TROCAR SALES SAMPLE SET | CMF | EA
391.965E | 10887587041049 | COMBINATION BENDING/CUTTING PLIERS F/1.0-2.0 PLATES-EVAL | CMF | EA
347.964E | 10887587040134 | COMBINATION BENDING PLIERS F/1.0MM -2.0MM PLATES-EVAL | CMF | EA
145.805E | 10887587028187 | 1.0MM CRANIAL MODULE-EVAL | CMF | EA
304.703 | 10887587031996 | SELF-DRILLING SCREW MODULE | CMF | EA
304.703L | 10887587032078 | SELF-DRILLING SCREW MODULE LID | CMF | EA
304.703B | 10887587032016 | SELF-DRILLING SCREW MODULE BOTTOM | CMF | EA
3IN1.E | 10887587029719 | BENDER CUTTER SET-EVAL | CMF | EA
446.805 | 10887587052175 | 1.5MM TI PLATE AND SCREW KIT: 3 X 446.020 AND 6 X 400.735E | CMF | EA
304.703.311 | 10887587032009 | SELF-DRILLING SCREW MODULE | CMF | EA
304.703B.311 | 10887587032023 | BASE FOR SELF-DRILLING SCREW IMPLANT MODULE | CMF | EA
313.839 | 10887587036861 | PUSH-OFF SLEEVE/LONG FOR STARDRIVE(TM) BLADES | CMF | EA
313.834 | 10887587036830 | PUSH-OFF SLEEVE/SHORT FOR STARDRIVE(TM) BLADES | CMF | EA
310.175 | 10887587034966 | 1.1MM DRILL BIT STRYKER J-LATCH/50MM | CMF | EA
447.521 | 10887587053578 | 2.0MM TI OBLIQUE L-PLATE 4 X 3 HOLES 25MM-RIGHT | CMF | EA
447.522 | 10887587053585 | 2.0MM TI OBLIQUE L-PLATE 4 X 3 HOLES 25MM-LEFT | CMF | EA
304.703C | 10887587032030 | SELF-DRILLING SCREW MODULE COVER PLATE | CMF | EA
304.670T | 10887587031088 | PART NUMBER INSERT FOR SELF-DRILLING SCREWS/1.5MM | CMF | EA
304.671T | 10887587031163 | PART NUMBER INSERT FOR SELF-DRILLING SCREWS/2.0MM | CMF | EA
145.771 | 10887587028071 | SELF-DRILLING SCREW MODULE SET | CMF | EA
145.771E | 10887587028088 | SELF-DRILLING SCREW MODULE SET WITH TI IMPLANTS-EVAL | CMF | EA
145.771SS | 10887587028125 | SELF-DRILLING SCREW MODULE SET-SALES SAMPLE | CMF | EA
511.785.98 | 10887587056913 | REDUCTION DRIVE UNIT F/ COMPACT AIR DRIVE | CMF | EA
511.701.98 | 10887587056906 | COMPACT AIR DRIVE II | CMF | EA
1048 | 10887587026800 | MANUAL OF INTERNAL FIXATION OF THE FACIAL SKELETON | CMF | EA
287.955.311 | 10887587029221 | GENERATION II SINGLE VECTOR MANDIBLE DISTRACTOR-RIGHT FOOT | CMF | EA
287.956.311 | 10887587029238 | GENERATION II SINGLE VECTOR MANDIBLE DISTRACTOR-LEFT FOOT | CMF | EA
287.951 | 10887587029184 | MANDIBLE DISTRACTOR/SINGLE VECTOR/20MM WITH RIGHT FOOT | CMF | EA
287.952 | 10887587029191 | MANDIBLE DISTRACTOR/SINGLE VECTOR/20MM WITH LEFT FOOT | CMF | EA
447.115 | 10887587052915 | 2.0MM TI SAGITTAL SPLIT PLATE ADJUSTABLE 4 HOLES/40MM | CMF | EA
304.703D | 10887587032047 | PART NUMBER INSERT FOR SELF- DRILLING SCREW MODULE/1.3MM | CMF | EA
304.703E | 10887587032054 | PART NUMBER INSERT FOR SELF- DRILLING SCREW MODULE/1.5MM | CMF | EA
304.703F | 10887587032061 | PART NUMBER INSERT FOR SELF- DRILLING SCREW MODULE/2.0MM | CMF | EA
311.021 | 10887587035666 | COUPLING ADAPTOR/MINI-QC TO HEX | CMF | EA
M97010.010011 | 10887587000831 | 1.5MM NEURO SET MODULE- MODIFIED F/CRANIAL SPRING CLIP | CMF | EA
487.946.311 | 10887587055671 | RATCHETING DISTRACTOR/RIGHT 8MM MAXIMUM DISTRACTION | CMF | EA
386.883.311 | 10887587040370 | ACTIVATION INSTRUMENT FOR RATCHETING DISTRACTOR | CMF | EA
487.949.311 | 10887587055732 | RATCHETING DISTRACTOR/LEFT 15MM MAXIMUM DISTRACTION | CMF | EA
487.948.311 | 10887587055718 | RATCHETING DISTRACTOR/RIGHT 15MM MAXIMUM DISTRACTION | CMF | EA
487.947.311 | 10887587055695 | RATCHETING DISTRACTOR/LEFT 8MM MAXIMUM DISTRACTION | CMF | EA
304.675L | 10887587031262 | INSTRUMENT TRAY LID FOR RATCHETING SCREWDRIVER SET | CMF | EA
612.44.05S | 20887587058556 | DELIVERY NEEDLES 5CM X 12 GAUGE-STERILE | CMF | P5
RATCH.SS | 10887587001197 | RATCHETING SCREWDRIVER SALES SAMPLE SET | CMF | EA
RATCH.E | 10887587001180 | RATCHETING SCREWDRIVER SET- EVAL | CMF | EA
386.883.314 | 10887587040387 | ACTIVATION INSTRUMENT F/ RATCHETING DISTRACTOR 30MM | CMF | EA
304.737 | 10887587032467 | TROCAR TRAY INSERT B FOR TROCAR/LAG SCREWS INSTRUMENTS | CMF | EA
487.933.311 | 10887587055527 | DISTRACTOR ARM 15MM LENGTH | CMF | EA
487.934.311 | 10887587055541 | DISTRACTOR ARM 25MM LENGTH | CMF | EA
487.935.311 | 10887587055565 | DISTRACTOR ARM 35MM LENGTH | CMF | EA
487.962.311 | 10887587055770 | SINGLE VECTOR DISTRACTOR BODY W/RIGHT FOOT-20MM | CMF | EA
487.963.311 | 10887587055794 | SINGLE VECTOR DISTRACTOR BODY W/LEFT FOOT-20MM | CMF | EA
487.964.311 | 10887587055817 | SINGLE VECTOR DISTRACTOR BODY W/RIGHT FOOT-30MM | CMF | EA
487.965.311 | 10887587055831 | SINGLE VECTOR DISTRACTOR BODY W/LEFT FOOT-30MM | CMF | EA
387.421.311 | 10887587040752 | WIRE GUIDE/TISSUE PROTECTOR | CMF | EA
487.931.311 | 10887587055503 | MULTI VECTOR MANDIBLE DISTRACTOR BODY | CMF | EA
487.937.311 | 10887587055589 | ACTIVATION NUT | CMF | EA
487.938.311 | 10887587055602 | PIN HOLDING CLAMP RAMUS-FOR 2.0MM PINS | CMF | EA
487.939.311 | 10887587055626 | PIN HOLDING CLAMP BODY-FOR 2.0MM PINS | CMF | EA
487.961.311 | 10887587055756 | SINGLE VECTOR DISTRACTOR PROXIMAL FOOT | CMF | EA
395.575.311 | 10887587041117 | CLAMP FOR CARBON FIBER ROD | CMF | EA
145.771PA | 10887587028095 | SELF-DRILLING SCREW MODULE PROMO SET | CMF | EA
446.913.321 | 10887587052250 | CRANIAL SPRING CLIP/LARGE TAB WITH SCREW HOLE | CMF | EA
M97005.1100 | 10887587000640 | CHEEK RETRACTOR C-HOOK | CMF | EA
M97005.1400 | 10887587000657 | PLATE INTRODUCER | CMF | EA
M97005.1450 | 10887587000664 | OVERLAY | CMF | EA
GM96018.01.311 | 10887587000596 | RATCHETING DISTRACTOR MODULE | CMF | EA
304.730L | 10887587032375 | MMFS GRAPHIC CASE LID-LARGE | CMF | EA
304.730B | 10887587032368 | MAXILLOFACIAL MODULAR GRAPHIC CASE BASE/LARGE | CMF | EA
304.715 | 10887587032184 | INSTRUMENT TRAY FOR BATTERY POWERED SCREWDRIVER | CMF | EA
304.715T | 10887587032207 | SILICON INSERT FOR BATTERY POWERED SCREWDRIVER TRAY | CMF | EA
530.405 | 10887587057033 | HANDPIECE FOR BATTERY POWERED SCREWDRIVER | CMF | EA
530.406 | 10887587057057 | RECHARGEABLE BATTERY PACK FOR BATTERY POWERED SCREWDRIVER | CMF | EA
530.409 | 10887587057071 | BATTERY CHARGER FOR BATTERY POWERED SCREWDRIVER | CMF | EA
800.604.10S | 20887587061112 | 1.5MM RESORBABLE CORTEX SCREW 4MM-STERILE | CMF | TP
800.604.20S | 20887587061129 | 1.5MM RESORBABLE CORTEX SCREW 4MM-STERILE | CMF | 4E
800.606.10S | 20887587061181 | 1.5MM RESORBABLE CORTEX SCREW 6MM-STERILE | CMF | TP
801.004.10S | 20887587061389 | 2.0MM RESORBABLE CORTEX SCREW 4MM-STERILE | CMF | TP
801.006.10S | 20887587061419 | 2.0MM RESORBABLE CORTEX SCREW 6MM-STERILE | CMF | TP
801.008.10S | 20887587061440 | 2.0MM RESORBABLE CORTEX SCREW 8MM-STERILE | CMF | TP
304.721 | 10887587032313 | RESORBABLE FIXATION SYSTEM GRAPHIC CASE | CMF | EA
304.720T | 10887587032306 | INSTRUMENT TRAY FOR RESORBABLE FIXATION SYSTEM | CMF | EA
145.402 | 10887587027432 | MANDIBULAR MODULAR FIXATION SYSTEM SET/4-MODULE/LARGE | CMF | EA
401.194 | 20887587046478 | 2.0MM TI CRANIAL SCRW/SLF-DRLG W/STARDRIVE(TM) RECESS-4MM | CMF | P5
401.195 | 20887587046492 | 2.0MM TI CRANIAL SCRW/SLF-DRLG W/STARDRIVE(TM) RECESS-5MM | CMF | P5
401.194E | 10887587046488 | 2.0MM TI CRANIAL SCR SLF-DRLG WITH STARDRIVE(TM) RECESS 4MM | CMF | EA
401.195E | 10887587046501 | 2.0MM TI CRANIAL SCR SLF-DRLG WITH STARDRIVE(TM) RECESS 5MM | CMF | EA
304.717B | 10887587032214 | CRS GRAPHIC CASE BASE | CMF | EA
304.717L | 10887587032221 | CRS GRAPHIC CASE LID | CMF | EA
304.781 | 10887587032856 | MMFS MAIN GRAPHIC CASE 4-MODULE | CMF | EA
530.501 | 10887587057118 | HOT AIR DEVICE FOR HOT AIR SYSTEM | CMF | EA
530.502 | 10887587057125 | POWER SUPPLY FOR HOT AIR SYSTEM | CMF | EA
530.503 | 10887587057132 | STAND FOR HOT AIR SYSTEM | CMF | EA
530.505 | 10887587057149 | LARGE NOZZLE FOR HOT AIR SYSTEM | CMF | EA
530.506 | 10887587057156 | INTERCONNECT CABLE FOR HOT AIR SYSTEM | CMF | EA
530.507 | 10887587057163 | NARROW NOZZLE FOR HOT AIR SYSTEM | CMF | EA
145.402SS | 10887587027456 | MANDIBULAR MODULAR FIXATION SYSTEM SET-SALES SAMPLE | CMF | EA
800.604.02S | 20887587061099 | 1.5MM RESORBABLE CORTEX SCREW 4MM-STERILE | CMF | OP
800.606.02S | 20887587061167 | 1.5MM RESORBABLE CORTEX SCREW 6MM-STERILE | CMF | OP
800.606.04S | 20887587061174 | 1.5MM RESORBABLE CORTEX SCREW 6MM-STERILE | CMF | P4
800.604.04S | 20887587061105 | 1.5MM RESORBABLE CORTEX SCREW 4MM-STERILE | CMF | P4
801.004.02S | 20887587061365 | 2.0MM RESORBABLE CORTEX SCREW 4MM-STERILE | CMF | OP
801.044.02S | 20887587061549 | 2.5MM RESORBABLE EMERGENCY SCREW 4MM-STERILE | CMF | OP
801.004.04S | 20887587061372 | 2.0MM RESORBABLE CORTEX SCREW 4MM-STERILE | CMF | P4
801.006.02S | 20887587061396 | 2.0MM RESORBABLE CORTEX SCREW 6MM-STERILE | CMF | OP
801.006.04S | 20887587061402 | 2.0MM RESORBABLE CORTEX SCREW 6MM-STERILE | CMF | P4
801.008.02S | 20887587061426 | 2.0MM RESORBABLE CORTEX SCREW 8MM-STERILE | CMF | OP
801.008.04S | 20887587061433 | 2.0MM RESORBABLE CORTEX SCREW 8MM-STERILE | CMF | P4
801.046.02S | 20887587061556 | 2.5MM RESORBABLE EMERGENCY SCREW 6MM-STERILE | CMF | OP
801.048.02S | 20887587061563 | 2.5MM RESORBABLE EMERGENCY SCREW 8MM-STERILE | CMF | OP
822.008.01S | 10887587062693 | 2.0MM RESORBABLE ADAPTION PLATE 8 HOLES-STERILE | CMF | EA
822.020.01S | 10887587062716 | 2.0MM RESORBABLE ADAPTION PLATE 20 HOLES-STERILE | CMF | EA
821.008.01S | 10887587062334 | 1.5MM RESORBABLE ADAPTION PLATE 8 HOLES-STERILE | CMF | EA
822.110.01S | 10887587062723 | 2.0MM RESORBABLE ORBITAL RIM PLATE 10 HOLES-STERILE | CMF | EA
822.263.01S | 10887587062730 | 2.0MM RESORBABLE OBLIQUE L-PLATE 6 X 4 HOLES-LEFT-STER | CMF | EA
822.264.01S | 10887587062747 | 2.0MM RESORBABLE OBLIQUE L-PLATE 6 X 4 HOLES-RIGHT-STER | CMF | EA
822.343.01S | 10887587062754 | 2.0MM RESORBABLE Y-PLATE 4X3X3 HOLES-STERILE | CMF | EA
822.420.01S | 10887587062761 | 2.0MM RESORBABLE STRUT PLATE 2 X 10 HOLES-STERILE | CMF | EA
821.604.01S | 10887587062631 | 1.5MM RESORBABLE X-PLATE 4 HOLES-STERILE | CMF | EA
821.532.01S | 10887587062518 | 1.5MM RESORBABLE SHEET 50MMX50MM/0.5MM THICK-STERILE | CMF | EA
822.520.01S | 10887587062778 | 2.0MM RESORBABLE MESH PLATE 48MMX48MM/1.2MM THICK-STERILE | CMF | EA
821.506.01S | 10887587062433 | 1.5MM RESORBABLE BURR HOLE COVER 6 HOLES-STERILE | CMF | EA
821.421.01S | 10887587062426 | 1.5MM RESORBABLE STRUT PLATE 2 X 18 HOLES-STERILE | CMF | EA
821.420.01S | 10887587062419 | 1.5MM RESORBABLE STRUT PLATE 2 X 10 HOLES-STERILE | CMF | EA
821.343.01S | 10887587062402 | 1.5MM RESORBABLE Y-PLATE 4 X 3 X 3 HOLES-STERILE | CMF | EA
821.320.01S | 10887587062396 | 1.5MM RESORBABLE DOUBLE Y-PLATE 10 HOLES-STERILE | CMF | EA
821.264.01S | 10887587062389 | 1.5MM RESORBABLE OBLIQUE L-PLATE 6 X 4 HOLES-RIGHT-STER | CMF | EA
821.263.01S | 10887587062372 | 1.5MM RESORBABLE OBLIQUE L-PLATE 6 X 4 HOLES-LEFT-STER | CMF | EA
821.110.01S | 10887587062365 | 1.5MM RESORBABLE ORBITAL RIM PLATE 10 HOLES-STERILE | CMF | EA
821.020.01S | 10887587062358 | 1.5MM RESORBABLE ADAPTION PLATE 20 HOLES-STERILE | CMF | EA
821.520.01S | 10887587062471 | 1.5MM RESORBABLE MESH PLATE 50MMX50MM/0.8MM THICK-STERILE | CMF | EA
821.510.01S | 10887587062440 | 1.5MM RESORBABLE MESH PLATE 50MMX50MM/0.5MM THICK-STERILE | CMF | EA
487.946 | 10887587055664 | RATCHETING DISTRACTOR/RIGHT 8MM MAXIMUM DISTRACTION | CMF | EA
487.947 | 10887587055688 | RATCHETING DISTRACTOR/LEFT 8MM MAXIMUM DISTRACTION | CMF | EA
487.948 | 10887587055701 | RATCHETING DISTRACTOR/RIGHT 15MM MAXIMUM DISTRACTION | CMF | EA
487.949 | 10887587055725 | RATCHETING DISTRACTOR/LEFT 15MM MAXIMUM DISTRACTION | CMF | EA
199.905 | 10887587028507 | HOT AIR SYSTEM | CMF | EA
446.019 | 10887587051154 | 1.5MM TI CONTOURABLE MESH PLATE/RIGID/200MM X 200MM | CMF | EA
304.720P | 10887587032290 | INSERT FOR RESORBABLE FIXATION SYSTEM INSTR TRAY | CMF | EA
487.962 | 10887587055763 | TI SINGLE VECTOR DISTRACTOR BODY WITH RIGHT FOOT/20MM | CMF | EA
487.963 | 10887587055787 | TI SINGLE VECTOR DISTRACTOR BODY WITH LEFT FOOT/20MM | CMF | EA
487.964 | 10887587055800 | TI SINGLE VECTOR DISTRACTOR BODY WITH RIGHT FOOT/30MM | CMF | EA
487.965 | 10887587055824 | TI SINGLE VECTOR DISTRACTOR BODY WITH LEFT FOOT/30MM | CMF | EA
487.974 | 10887587055886 | TI SINGLE VECTOR DISTRACTOR PROXIMAL FOOT/RIGHT | CMF | EA
487.975 | 10887587055893 | TI SINGLE VECTOR DISTRACTOR PROXIMAL FOOT/LEFT | CMF | EA
304.705 | 10887587032085 | TI SINGLE VECTOR DISTRACTOR MODULE | CMF | EA
329.399 | 10887587039312 | DISTRACTOR REMOVAL INSTRUMENT | CMF | EA
446.913SS | 10887587052267 | CRANIAL CLIP SALES SAMPLE SET | CMF | EA
105.491E | 10887587026824 | RESORBABLE FIXATION SYSTEM INSTRUMENT SET-EVAL | CMF | EA
105.491SS | 10887587026862 | RESORBABLE FIXATION SYSTEM INSTRUMENT SET-SALES SAMPLE | CMF | EA
105.491PA | 10887587026831 | RESORBABLE FIXATION SYSTEM INSTRUMENT INTRO SET | CMF | EA
115.625 | 10887587027074 | TI SINGLE VECTOR DISTRACTOR INSTRUMENT AND IMPLANT SET | CMF | EA
115.625E | 10887587027098 | TI SINGLE VECTOR DISTRACTOR INSTRUMENT & IMPLANT SET-EVAL | CMF | EA
105.491PB | 10887587026848 | RESORBABLE FIXATION SYSTEM INSTRUMENT SET | CMF | EA
115.625D | 10887587027081 | TI SINGLE VECTOR DISTRACTOR INSTRUMENT & IMPLANT SET-DEMO | CMF | EA
304.670T3 | 10887587031118 | PART NUMBER INSERT FOR 1.5MM TI CRANIAL SLF-DRLG SCREWS | CMF | EA
304.670T1 | 10887587031095 | SMALL PART NUMBER INSERT FOR 1.5MM TI CRANIAL SLF-DRLG SCR | CMF | EA
304.670T2 | 10887587031101 | SMALL PART NUMBER INSERT FOR 2.0MM TI CRANIAL SLF-DRLG SCR | CMF | EA
145.400PA1 | 10887587027357 | MANDIBULAR MODULAR FIXATION INSTRUMENT SET/ 2-MODULE | CMF | EA
145.402PA2 | 10887587027449 | MANDIBULAR MODULAR FIXATION SYSTEM SET/4-MODULE/LARGE | CMF | EA
145.405PA3 | 10887587027470 | MANDIBULAR MODULAR FIXATION INSTRUMENT SET/ 4-MODULE | CMF | EA
145.401PA1 | 10887587027401 | LOCKING RECONSTRUCTION PLATE MODULE INSTRUMENT SET | CMF | EA
145.410PA | 10887587027494 | 2.4MM MICROVASCULAR MODULE INSTRUMENT SET | CMF | EA
145.420PA | 10887587027524 | 2.0MM TI MANDIBLE TRAUMA MODULE INSTRUMENT SET | CMF | EA
145.425PA | 10887587027555 | 2.4MM MANDIBLE TRAUMA MODULE INSTRUMENT SET | CMF | EA
145.66PA | 10887587027623 | TI HOLLOW SCREW RECONSTRUCTION PLATE (THORP) INSTRUMENT SET | CMF | EA
145.710PA | 10887587027760 | 1.5MM MODULE INSTRUMENT SET | CMF | EA
145.720PA | 10887587027852 | 2.0MM MODULE INSTRUMENT SET | CMF | EA
145.730PA | 10887587027890 | 1.0MM MODULE INSTRUMENT SET | CMF | EA
145.740PA | 10887587027944 | 1.0MM/1.3MM MESH MODULE INSTRUMENT SET | CMF | EA
145.760PA1 | 10887587028019 | 1.3MM MODULE INSTRUMENT SET | CMF | EA
145.771PA1 | 10887587028101 | SELF-DRILLING SCREW MODULE INSTRUMENT SET | CMF | EA
145.800PA1 | 10887587028156 | CRANIAL MODULAR FIXATION INSTRUMENT SET/2-MODULE | CMF | EA
145.805PA1 | 10887587028200 | 1.0MM CRANIAL MODULE INSTRUMENT SET | CMF | EA
145.810PA1 | 10887587028255 | 1.3MM CRANIAL MODULE INSTRUMENT SET | CMF | EA
145.815PA1 | 10887587028309 | 1.5MM CRANIAL MODULE INSTRUMENT SET | CMF | EA
145.401PI | 10887587027418 | TI LOCKING RECONSTRUCTION PLATE IMPLANT SET | CMF | EA
145.410PI | 10887587027500 | 2.4MM TI MICROVASCULAR IMPLANT SET | CMF | EA
145.420PI | 10887587027531 | 2.0MM TI MANDIBLE TRAUMA IMPLANT SET | CMF | EA
145.425PI | 10887587027562 | 2.4MM TI MANDIBLE TRAUMA IMPLANT SET | CMF | EA
145.66PI | 10887587027630 | TI HOLLOW SCREW RECONSTRUCTION PLATE (THORP) IMPLANT SET | CMF | EA
145.710PI | 10887587027777 | 1.5MM TI IMPLANT SET | CMF | EA
145.720PI | 10887587027869 | 2.0MM TI IMPLANT SET | CMF | EA
145.730PI | 10887587027906 | 1.0MM TI IMPLANT SET | CMF | EA
145.740PI | 10887587027951 | 1.0MM/1.3MM TI MESH IMPLANT SET | CMF | EA
145.750PI | 10887587027975 | 1.5MM/2.0MM TI ORTHOGNATHIC IMPLANT SET | CMF | EA
145.760PI | 10887587028040 | 1.3MM TI IMPLANT SET | CMF | EA
145.771PI | 10887587028118 | SELF-DRILLING SCREW SET | CMF | EA
145.805PI | 10887587028217 | 1.0MM TI CRANIAL IMPLANT SET | CMF | EA
145.810PI | 10887587028262 | 1.3MM TI CRANIAL IMPLANT SET | CMF | EA
145.815PI | 10887587028316 | 1.5MM TI CRANIAL IMPLANT SET | CMF | EA
401.386 | 20887587047055 | 2.4MM TI EMERGENCY SCREW WITH STARDRIVE(TM) RECESS 6MM | CMF | P5
401.388 | 20887587047062 | 2.4MM TI EMERGENCY SCREW WITH STARDRIVE(TM) RECESS 8MM | CMF | P5
401.390 | 20887587047079 | 2.4MM TI EMERGENCY SCREW WITH STARDRIVE(TM) RECESS 10MM | CMF | P5
401.392 | 20887587047086 | 2.4MM TI EMERGENCY SCREW WITH STARDRIVE(TM) RECESS 12MM | CMF | P5
304.670T4 | 10887587031125 | PART NUMBER INSERT FOR 2.0MM TI CRANIAL SLF-DRLG SCREWS | CMF | EA
304.698 | 10887587031408 | MODULAR FIXATION SYSTEM GRAPHIC CASE LID-SMALL | CMF | EA
304.669R | 10887587031002 | 1.3MM CRANIAL MODULE INSERT TRAY | CMF | EA
145.805SS | 10887587028224 | 1.0MM CRANIAL MODULE SALES SAMPLE SET | CMF | EA
145.740SS | 10887587027968 | 1.0MM/1.3MM MESH MODULE WITH TI IMPLANTS SALES SAMPLE SET | CMF | EA
304.669T1 | 10887587031019 | 1.3MM CRANIAL SELF-DRILLING SCREW PART NUMBER INSERT | CMF | EA
304.669T2 | 10887587031026 | 1.7MM EMERGENCY SCREW WITH STARDRIVE PART NUMBER INSERT | CMF | EA
115.671 | 10887587027197 | TI MULTI-VECTOR DISTRACTOR SET | CMF | EA
115.671D | 10887587027203 | TI MULTI-VECTOR DISTRACTOR SET-DEMO | CMF | EA
115.671E | 10887587027210 | TI MULTI-VECTOR DISTRACTOR SET-EVAL | CMF | EA
105.491 | 10887587026817 | RESORBABLE FIXATION SYSTEM INSTRUMENT SET | CMF | EA
446.091 | 10887587051536 | 1.5MM TI T-PLATE-MALLEABLE 4 X 7 HOLES | CMF | EA
M98058.2000 | 10887587000848 | IMF BRACKET BLOCK | CMF | EA
399.181.311 | 10887587041872 | IMF LOOP MANIPULATION INSTRUMENT | CMF | EA
304.669T3 | 10887587031033 | PART NUMBER INSERT FOR 1.3MM STARDRIVE(TM)BLADE | CMF | EA
304.670T5 | 10887587031132 | PART NUMBER INSERT FOR 2.0MM EMERG SCREWS W/STARDRIVE(TM) | CMF | EA
304.672R | 10887587031200 | 1.3MM CRANIOFACIAL MODULE INSERT TRAY | CMF | EA
313.937 | 10887587037103 | 2.4MM/3.0MM SCREWDRIVER SELF-RETAINING/WEDGE | CMF | EA
313.938 | 10887587037110 | 2.4MM/3.0MM SCREWDRIVER BLADE SELF-RETAINING/WEDGE | CMF | EA
446.786 | 10887587052052 | 1.5MM TI Z-PLATE/SHORT MALLEABLE-RIGHT | CMF | EA
446.787 | 10887587052069 | 1.5MM TI Z-PLATE/SHORT MALLEABLE-LEFT | CMF | EA
446.788 | 10887587052076 | 1.5MM TI Z-PLATE/LONG MALLEABLE-RIGHT | CMF | EA
446.050 | 10887587051383 | 1.5MM TI CONTOURABLE MESH PLATE/MALLEABLE/30MM DIA | CMF | EA
446.789 | 10887587052083 | 1.5MM TI Z-PLATE/LONG MALLEABLE-LEFT | CMF | EA
447.546 | 10887587053653 | 2.0MM TI OBLIQUE L-PLATE/SHORT MALLEABLE 2 X 2 HOLES-RIGHT | CMF | EA
447.547 | 10887587053660 | 2.0MM TI OBLIQUE L-PLATE/SHORT MALLEABLE 2 X 2 HOLES-LEFT | CMF | EA
446.033 | 10887587051208 | 1.5MM TI CONTOURABLE MESH PLATE/MALLEABLE/SMALL ARC | CMF | EA
446.034 | 10887587051222 | 1.5MM TI CONTOURABLE MESH PLATE/MALLEABLE/LARGE ARC | CMF | EA
446.051 | 10887587051406 | 1.5MM TI CONTOURABLE MESH PLATE/MALLEABLE/70MM DIA | CMF | EA
421.011 | 10887587049540 | 1.3MM TI CONTOURABLE MESH PLATE/MALLEABLE/SMALL ARC | CMF | EA
421.012 | 10887587049564 | 1.3MM TI CONTOURABLE MESH PLATE/MALLEABLE/LARGE ARC | CMF | EA
421.016 | 10887587049649 | 1.3MM TI CONTOURABLE MESH PLATE/MALLEABLE/70MM DIA | CMF | EA
421.018 | 10887587049687 | 1.3MM TI CONTOURABLE MESH PLATE/RIGID/30MM DIA | CMF | EA
421.013 | 10887587049588 | 1.3MM TI CONTOURABLE MESH PLATE/RIGID/SMALL ARC | CMF | EA
421.014 | 10887587049601 | 1.3MM TI CONTOURABLE MESH PLATE/RIGID/LARGE ARC | CMF | EA
421.019 | 10887587049700 | 1.3MM TI CONTOURABLE MESH PLATE/RIGID/70MM DIA | CMF | EA
446.035 | 10887587051246 | 1.5MM TI CONTOURABLE MESH PLATE/RIGID/SMALL ARC | CMF | EA
446.036 | 10887587051260 | 1.5MM TI CONTOURABLE MESH PLATE/RIGID/LARGE ARC | CMF | EA
105.491SS2 | 10887587026886 | RESORBABLE FIXATION SYSTEM IMPLANT SET-SALES SAMPLE | CMF | EA
304.669T4 | 10887587031040 | SMALL PART NUMBER INSERT FOR 1.3MM CRANIAL SCREWS/SLF-DRLG | CMF | EA
304.669T5 | 10887587031057 | SM PART NUMBER INSERT F/1.7MM EMERG SCREWS W/STARDRIVE(TM) | CMF | EA
304.672T4 | 10887587031224 | SMALL PART NUMBER INSERT FOR 1.3MM CORTEX SCREWS/SLF-DRLG | CMF | EA
822.012.01S | 10887587062709 | 2.0MM RESORBABLE ADAPTION PLATE 12 HOLES-STERILE | CMF | EA
821.511.01S | 10887587062457 | 1.5MM RESORBABLE MESH PLATE 60MM X 80MM X 0.5MM-STERILE | CMF | EA
822.002.01S | 10887587062679 | 2.0MM RESORBABLE STRAIGHT PLATE 2 HOLES-STERILE | CMF | EA
822.004.01S | 10887587062686 | 2.0MM RESORBABLE STRAIGHT PLATE 4 HOLES-STERILE | CMF | EA
821.522.01S | 10887587062495 | 1.5MM RESORBABLE MESH PLATE 125MM X 125MM X 0.8MM-STERILE | CMF | EA
821.521.01S | 10887587062488 | 1.5MM RESORBABLE MESH PLATE 100MM X 100MM X 0.8MM-STERILE | CMF | EA
821.512.01S | 10887587062464 | 1.5MM RESORBABLE MESH PLATE 100MM X 100MM X 0.5MM-STERILE | CMF | EA
821.523.01S | 10887587062501 | 1.5MM RESORBABLE MESH PLATE 75MM X 75MM X 0.8MM-STERILE | CMF | EA
821.533.01S | 10887587062525 | 1.5MM RESORBABLE SHEET 75MM X 75MM X 0.5MM-STERILE | CMF | EA
821.534.01S | 10887587062532 | 1.5MM RESORBABLE SHEET 50MM X 50MM X 0.8MM-STERILE | CMF | EA
821.535.01S | 10887587062549 | 1.5MM RESORBABLE SHEET 75MM X 75MM X 0.8MM-STERILE | CMF | EA
822.521.01S | 10887587062785 | 2.0MM RESORBABLE MESH PLATE 78MM X 78MM X 1.2MM-STERILE | CMF | EA
821.012.01S | 10887587062341 | 1.5MM RESORBABLE ADAPTION PLATE 12 HOLES-STERILE | CMF | EA
821.002.01S | 10887587062310 | 1.5MM RESORBABLE STRAIGHT PLATE 2 HOLES-STERILE | CMF | EA
821.004.01S | 10887587062327 | 1.5MM RESORBABLE STRAIGHT PLATE 4 HOLES-STERILE | CMF | EA
821.540.01S | 10887587062556 | 1.5MM RESORBABLE ORBITAL PLATE 24MM X 24MM-STERILE | CMF | EA
199.911 | 10887587028514 | 1.5MM TI PLATE & SLF-DRLG SCR KIT:3 X 446.020 & 6 X 400.764E | CMF | EA
304.726 | 10887587032337 | NEURO MODULE FOR RESORBABLE FIXATION SYSTEM | CMF | EA
BPS.SS | 10887587000220 | BATTERY POWERED SCREWDRIVER WITH REVERSE-SALES SAMPLE SET | CMF | EA
LRP.D | 10887587000602 | TI LOCKING RECONSTRUCTION PLATE W/CONDYLAR HEAD SET-DEMO | CMF | EA
BPS.E | 10887587000213 | BATTERY POWERED SCREWDRIVER SET-EVAL | CMF | EA
319.51 | 10887587039015 | DEPTH GAUGE FOR 1.5MM & 2.0MM SCREWS | CMF | EA
319.52 | 10887587039022 | DEPTH GAUGE FOR 1.5MM & 2.0MM SCREWS, LONG | CMF | EA
319.55 | 10887587039053 | DEPTH GAUGE FOR 2.7MM SCREWS | CMF | EA
320.40 | 10887587039060 | BENDING TEMPLATE FOR 1.0MM TI UNIVERSAL ORBITAL FLOOR PLATE | CMF | EA
320.44 | 10887587039077 | BENDING TEMPLATE FOR 1.0MM TI MEDIAL WALL PLATES | CMF | EA
329.70 | 10887587039800 | BENDING TEMPLATE FOR 2.0MM TI TENSION BAND PLATES | CMF | EA
329.73 | 10887587039817 | BENDING TEMPLATE FOR 2.4MM TI LC-DCPÂ® PLATES 4 & 6 HOLES | CMF | EA
329.74 | 10887587039824 | BENDING TEMPLATE FOR 2.4MM TI LC-DCPÂ® PLATE 5 HOLES | CMF | EA
329.76 | 10887587039831 | BENDING TEMPLATE FOR 2.4MM TI LC-DCPÂ® PLATES, CRESCENT | CMF | EA
329.78 | 10887587039855 | BENDING TEMPLATE FOR 2.4MM TI UNIV FRACTURE PLATES | CMF | EA
343.44 | 10887587039909 | BENDING TEMPLATE FOR 2.0MM TI ZYGOMATIC PLATE 4 HOLES | CMF | EA
343.45 | 10887587039916 | BENDING TEMPLATE FOR 2.0MM TI ZYGOMATIC PLATE 5 HOLES | CMF | EA
343.46 | 10887587039923 | BENDING TEMPLATE FOR 2.0MM TI ZYGOMATIC PLATE 6 HOLES | CMF | EA
346.22 | 10887587039930 | BENDING TEMPLATE FOR 1.5MM TI ORBITAL RIM PLATES | CMF | EA
346.40 | 10887587039947 | BENDING TEMPLATE FOR 1.5MM TI UNIVERSAL ORBITAL FLOOR PLATE | CMF | EA
346.52 | 10887587039961 | BENDING TEMPLATE FOR 1.5MM TI OBLIQUE L-PLATES | CMF | EA
346.61 | 10887587039978 | BENDING TEMPLATE FOR 1.5MM TI Y-PLATE | CMF | EA
346.81 | 10887587039985 | BENDING TEMPLATE FOR 1.5MM TI X-PLATE | CMF | EA
347.01 | 10887587039992 | BENDING TEMPLATE FOR 1.5MM TI ADAPTION PLATE | CMF | EA
347.10 | 10887587040004 | BENDING TEMPLATE FOR 2.0MM TI ADAPTION PLATE | CMF | EA
347.22 | 10887587040011 | BENDING TEMPLATE FOR 2.0MM TI ORBITAL RIM PLATES | CMF | EA
347.38 | 10887587040028 | BENDING TEMPLATE FOR 2.0MM TI BROAD HOLE ADAPTION PLATE | CMF | EA
347.52 | 10887587040035 | BENDING TEMPLATE FOR 2.0MM TI OBLIQUE L-PLATES 3 & 4 HOLES | CMF | EA
347.54 | 10887587040042 | BENDING TEMPLATE FOR 2.0MM TI OBLIQUE L-PLATES 6 HOLES | CMF | EA
347.61 | 10887587040059 | BENDING TEMPLATE FOR 2.0MM TI Y-PLATE 5 HOLES | CMF | EA
347.62 | 10887587040066 | BENDING TEMPLATE FOR 2.0MM TI Y-PLATE 8 HOLES | CMF | EA
347.81 | 10887587040080 | BENDING TEMPLATE FOR 2.0MM TI X-PLATE | CMF | EA
347.85 | 10887587040097 | BENDING TEMPLATE FOR 2.0MM TI H-PLATE 9 HOLES | CMF | EA
347.86 | 10887587040103 | BENDING TEMPLATE FOR 2.0MM TI H-PLATE 8 HOLES | CMF | EA
397.21 | 10887587041186 | 2.4MM TROCAR WITH HANDLE & OBTURATOR | CMF | EA
397.22 | 10887587041254 | 2.4MM CHEEK RETRACTOR BLADE | CMF | EA
397.23 | 10887587041292 | 2.4MM CHEEK RETRACTOR RING | CMF | EA
397.26 | 10887587041322 | 1.8MM DRILL GUIDE FOR 397.21 | CMF | EA
397.27 | 10887587041377 | 2.4MM/1.8MM INSERT DRILL GUIDE FOR 397.21 | CMF | EA
397.29 | 10887587041445 | 1.8MM DCU DRILL GUIDE FOR 397.21 | CMF | EA
397.41 | 10887587041544 | 2.0MM TROCAR WITH HANDLE & OBTURATOR | CMF | EA
397.416 | 10887587041551 | CANNULA & OBTURATOR REPLACEMENT FOR 397.41 | CMF | EA
397.42 | 10887587041568 | 2.0MM CHEEK RETRACTOR BLADE | CMF | EA
397.43 | 10887587041575 | 2.0MM CHEEK RETRACTOR RING | CMF | EA
397.46 | 10887587041612 | 2.0MM/1.5MM INSERT DRILL GUIDE FOR 397.41 | CMF | EA
397.47 | 10887587041629 | 2.0MM DRILL GUIDE FOR 397.41 | CMF | EA
401.506 | 20887587047093 | 2.4MM TI CORTEX SCREW SELF-TAPPING 6MM | CMF | P5
401.508 | 20887587047116 | 2.4MM TI CORTEX SCREW SELF-TAPPING 8MM | CMF | P5
401.510 | 20887587047130 | 2.4MM TI CORTEX SCREW SELF-TAPPING 10MM | CMF | P5
401.512 | 20887587047154 | 2.4MM TI CORTEX SCREW SELF-TAPPING 12MM | CMF | P5
401.514 | 20887587047178 | 2.4MM TI CORTEX SCREW SELF-TAPPING 14MM | CMF | P5
401.516 | 20887587047192 | 2.4MM TI CORTEX SCREW SELF-TAPPING 16MM | CMF | P5
401.518 | 20887587047215 | 2.4MM TI CORTEX SCREW SELF-TAPPING 18MM | CMF | P5
401.520 | 20887587047239 | 2.4MM TI CORTEX SCREW SELF-TAPPING 20MM | CMF | P5
401.522 | 20887587047253 | 2.4MM TI CORTEX SCREW SELF-TAPPING 22MM | CMF | P5
401.524 | 20887587047277 | 2.4MM TI CORTEX SCREW SELF-TAPPING 24MM | CMF | P5
401.526 | 20887587047291 | 2.4MM TI CORTEX SCREW SELF-TAPPING 26MM | CMF | P5
401.528 | 20887587047314 | 2.4MM TI CORTEX SCREW SELF-TAPPING 28MM | CMF | P5
401.530 | 20887587047338 | 2.4MM TI CORTEX SCREW SELF-TAPPING 30MM | CMF | P5
401.532 | 20887587047352 | 2.4MM TI CORTEX SCREW SELF-TAPPING 32MM | CMF | P5
401.534 | 20887587047376 | 2.4MM TI CORTEX SCREW SELF-TAPPING 34MM | CMF | P5
401.536 | 20887587047390 | 2.4MM TI CORTEX SCREW SELF-TAPPING 36MM | CMF | P5
401.538 | 20887587047413 | 2.4MM TI CORTEX SCREW SELF-TAPPING 38MM | CMF | P5
401.540 | 20887587047437 | 2.4MM TI CORTEX SCREW SELF-TAPPING 40MM | CMF | P5
401.558 | 20887587047499 | 2.7MM TI EMERGENCY SCREW 8MM | CMF | P5
401.560 | 20887587047512 | 2.7MM TI EMERGENCY SCREW 10MM | CMF | P5
401.562 | 20887587047536 | 2.7MM TI EMERGENCY SCREW 12MM | CMF | P5
401.564 | 20887587047550 | 2.7MM TI EMERGENCY SCREW 14MM | CMF | P5
401.566 | 20887587047574 | 2.7MM TI EMERGENCY SCREW 16MM | CMF | P5
401.568 | 20887587047598 | 2.7MM TI EMERGENCY SCREW 18MM | CMF | P5
401.594 | 20887587047611 | 2.0MM TI TENSION BAND SCREW SELF-TAPPING 4MM | CMF | P5
401.596 | 20887587047635 | 2.0MM TI TENSION BAND SCREW SELF-TAPPING 6MM | CMF | P5
401.598 | 20887587047659 | 2.0MM TI TENSION BAND SCREW SELF-TAPPING 8MM | CMF | P5
391.967 | 10887587041056 | SHORTCUT PLATE CUTTER FOR 2.4MM PLATES & THORP | CMF | EA
514.012 | 10887587056975 | SPRAY NOZZLE FOR 90 DEG SCREWDRIVER | CMF | EA
397.312 | 10887587041476 | 2.0MM PLATE HOLDER | CMF | EA
397.313 | 10887587041483 | CHEEK RETRACTOR | CMF | EA
397.317 | 10887587041490 | REMOVABLE METAL POINT | CMF | EA
304.020 | 20887587029730 | 20MM SCREW LENGTH MARKER FOR THE POP UP SCREW RACK | CMF | P5
304.022 | 20887587029747 | 22MM SCREW LENGTH MARKER FOR THE POP UP SCREW RACK | CMF | P5
304.024 | 20887587029754 | 24MM SCREW LENGTH MARKER FOR THE POP UP SCREW RACK | CMF | P5
304.026 | 20887587029761 | 26MM SCREW LENGTH MARKER FOR THE POP UP SCREW RACK | CMF | P5
304.028 | 20887587029778 | 28MM SCREW LENGTH MARKER FOR THE POP UP SCREW RACK | CMF | P5
304.030 | 20887587029785 | 30MM SCREW LENGTH MARKER FOR THE POP UP SCREW RACK | CMF | P5
304.032 | 20887587029792 | 32MM SCREW LENGTH MARKER FOR THE POP UP SCREW RACK | CMF | P5
304.034 | 20887587029808 | 34MM SCREW LENGTH MARKER FOR THE POP UP SCREW RACK | CMF | P5
304.036 | 20887587029815 | 36MM SCREW LENGTH MARKER FOR THE POP UP SCREW RACK | CMF | P5
304.038 | 20887587029822 | 38MM SCREW LENGTH MARKER FOR THE POP UP SCREW RACK | CMF | P5
304.040 | 20887587029839 | 40MM SCREW LENGTH MARKER FOR THE POP UP SCREW RACK | CMF | P5
310.572 | 10887587035321 | 2.4MM DRILL BIT STRYKER J-LATCH/75MM | CMF | EA
397.325 | 10887587041520 | 1.5MM DRILL GUIDE | CMF | EA
612.40.01S | 10887587058504 | DELIVERY NEEDLE 10CM X 8 GAUGE-STERILE | CMF | EA
612.42.01S | 10887587058535 | DELIVERY NEEDLE 10CM X 12 GAUGE-STERILE | CMF | EA
612.41.01S | 10887587058511 | DELIVERY NEEDLE 10CM X 10 GAUGE-STERILE | CMF | EA
306.82 | 10887587034812 | PLASTIC CUP W/LID FOR ELASTOMERIC INSERTS | CMF | EA
310.81 | 10887587035529 | COUNTERSINK W/CENTERING PINS F/1.5MM, 2.0MM & 2.7MM SCREWS | CMF | EA
314.67 | 10887587037592 | 1.5MM/2.0MM SCREWDRIVER BLADE WITH HOLDING SLEEVE, SHORT | CMF | EA
311.120 | 10887587036205 | TAP F/1.3MM TI CORTEX SCREWS 50MM/20MM TAPPING DEPTH | CMF | EA
421.001 | 10887587049380 | 1.3MM TI MESH PLATE 38MM X 53MM | CMF | EA
421.080 | 10887587050102 | 1.3MM TI STRUT PLATE 18 HOLES/43MM-5MM SPACING | CMF | EA
446.020 | 10887587051185 | 1.5MM TI CRANIAL STRAIGHT PLATE 2 HOLES | CMF | EA
400.630 | 20887587044498 | 1.3MM TI MF CORTEX SCREW SELF-TAPPING W/FLUTES 10MM | CMF | P5
400.632 | 20887587044535 | 1.3MM TI MF CORTEX SCREW SELF-TAPPING W/FLUTES 12MM | CMF | P5
400.634 | 20887587044566 | 1.3MM TI MF CORTEX SCREW SELF-TAPPING W/FLUTES 14MM | CMF | P5
400.636 | 20887587044580 | 1.3MM TI MF CORTEX SCREW SELF-TAPPING W/FLUTES 16MM | CMF | P5
400.638 | 20887587044603 | 1.3MM TI MF CORTEX SCREW SELF-TAPPING W/FLUTES 18MM | CMF | P5
400.744 | 20887587045075 | 1.5MM TI MF CORTEX SCREW SELF-TAPPING W/FLUTES 14MM | CMF | P5
400.746 | 20887587045099 | 1.5MM TI MF CORTEX SCREW SELF-TAPPING W/FLUTES 16MM | CMF | P5
400.748 | 20887587045112 | 1.5MM TI MF CORTEX SCREW SELF-TAPPING W/FLUTES 18MM | CMF | P5
400.660 | 20887587044764 | 1.7MM TI EMERGENCY SCREW W/FLUTED TIP 10MM | CMF | P5
400.662 | 20887587044801 | 1.7MM TI EMERGENCY SCREW W/FLUTED TIP 12MM | CMF | P5
400.664 | 20887587044825 | 1.7MM TI EMERGENCY SCREW W/FLUTED TIP 14MM | CMF | P5
400.666 | 20887587044849 | 1.7MM TI EMERGENCY SCREW W/FLUTED TIP 16MM | CMF | P5
400.668 | 20887587044863 | 1.7MM TI EMERGENCY SCREW W/FLUTED TIP 18MM | CMF | P5
447.111 | 10887587052885 | 2.0MM TI ADJUSTABLE SLIDER FOR SAGITTAL SPLIT PLATE | CMF | EA
347.964 | 10887587040127 | COMBINATION BENDING PLIERS FOR 1.0MM/2.0MM PLATES | CMF | EA
391.965 | 10887587041032 | COMBINATION BENDING/CUTTING PLIERS F/1.0MM - 2.0MM PLATES | CMF | EA
497.668 | 20887587056361 | 2.4MM TI LOCKING SCREW 8MM F/LOCKING RECONSTRUCTION PLATE | CMF | P5
497.670 | 20887587056385 | 2.4MM TI LOCKING SCREW 10MM F/LOCKING RECONSTRUCTION PLATE | CMF | P5
497.672 | 20887587056408 | 2.4MM TI LOCKING SCREW 12MM F/LOCKING RECONSTRUCTION PLATE | CMF | P5
497.674 | 20887587056422 | 2.4MM TI LOCKING SCREW 14MM F/LOCKING RECONSTRUCTION PLATE | CMF | P5
497.676 | 20887587056446 | 2.4MM TI LOCKING SCREW 16MM F/LOCKING RECONSTRUCTION PLATE | CMF | P5
497.678 | 20887587056460 | 2.4MM TI LOCKING SCREW 18MM F/LOCKING RECONSTRUCTION PLATE | CMF | P5
497.680 | 20887587056484 | 2.4MM TI LOCKING SCREW 20MM F/LOCKING RECONSTRUCTION PLATE | CMF | P5
497.682 | 20887587056507 | 2.4MM TI LOCKING SCREW 22MM F/LOCKING RECONSTRUCTION PLATE | CMF | P5
497.684 | 20887587056521 | 2.4MM TI LOCKING SCREW 24MM F/LOCKING RECONSTRUCTION PLATE | CMF | P5
497.668E | 10887587056371 | 2.4MM TI LOCKING SCREW 8MM F/LOCKING RECONSTRUCTION PLATE | CMF | EA
497.670E | 10887587056395 | 2.4MM TI LOCKING SCREW 10MM F/LOCKING RECONSTRUCTION PLATE | CMF | EA
497.672E | 10887587056418 | 2.4MM TI LOCKING SCREW 12MM F/LOCKING RECONSTRUCTION PLATE | CMF | EA
497.674E | 10887587056432 | 2.4MM TI LOCKING SCREW 14MM F/LOCKING RECONSTRUCTION PLATE | CMF | EA
497.676E | 10887587056456 | 2.4MM TI LOCKING SCREW 16MM F/LOCKING RECONSTRUCTION PLATE | CMF | EA
497.678E | 10887587056470 | 2.4MM TI LOCKING SCREW 18MM F/LOCKING RECONSTRUCTION PLATE | CMF | EA
497.680E | 10887587056494 | 2.4MM TI LOCKING SCREW 20MM F/LOCKING RECONSTRUCTION PLATE | CMF | EA
497.682E | 10887587056517 | 2.4MM TI LOCKING SCREW 22MM F/LOCKING RECONSTRUCTION PLATE | CMF | EA
497.684E | 10887587056531 | 2.4MM TI LOCKING SCREW 24MM F/LOCKING RECONSTRUCTION PLATE | CMF | EA
497.690 | 20887587056569 | 3.0MM TI LOCKING SCREW 8MM F/LOCKING RECONSTRUCTION PLATE | CMF | P5
497.691 | 20887587056583 | 3.0MM TI LOCKING SCREW 10MM F/LOCKING RECONSTRUCTION PLATE | CMF | P5
497.692 | 20887587056606 | 3.0MM TI LOCKING SCREW 12MM F/LOCKING RECONSTRUCTION PLATE | CMF | P5
497.693 | 20887587056620 | 3.0MM TI LOCKING SCREW 14MM F/LOCKING RECONSTRUCTION PLATE | CMF | P5
497.694 | 20887587056644 | 3.0MM TI LOCKING SCREW 16MM F/LOCKING RECONSTRUCTION PLATE | CMF | P5
497.695 | 20887587056668 | 3.0MM TI LOCKING SCREW 18MM F/LOCKING RECONSTRUCTION PLATE | CMF | P5
497.696 | 20887587056682 | 3.0MM TI LOCKING SCREW 20MM F/LOCKING RECONSTRUCTION PLATE | CMF | P5
497.697 | 20887587056705 | 3.0MM TI LOCKING SCREW 22MM F/LOCKING RECONSTRUCTION PLATE | CMF | P5
497.698 | 20887587056729 | 3.0MM TI LOCKING SCREW 24MM F/LOCKING RECONSTRUCTION PLATE | CMF | P5
497.690E | 10887587056579 | 3.0MM TI LOCKING SCREW 8MM F/LOCKING RECONSTRUCTION PLATE | CMF | EA
497.691E | 10887587056593 | 3.0MM TI LOCKING SCREW 10MM F/LOCKING RECONSTRUCTION PLATE | CMF | EA
497.692E | 10887587056616 | 3.0MM TI LOCKING SCREW 12MM F/LOCKING RECONSTRUCTION PLATE | CMF | EA
497.693E | 10887587056630 | 3.0MM TI LOCKING SCREW 14MM F/LOCKING RECONSTRUCTION PLATE | CMF | EA
497.694E | 10887587056654 | 3.0MM TI LOCKING SCREW 16MM F/LOCKING RECONSTRUCTION PLATE | CMF | EA
497.695E | 10887587056678 | 3.0MM TI LOCKING SCREW 18MM F/LOCKING RECONSTRUCTION PLATE | CMF | EA
497.696E | 10887587056692 | 3.0MM TI LOCKING SCREW 20MM F/LOCKING RECONSTRUCTION PLATE | CMF | EA
497.697E | 10887587056715 | 3.0MM TI LOCKING SCREW 22MM F/LOCKING RECONSTRUCTION PLATE | CMF | EA
497.698E | 10887587056739 | 3.0MM TI LOCKING SCREW 24MM F/LOCKING RECONSTRUCTION PLATE | CMF | EA
449.612 | 10887587054452 | TI LOCKING RECONSTRUCTION PLATE/12 HOLES/96MM | CMF | EA
449.621 | 10887587054476 | TI LOCKING RECONSTRUCTION PLATE/20 HOLES/160MM | CMF | EA
401.934E | 10887587047911 | 2.0MM TI CORTEX SCREW COARSE PITCH SELF-TAPPING 4MM | CMF | EA
401.936E | 10887587047959 | 2.0MM TI CORTEX SCREW COARSE PITCH SELF-TAPPING 6MM | CMF | EA
401.937E | 10887587047973 | 2.0MM TI CORTEX SCREW COARSE PITCH SELF-TAPPING 7MM | CMF | EA
401.938E | 10887587047997 | 2.0MM TI CORTEX SCREW COARSE PITCH SELF-TAPPING 8MM | CMF | EA
401.939E | 10887587048017 | 2.0MM TI CORTEX SCREW COARSE PITCH SELF-TAPPING 9MM | CMF | EA
401.940E | 10887587048031 | 2.0MM TI CORTEX SCREW COARSE PITCH SELF-TAPPING 10MM | CMF | EA
401.941E | 10887587048055 | 2.0MM TI CORTEX SCREW COARSE PITCH SELF-TAPPING 11MM | CMF | EA
401.942E | 10887587048079 | 2.0MM TI CORTEX SCREW COARSE PITCH SELF-TAPPING 12MM | CMF | EA
401.944E | 10887587048093 | 2.0MM TI CORTEX SCREW COARSE PITCH SELF-TAPPING 14MM | CMF | EA
401.946E | 10887587048116 | 2.0MM TI CORTEX SCREW COARSE PITCH SELF-TAPPING 16MM | CMF | EA
401.948E | 10887587048130 | 2.0MM TI CORTEX SCREW COARSE PITCH SELF-TAPPING 18MM | CMF | EA
401.950E | 10887587048154 | 2.0MM TI CORTEX SCREW COARSE PITCH SELF-TAPPING 20MM | CMF | EA
401.952E | 10887587048178 | 2.0MM TI CORTEX SCREW COARSE PITCH SELF-TAPPING 22MM | CMF | EA
401.954E | 10887587048192 | 2.0MM TI CORTEX SCREW COARSE PITCH SELF-TAPPING 24MM | CMF | EA
401.935E | 10887587047935 | 2.0MM TI CORTEX SCREW COARSE PITCH SELF-TAPPING 5MM | CMF | EA
401.934 | 20887587047901 | 2.0MM TI CORTEX SCREW COARSE PITCH SELF-TAPPING 4MM | CMF | P5
401.935 | 20887587047925 | 2.0MM TI CORTEX SCREW COARSE PITCH SELF-TAPPING 5MM | CMF | P5
401.936 | 20887587047949 | 2.0MM TI CORTEX SCREW COARSE PITCH SELF-TAPPING 6MM | CMF | P5
401.937 | 20887587047963 | 2.0MM TI CORTEX SCREW COARSE PITCH SELF-TAPPING 7MM | CMF | P5
401.938 | 20887587047987 | 2.0MM TI CORTEX SCREW COARSE PITCH SELF-TAPPING 8MM | CMF | P5
401.939 | 20887587048007 | 2.0MM TI CORTEX SCREW COARSE PITCH SELF-TAPPING 9MM | CMF | P5
401.940 | 20887587048021 | 2.0MM TI CORTEX SCREW COARSE PITCH SELF-TAPPING 10MM | CMF | P5
401.941 | 20887587048045 | 2.0MM TI CORTEX SCREW COARSE PITCH SELF-TAPPING 11MM | CMF | P5
401.942 | 20887587048069 | 2.0MM TI CORTEX SCREW COARSE PITCH SELF-TAPPING 12MM | CMF | P5
401.944 | 20887587048083 | 2.0MM TI CORTEX SCREW COARSE PITCH SELF-TAPPING 14MM | CMF | P5
401.946 | 20887587048106 | 2.0MM TI CORTEX SCREW COARSE PITCH SELF-TAPPING 16MM | CMF | P5
401.948 | 20887587048120 | 2.0MM TI CORTEX SCREW COARSE PITCH SELF-TAPPING 18MM | CMF | P5
401.950 | 20887587048144 | 2.0MM TI CORTEX SCREW COARSE PITCH SELF-TAPPING 20MM | CMF | P5
401.952 | 20887587048168 | 2.0MM TI CORTEX SCREW COARSE PITCH SELF-TAPPING 22MM | CMF | P5
401.954 | 20887587048182 | 2.0MM TI CORTEX SCREW COARSE PITCH SELF-TAPPING 24MM | CMF | P5
449.636 | 10887587054506 | TI LOCKING RECONSTRUCTION PL W/DOUBLE ANGLE 4X20X4 HOLES | CMF | EA
449.637 | 10887587054513 | TI LOCKING RECONSTRUCTION PL W/DOUBLE ANGLE 5X22X5 HOLES | CMF | EA
449.638 | 10887587054520 | LOCKING RECONSTRUCTION PLATE W/DOUBLE ANGLE 6X24X6 HOLES | CMF | EA
497.689 | 20887587056545 | TI BENDING INSERT SCREW F/LOCKING RECONSTRUCTION PLATE | CMF | P5
287.953 | 10887587029207 | MANDIBLE DISTRACTOR/SINGLE VECTOR/30MM WITH RIGHT FOOT | CMF | EA
287.954 | 10887587029214 | MANDIBLE DISTRACTOR/SINGLE VECTOR/30MM WITH LEFT FOOT | CMF | EA
314.402 | 10887587037257 | ACTIVATION INSTRUMENT FOR MIDFACE/SINGLE VECTOR DSTRS | CMF | EA
304.701 | 10887587031965 | LOCKING RECONSTRUCTION PLATE MODULE | CMF | EA
449.632 | 10887587054483 | TI LOCKING RECON PLATE 6 X 23 HOLES/44MM X 214MM-LEFT | CMF | EA
449.633 | 10887587054490 | LOCKING RECONSTRUCTION PLATE 6X23 HOLES 44MM X 214MM/RIGHT | CMF | EA
449.234 | 10887587054186 | 2.4MM TI LC-DCPÂ® ECCENTRIC PLATE 4 HOLES | CMF | EA
449.236 | 10887587054193 | 2.4MM TI LC-DCPÂ® ECCENTRIC PLATE 6 HOLES | CMF | EA
397.218 | 10887587041230 | 1.8MM THREADED DRILL GUIDE F/LOCKING RECONSTRUCTION PLATE | CMF | EA
397.224 | 10887587041261 | 2.4MM THREADED DRILL GUIDE F/LOCKING RECONSTRUCTION PLATE | CMF | EA
329.401 | 10887587039336 | BENDING TEMPLATE DOUBLE ANGLE / 4X20X4 HOLES | CMF | EA
329.402 | 10887587039343 | BENDING TEMPLATE DOUBLE ANGLE / 5X22X5 HOLES | CMF | EA
329.403 | 10887587039350 | BENDING TEMPLATE DOUBLE ANGLE / 6X24X6 HOLES | CMF | EA
317.818 | 10887587038766 | 1.8MM DRILL BIT/MINI QC/32MM | CMF | EA
201.510 | 10887587028545 | 2.4MM CORTEX SCREW SELF-TAPPING 10MM | CMF | EA
201.512 | 10887587028552 | 2.4MM CORTEX SCREW SELF-TAPPING 12MM | CMF | EA
201.514 | 10887587028569 | 2.4MM CORTEX SCREW SELF-TAPPING 14MM | CMF | EA
449.018 | 10887587053967 | 2.0MM TI CURVED MANDIBLE STRUT PLATE | CMF | EA
316.232 | 10887587037882 | 1.0MM DRILL BIT/UNIVERSAL-HALL 60MM | CMF | EA
317.432 | 10887587038520 | 1.5MM DRILL BIT/UNIVERSAL-HALL 85MM | CMF | EA
316.238 | 10887587037905 | 1.0MM DRILL BIT/MINI QC/50MM | CMF | EA
421.068 | 10887587049991 | 1.3MM TI DOUBLE Y-PLATE 6 HOLES 15MM | CMF | EA
421.069 | 10887587050003 | 1.3MM TI DOUBLE Y-PLATE 6 HOLES 18MM | CMF | EA
421.006 | 10887587049458 | 1.3MM TI MESH PLATE 100MM X 100MM/5MM HOLE SPACING | CMF | EA
421.040 | 10887587049816 | 1.3MM TI UNIVERSAL ORBITAL FLOOR PLATE | CMF | EA
421.044 | 10887587049854 | 1.3MM TI MEDIAL WALL PLATE LEFT | CMF | EA
421.045 | 10887587049878 | 1.3MM TI MEDIAL WALL PLATE RIGHT | CMF | EA
304.709 | 10887587032122 | MANDIBLE DISTRACTOR MODULE | CMF | EA
304.701T | 10887587031989 | BENDING INSERT DROP-IN TRAY FOR MFS LOCKING RECON MODULE | CMF | EA
497.689E | 10887587056555 | TI BENDING INSERT SCREW F/LOCKING RECONSTRUCTION PLATE | CMF | EA
304.672 | 10887587031170 | 1.3MM MODULE FOR TI IMPLANTS | CMF | EA
321.044 | 10887587039091 | BENDING TEMPLATE FOR 1.3MM TI MEDIAL WALL PLATE | CMF | EA
321.041 | 10887587039084 | BENDING TEMPLATE FOR 1.3MM TI UNIVERSAL ORBITAL FLOOR PLATE | CMF | EA
449.645 | 10887587054544 | TI LOCKING RECON PLATE WITH CONDYLAR HEAD/3X16 HOLES/LEFT | CMF | EA
449.644 | 10887587054537 | TI LOCKING RECON PLATE WITH CONDYLAR HEAD/3X16 HOLES/RIGHT | CMF | EA
449.646 | 10887587054551 | TI LOCKING RECON PLATE WITH CONDYLAR HEAD/4X18 HOLES/RIGHT | CMF | EA
449.647 | 10887587054568 | TI LOCKING RECON PLATE WITH CONDYLAR HEAD/4X18 HOLES/LEFT | CMF | EA
449.648 | 10887587054575 | TI LOCKING RECON PLATE WITH CONDYLAR HEAD/5X20 HOLES/RIGHT | CMF | EA
449.649 | 10887587054582 | TI LOCKING RECON PLATE WITH CONDYLAR HEAD/5X20 HOLES/LEFT | CMF | EA
1050 | 10887587027036 | CRANIOMAXILLOFACIAL RECON AND CORRECTIVE BONE SURGERY MANUAL | CMF | EA
387.421 | 10887587040745 | WIRE GUIDE/TISSUE PROTECTOR | CMF | EA
387.422 | 10887587040769 | LINEAR ACTIVATION INSTRUMENT FOR MULTI-VECTOR DISTRACTOR | CMF | EA
387.423 | 10887587040776 | ANGULAR ADJUSTMENT INSTRUMENT FOR MULTI-VECTOR DISTRACTOR | CMF | EA
387.424 | 10887587040783 | PIN CLAMP/ARM FASTENER FOR MULTI-VECTOR DISTRACTOR | CMF | EA
304.706 | 10887587032092 | TI MULTI VECTOR DISTRACTOR MODULE | CMF | EA
487.931 | 10887587055497 | TI MULTI VECTOR DISTRACTOR BODY | CMF | EA
487.933 | 10887587055510 | TI MULTI VECTOR DISTRACTOR ARM 15MM | CMF | EA
487.934 | 10887587055534 | TI MULTI VECTOR DISTRACTOR ARM 25MM | CMF | EA
487.935 | 10887587055558 | TI MULTI VECTOR DISTRACTOR ARM 35MM | CMF | EA
487.971 | 10887587055862 | TI MULTI VECTOR DISTRACTOR ARM 45MM | CMF | EA
487.937 | 10887587055572 | ACTIVATION NUT FOR MULTI-VECTOR DISTRACTOR | CMF | EA
487.966 | 10887587055848 | TI MULTI VECTOR DISTRACTOR ASSEMBLY/RIGHT WITH 35MM ARMS | CMF | EA
487.967 | 10887587055855 | TI MULTI VECTOR DISTRACTOR ASSEMBLY/LEFT WITH 35MM ARMS | CMF | EA
487.938 | 10887587055596 | TI MULTI VECTOR DISTRACTOR PIN HOLDING CLAMP/RAMUS | CMF | EA
487.939 | 10887587055619 | TI MULTI VECTOR DISTRACTOR PIN HOLDING CLAMP/BODY | CMF | EA
395.575 | 10887587041100 | TI MULTI VECTOR DISTRACTOR CLAMP FOR CARBON FIBER RODS | CMF | EA
690.015 | 10887587059846 | RATCHETING SCREWDRIVER TRAY F/ORTHOGNATHIC MODULAR SYSTEM | CMF | EA
690.011 | 10887587059822 | STANDARD SCREWDRIVER TRAY FOR ORTHOGNATHIC MODULAR SYSTEM | CMF | EA
690.010 | 10887587059815 | GRAPHIC CASE FOR ORTHOGNATHIC MODULAR FIXATION SYS-2 MODULE | CMF | EA
304.710S1 | 10887587032146 | LABEL SHEET FOR ORTHOGNATHIC SCREW MODULE | CMF | EA
304.711S1 | 10887587032160 | LABEL SHEET FOR ORTHOGNATHIC PLATE MODULE | CMF | EA
460.001 | 10887587054742 | TI CRANIAL FLAP TUBE CLAMP 13MM DIA | CMF | EA
460.002 | 10887587054766 | TI CRANIAL FLAP TUBE CLAMP 18MM DIA | CMF | EA
460.003 | 10887587054780 | TI CRANIAL FLAP TUBE CLAMP 22MM DIA | CMF | EA
397.25 | 10887587041315 | 1.8MM NEUTRAL DRILL GUIDE | CMF | EA
398.985 | 10887587041810 | BONE REDUCTION FORCEPS-LARGE | CMF | EA
398.986 | 10887587041827 | BONE REDUCTION FORCEPS-SMALL | CMF | EA
398.202 | 20887587041657 | CAPS 2.4MM | CMF | OP
310.11.98 | 10887587034829 | 1.1MM DRILL BIT/QC/60MM | CMF | EA
310.15.98 | 10887587034898 | 1.5MM DRILL BIT/QC/85MM | CMF | EA
310.16.98 | 10887587034911 | 1.5MM DRILL BIT/QC/110MM | CMF | EA
311.01.98 | 10887587035628 | HANDLE WITH MINI QUICK COUPLING | CMF | EA
311.21.98 | 10887587036236 | TAP FOR 2.0MM CORTEX SCREWS 100MM/38MM TAPPING DEPTH | CMF | EA
329.15.98 | 10887587039237 | BENDING PLIERS FOR 2.4MM THROUGH 4.0MM PLATES | CMF | EA
329.40.98 | 10887587039329 | BENDING TEMPLATE 37 HOLES FOR RECONSTRUCTION PLATES | CMF | EA
304.111 | 20887587030309 | SCREW LENGTH MARKER-11MM | CMF | TP
306.670 | 10887587034034 | SCREW LENGTH MARKER KIT FOR ANY CRANIAL MODULE | CMF | EA
449.100 | 10887587054131 | 2.4MM TI COMPRESSION TENSION BAND PLATE 4 HOLES/26MM | CMF | EA
449.110 | 10887587054148 | 2.4MM TI COMPRESSION TENSION BAND PLATE 6 HOLES/36MM | CMF | EA
313.925 | 10887587037028 | 2.4MM SCREWDRIVER SELF-RETAINING | CMF | EA
421.022 | 10887587049755 | 1.3MM TI CRANIAL STRAIGHT PLATE 2 HOLES/10MM SPACING | CMF | EA
421.024 | 10887587049762 | 1.3MM TI CRANIAL STRAIGHT PL 4 HOLES/10MM MIDDLE SPACING | CMF | EA
421.081 | 10887587050119 | 1.3MM TI X-PLATE 4 HOLES | CMF | EA
421.085 | 10887587050157 | 1.3MM TI H-PLATE 11 HOLES | CMF | EA
446.024 | 10887587051192 | 1.5MM TI CRANIAL STRAIGHT PLATE 4 HOLES/12MM-LOW PROFILE | CMF | EA
446.101 | 10887587051598 | 1.5MM TI ADAPTION PLATE 20 HOLES/90MM-LOW PROFILE | CMF | EA
446.611 | 10887587051932 | 1.5MM TI Y-PLATE 1 X 3 HOLES-LOW PROFILE | CMF | EA
446.811 | 10887587052199 | 1.5MM TI X-PLATE 4 HOLES-LOW PROFILE | CMF | EA
400.659 | 20887587044740 | 1.7MM TI EMERGENCY SCREW W/FLUTED TIP 9MM | CMF | P5
400.657 | 20887587044702 | 1.7MM TI EMERGENCY SCREW W/FLUTED TIP 7MM | CMF | P5
400.661 | 20887587044788 | 1.7MM TI EMERGENCY SCREW W/FLUTED TIP 11MM | CMF | P5
400.659E | 10887587044750 | 1.7MM TI EMERGENCY SCREW WITH FLUTED TIP 9MM | CMF | EA
400.657E | 10887587044712 | 1.7MM TI EMERGENCY SCREW WITH FLUTED TIP 7MM | CMF | EA
400.660E | 10887587044774 | 1.7MM TI EMERGENCY SCREW WITH FLUTED TIP 10MM | CMF | EA
400.661E | 10887587044798 | 1.7MM TI EMERGENCY SCREW WITH FLUTED TIP 11MM | CMF | EA
400.662E | 10887587044811 | 1.7MM TI EMERGENCY SCREW WITH FLUTED TIP 12MM | CMF | EA
400.664E | 10887587044835 | 1.7MM TI EMERGENCY SCREW WITH FLUTED TIP 14MM | CMF | EA
400.666E | 10887587044859 | 1.7MM TI EMERGENCY SCREW WITH FLUTED TIP 16MM | CMF | EA
400.668E | 10887587044873 | 1.7MM TI EMERGENCY SCREW WITH FLUTED TIP 18MM | CMF | EA
400.509 | 20887587044016 | 1.0MM TI MF CORTEX SCREW SELF-TAPPING W/FLUTES 9MM | CMF | P5
400.510 | 20887587044030 | 1.0MM TI MF CORTEX SCREW SELF-TAPPING W/FLUTES 10MM | CMF | P5
400.512 | 20887587044078 | 1.0MM TI MF CORTEX SCREW SELF-TAPPING W/FLUTES 12MM | CMF | P5
400.514 | 20887587044092 | 1.0MM TI MF CORTEX SCREW SELF-TAPPING W/FLUTES 14MM | CMF | P5
400.509E | 10887587044026 | 1.0MM TI MF CORTEX SCREW SELF-TAPPING WITH FLUTES 9MM | CMF | EA
400.510E | 10887587044040 | 1.0MM TI MF CORTEX SCREW SELF-TAPPING WITH FLUTES 10MM | CMF | EA
400.512E | 10887587044088 | 1.0MM TI MF CORTEX SCREW SELF-TAPPING WITH FLUTES 12MM | CMF | EA
400.514E | 10887587044101 | 1.0MM TI MF CORTEX SCREW SELF-TAPPING WITH FLUTES 14MM | CMF | EA
400.609 | 20887587044252 | 1.2MM TI EMERGENCY SCREW W/FLUTED TIP 9MM | CMF | P5
400.610 | 20887587044276 | 1.2MM TI EMERGENCY SCREW W/FLUTED TIP 10MM | CMF | P5
400.612 | 20887587044313 | 1.2MM TI EMERGENCY SCREW W/FLUTED TIP 12MM | CMF | P5
400.614 | 20887587044337 | 1.2MM TI EMERGENCY SCREW W/FLUTED TIP 14MM | CMF | P5
400.609E | 10887587044262 | 1.2MM TI EMERGENCY SCREW WITH FLUTED TIP 9MM | CMF | EA
400.610E | 10887587044286 | 1.2MM TI EMERGENCY SCREW WITH FLUTED TIP 10MM | CMF | EA
400.612E | 10887587044323 | 1.2MM TI EMERGENCY SCREW WITH FLUTED TIP 12MM | CMF | EA
400.614E | 10887587044347 | 1.2MM TI EMERGENCY SCREW WITH FLUTED TIP 14MM | CMF | EA
400.629 | 20887587044474 | 1.3MM TI MF CORTEX SCREW SELF-TAPPING W/FLUTES 9MM | CMF | P5
400.627 | 20887587044436 | 1.3MM TI MF CORTEX SCREW SELF-TAPPING W/FLUTES 7MM | CMF | P5
400.627E | 10887587044446 | 1.3MM TI MF CORTEX SCREW SELF-TAPPING WITH FLUTES 7MM | CMF | EA
400.629E | 10887587044484 | 1.3MM TI MF CORTEX SCREW SELF-TAPPING WITH FLUTES 9MM | CMF | EA
400.737 | 20887587044955 | 1.5MM TI MF CORTEX SCREW SELF-TAPPING W/FLUTES 7MM | CMF | P5
400.741 | 20887587045037 | 1.5MM TI MF CORTEX SCREW SELF-TAPPING W/FLUTES 11MM | CMF | P5
400.735 | 20887587044917 | 1.5MM TI MF CORTEX SCREW SELF-TAPPING W/FLUTES 5MM | CMF | P5
400.739 | 20887587044993 | 1.5MM TI MF CORTEX SCREW SELF-TAPPING W/FLUTES 9MM | CMF | P5
400.735E | 10887587044927 | 1.5MM TI MF CORTEX SCREW SELF-TAPPING WITH FLUTES 5MM | CMF | EA
400.737E | 10887587044965 | 1.5MM TI MF CORTEX SCREW SELF-TAPPING WITH FLUTES 7MM | CMF | EA
400.741E | 10887587045047 | 1.5MM TI MF CORTEX SCREW SELF-TAPPING WITH FLUTES 11MM | CMF | EA
400.744E | 10887587045085 | 1.5MM TI MF CORTEX SCREW SELF-TAPPING WITH FLUTES 14MM | CMF | EA
400.746E | 10887587045108 | 1.5MM TI MF CORTEX SCREW SELF-TAPPING WITH FLUTES 16MM | CMF | EA
400.748E | 10887587045122 | 1.5MM TI MF CORTEX SCREW SELF-TAPPING WITH FLUTES 18MM | CMF | EA
400.739E | 10887587045009 | 1.5MM TI MF CORTEX SCREW SELF-TAPPING WITH FLUTES 9MM | CMF | EA
400.785 | 20887587045150 | 2.0MM TI EMERGENCY SCREW W/FLUTED TIP 5MM | CMF | P5
400.787 | 20887587045198 | 2.0MM TI EMERGENCY SCREW W/FLUTED TIP 7MM | CMF | P5
400.789 | 20887587045235 | 2.0MM TI EMERGENCY SCREW W/FLUTED TIP 9MM | CMF | P5
400.791 | 20887587045273 | 2.0MM TI EMERGENCY SCREW W/FLUTED TIP 11MM | CMF | P5
400.794 | 20887587045310 | 2.0MM TI EMERGENCY SCREW W/FLUTED TIP 14MM | CMF | P5
400.796 | 20887587045334 | 2.0MM TI EMERGENCY SCREW W/FLUTED TIP 16MM | CMF | P5
400.798 | 20887587045358 | 2.0MM TI EMERGENCY SCREW W/FLUTED TIP 18MM | CMF | P5
400.785E | 10887587045160 | 2.0MM TI EMERGENCY SCREW W/FLUTED TIP 5MM | CMF | EA
400.787E | 10887587045207 | 2.0MM TI EMERGENCY SCREW W/FLUTED TIP 7MM | CMF | EA
400.789E | 10887587045245 | 2.0MM TI EMERGENCY SCREW W/FLUTED TIP 9MM | CMF | EA
400.791E | 10887587045283 | 2.0MM TI EMERGENCY SCREW W/FLUTED TIP 11MM | CMF | EA
400.794E | 10887587045320 | 2.0MM TI EMERGENCY SCREW W/FLUTED TIP 14MM | CMF | EA
400.796E | 10887587045344 | 2.0MM TI EMERGENCY SCREW W/FLUTED TIP 16MM | CMF | EA
400.798E | 10887587045368 | 2.0MM TI EMERGENCY SCREW W/FLUTED TIP 18MM | CMF | EA
401.157 | 20887587046232 | 2.0MM TI MF CORTEX SCREW SELF-TAPPING W/FLUTES 7MM | CMF | P5
401.155 | 20887587046195 | 2.0MM TI MF CORTEX SCREW SELF-TAPPING W/FLUTES 5MM | CMF | P5
401.159 | 20887587046270 | 2.0MM TI MF CORTEX SCREW SELF-TAPPING W/FLUTES 9MM | CMF | P5
401.161 | 20887587046317 | 2.0MM TI MF CORTEX SCREW SELF-TAPPING W/FLUTES 11MM | CMF | P5
401.170 | 20887587046416 | 2.0MM TI MF CORTEX SCREW SELF-TAPPING W/FLUTES 20MM | CMF | P5
401.172 | 20887587046430 | 2.0MM TI MF CORTEX SCREW SELF-TAPPING W/FLUTES 22MM | CMF | P5
401.174 | 20887587046454 | 2.0MM TI MF CORTEX SCREW SELF-TAPPING W/FLUTES 24MM | CMF | P5
401.155E | 10887587046204 | 2.0MM TI MF CORTEX SCREW SELF-TAPPING WITH FLUTES 5MM | CMF | EA
401.157E | 10887587046242 | 2.0MM TI MF CORTEX SCREW SELF-TAPPING WITH FLUTES 7MM | CMF | EA
401.159E | 10887587046280 | 2.0MM TI MF CORTEX SCREW SELF-TAPPING WITH FLUTES 9MM | CMF | EA
401.161E | 10887587046327 | 2.0MM TI MF CORTEX SCREW SELF-TAPPING WITH FLUTES 11MM | CMF | EA
401.170E | 10887587046426 | 2.0MM TI MF CORTEX SCREW SELF-TAPPING WITH FLUTES 20MM | CMF | EA
401.172E | 10887587046440 | 2.0MM TI MF CORTEX SCREW SELF-TAPPING WITH FLUTES 22MM | CMF | EA
401.174E | 10887587046464 | 2.0MM TI MF CORTEX SCREW SELF-TAPPING WITH FLUTES 24MM | CMF | EA
401.307 | 20887587046737 | 2.4MM TI EMERGENCY SCREW 7MM | CMF | P5
401.309 | 20887587046775 | 2.4MM TI EMERGENCY SCREW 9MM | CMF | P5
401.311 | 20887587046812 | 2.4MM TI EMERGENCY SCREW 11MM | CMF | P5
401.307E | 10887587046747 | 2.4MM TI EMERGENCY SCREW 7MM | CMF | EA
401.309E | 10887587046785 | 2.4MM TI EMERGENCY SCREW 9MM | CMF | EA
401.311E | 10887587046822 | 2.4MM TI EMERGENCY SCREW 11MM | CMF | EA
316.114 | 10887587037820 | 0.76MM DRILL BIT/STRYKER J-LATCH/WITH 14MM STOP/44.5MM | CMF | EA
400.631 | 20887587044511 | 1.3MM TI MF CORTEX SCREW SELF-TAPPING W/FLUTES 11MM | CMF | P5
400.630E | 10887587044507 | 1.3MM TI MF CORTEX SCREW SELF-TAPPING WITH FLUTES 10MM | CMF | EA
400.631E | 10887587044521 | 1.3MM TI MF CORTEX SCREW SELF-TAPPING WITH FLUTES 11MM | CMF | EA
400.632E | 10887587044545 | 1.3MM TI MF CORTEX SCREW SELF-TAPPING WITH FLUTES 12MM | CMF | EA
400.634E | 10887587044576 | 1.3MM TI MF CORTEX SCREW SELF-TAPPING WITH FLUTES 14MM | CMF | EA
400.636E | 10887587044590 | 1.3MM TI MF CORTEX SCREW SELF-TAPPING WITH FLUTES 16MM | CMF | EA
400.638E | 10887587044613 | 1.3MM TI MF CORTEX SCREW SELF-TAPPING WITH FLUTES 18MM | CMF | EA
304.635 | 10887587073200 | TI CRANIAL MODULAR FIXATION SYSTEM GRAPHIC CASE | CMF | EA
304.113 | 20887587030330 | SCREW LENGTH MARKER-13MM | CMF | TP
1043 | 10887587026794 | ORBITAL FRACTURES: DIAGNOSIS | CMF | EA
316.235 | 10887587037899 | 1.0MM DRILL BIT/STRYKER J-LATCH/35MM STOP/60MM | CMF | EA
317.235 | 10887587038384 | 1.1MM DRILL BIT/STRYKER J-LATCH/40MM STOP/65MM | CMF | EA
317.435 | 10887587038537 | 1.5MM DRILL BIT/STRYKER J-LATCH/60MM STOP/85MM | CMF | EA
317.455 | 10887587038568 | 2.0MM DRILL BIT STRYKER J-LATCH/100MM | CMF | EA
304.668 | 10887587030951 | 1.0MM CRANIAL MODULE FOR TI IMPLANTS | CMF | EA
447.116 | 10887587052922 | 2.0MM TI SAGITTAL SPLIT PLATE WITH ADJUSTABLE SLIDER - 40MM | CMF | EA
397.442 | 10887587041605 | 2.4MM THRDD DRILL GUIDE/SHORT F/LOCKING RECONSTRUCTION PLATE | CMF | EA
397.441 | 10887587041599 | 1.8MM THRDD DRILL GUIDE/SHORT F/LOCKING RECONSTRUCTION PLATE | CMF | EA
421.009 | 10887587049502 | 1.3MM TI CONTOURABLE MESH PLATE/RIGID/200MM X 200MM | CMF | EA
391.952 | 10887587041001 | MESH CUTTER | CMF | EA
310.883 | 10887587035550 | COUNTERSINK FOR 2.0MM/2.4MM SCREWS/HEX COUPLING | CMF | EA
311.209 | 10887587036229 | TAP FOR 2.0MM COARSE PITCH SCREWS/HEX COUPLING | CMF | EA
313.837 | 10887587036847 | 1.5MM STARDRIVE(TM) SCRWDRVR BLD/SHORT/SLF-RET/HEX COUPLING | CMF | EA
313.838 | 10887587036854 | 1.5MM STARDRIVE(TM) SCREWDRVR BLD/LONG/SLF-RET/HEX COUPLING | CMF | EA
313.847 | 10887587036892 | 2.0MM STARDRIVE(TM) SCRWDRVR BLD SLF-RETAIN SHORT/52MM HXC | CMF | EA
313.848 | 10887587036908 | 2.0MM STARDRIVE(TM) SCRWDRVR BLD SLF-RETAIN LONG/96MM HXC | CMF | EA
311.241 | 10887587036274 | TAP FOR 2.4MM CORTEX SCREWS HEX COUPLING | CMF | EA
311.016 | 10887587035642 | HANDLE/SMALL/FOR RATCHETING SCREWDRIVER BODY | CMF | EA
311.017 | 10887587035659 | HANDLE/LARGE/FOR RATCHETING SCREWDRIVER BODY | CMF | EA
447.556 | 10887587053707 | 2.0MM TI OBLIQUE L-PLATE/SHORT 2 X 2 HOLES-RIGHT | CMF | EA
447.557 | 10887587053714 | 2.0MM TI OBLIQUE L-PLATE/SHORT 2 X 2 HOLES-LEFT | CMF | EA
447.558 | 10887587053721 | 2.0MM TI OBLIQUE L-PLATE/LONG 2 X 2 HOLES-RIGHT | CMF | EA
447.559 | 10887587053738 | 2.0MM TI OBLIQUE L-PLATE/LONG 2 X 2 HOLES-LEFT | CMF | EA
446.792 | 10887587052090 | 1.5MM TI OBLIQUE L-PLATE/SHORT 2 X 2 HOLES-RIGHT | CMF | EA
446.793 | 10887587052106 | 1.5MM TI OBLIQUE L-PLATE/SHORT 2 X 2 HOLES-LEFT | CMF | EA
446.794 | 10887587052113 | 1.5MM TI OBLIQUE L-PLATE/LONG 2 X 2 HOLES-RIGHT | CMF | EA
446.795 | 10887587052120 | 1.5MM TI OBLIQUE L-PLATE/LONG 2 X 2 HOLES-LEFT | CMF | EA
447.562 | 10887587053745 | 2.0MM TI Z-PLATE/SHORT RIGHT | CMF | EA
447.563 | 10887587053752 | 2.0MM TI Z-PLATE/SHORT LEFT | CMF | EA
447.564 | 10887587053769 | 2.0MM TI Z-PLATE/LONG RIGHT | CMF | EA
447.565 | 10887587053776 | 2.0MM TI Z-PLATE/LONG LEFT | CMF | EA
446.796 | 10887587052137 | 1.5MM TI Z-PLATE/SHORT RIGHT | CMF | EA
446.797 | 10887587052144 | 1.5MM TI Z-PLATE/SHORT LEFT | CMF | EA
446.798 | 10887587052151 | 1.5MM TI Z-PLATE/LONG RIGHT | CMF | EA
446.799 | 10887587052168 | 1.5MM TI Z-PLATE/LONG LEFT | CMF | EA
311.211 | 10887587036243 | 2.0MM TAP WITH HEX COUPLING | CMF | EA
313.928 | 10887587037035 | 2.0/2.4MM CRUCIFORM SCRWDRVR BLD/SL-RETAINNG W/HEX COUPLING | CMF | EA
313.939 | 10887587037127 | 2.4/3.0MM CRUCIFORM SCRWDRVR BLADE WITH HEX COUPLING | CMF | EA
304.675 | 10887587031255 | INSTRUMENT TRAY FOR RATCHETING SCREWDRIVER | CMF | EA
304.675T | 10887587031279 | SILICON INSERT FOR RATCHETING SCREWDRIVER INSTRUMENT TRAY | CMF | EA
313.827 | 10887587036809 | 1.3MM SCRWDRVR BLD/SELF-RETAIN STARDRIVE(TM)/SHORT/HEX CPLNG | CMF | EA
313.917 | 10887587036991 | 1.3MM CRUCIFORM SCRWDRVR BLADE SELF-RETAINING W/HEX COUPLING | CMF | EA
313.822 | 10887587036786 | 1.3MM SCREWDRIVER BLADE SLF-RETAIN/STARDRIVE(TM)/SHORT | CMF | EA
313.935 | 10887587037080 | 1.5/2.0MM CRUCFRM SCRWDRVR BLD SHORT/SLF-RETAIN/HEX COUPLING | CMF | EA
313.936 | 10887587037097 | 1.5/2.0MM CRUCFRM SCRWDRVR BLD LONG/SLF-RETAIN/HEX COUPLING | CMF | EA
447.033 | 10887587052434 | 2.0MM TI CURVED SAGITTAL SPLIT PL-LOW PROFILE 6 HOLES/4MM BAR | CMF | EA
447.034 | 10887587052441 | 2.0MM TI CURVED SAGITTAL SPLIT PL-LOW PROFILE 6 HOLES/8MM BAR | CMF | EA
447.035 | 10887587052458 | 2.0MM TI CURVED SAGITTAL SPLIT PLATE 6 HOLES/4MM BAR | CMF | EA
447.038 | 10887587052489 | 2.0MM TI CURVED SAGITTAL SPLIT PLATE 6 HOLES/8MM BAR | CMF | EA
446.782 | 10887587052014 | 1.5MM TI OBLIQUE L-PLATE/SHORT MALLEABLE 2 X 2 HOLES-RIGHT | CMF | EA
446.783 | 10887587052021 | 1.5MM TI OBLIQUE L-PLATE/SHORT MALLEABLE 2 X 2 HOLES-LEFT | CMF | EA
446.784 | 10887587052038 | 1.5MM TI OBLIQUE L-PLATE/LONG MALLEABLE 2 X 2 HOLES-RIGHT | CMF | EA
446.785 | 10887587052045 | 1.5MM TI OBLIQUE L-PLATE/LONG MALLEABLE 2 X 2 HOLES-LEFT | CMF | EA
447.548 | 10887587053677 | 2.0MM TI OBLIQUE L-PLATE/LONG MALLEABLE 2 X 2 HOLES-RIGHT | CMF | EA
447.549 | 10887587053684 | 2.0MM TI OBLIQUE L-PLATE/LONG MALLEABLE 2 X 2 HOLES-LEFT | CMF | EA
447.572 | 10887587053783 | 2.0MM TI Z-PLATE/SHORT MALLEABLE-RIGHT | CMF | EA
447.573 | 10887587053790 | 2.0MM TI Z-PLATE/SHORT MALLEABLE-LEFT | CMF | EA
447.574 | 10887587053806 | 2.0MM TI Z-PLATE/LONG MALLEABLE-RIGHT | CMF | EA
447.575 | 10887587053813 | 2.0MM TI Z-PLATE/LONG MALLEABLE-LEFT | CMF | EA
446.052 | 10887587051420 | 1.5MM TI CONTOURABLE MESH PLATE/MALLEABLE/100MM DIA | CMF | EA
421.015 | 10887587049625 | 1.3MM TI CONTOURABLE MESH PLATE/MALLEABLE/30MM DIA | CMF | EA
421.017 | 10887587049663 | 1.3MM TI CONTOURABLE MESH PLATE/MALLEABLE/100MM DIA | CMF | EA
421.020 | 10887587049724 | 1.3MM TI CONTOURABLE MESH PLATE/RIGID/100MM DIA | CMF | EA
446.053 | 10887587051444 | 1.5MM TI CONTOURABLE MESH PLATE/RIGID/30MM DIA | CMF | EA
446.054 | 10887587051468 | 1.5MM TI CONTOURABLE MESH PLATE/RIGID/70MM DIA | CMF | EA
446.055 | 10887587051482 | 1.5MM TI CONTOURABLE MESH PLATE/RIGID/100MM DIA | CMF | EA
690.005 | 10887587059778 | CRANIOFACIAL MODULAR FIXATION SYSTEM GRAPHIC CASE | CMF | EA
304.739 | 10887587032481 | UNIVERSAL INSTRUMENT TRAY LID-LARGE | CMF | EA
304.710 | 10887587032139 | ORTHOGNATHIC SCREW MODULE | CMF | EA
304.711 | 10887587032153 | ORTHOGNATHIC PLATE MODULE | CMF | EA
447.036 | 10887587052465 | 2.0MM TI CURVED SAGITTAL SPLIT PLATE 6 HOLES/12MM BAR | CMF | EA
447.037 | 10887587052472 | 2.0MM TI CURVED SAGITTAL SPLIT PL-LOW PROFILE 6HOLES/12MM BAR | CMF | EA
304.712 | 10887587032177 | ORTHOGNATHIC PLATE MODULE FOR TI PRE-BENT PLATES | CMF | EA
304.661 | 10887587030821 | 1.5MM MODULE FOR TI IMPLANTS | CMF | EA
304.662 | 10887587030852 | 2.0MM MODULE FOR TI IMPLANTS | CMF | EA
304.663 | 10887587030883 | 1.0MM MODULE FOR TI IMPLANTS | CMF | EA
310.170 | 10887587034928 | 1.5MM DRILL BIT/QC/ WITH 8MM STOP/125MM | CMF | EA
310.172 | 10887587034942 | 1.5MM DRILL BIT/STRYKER J-LTCH WITH 8MM STOP/125MM | CMF | EA
310.173 | 10887587034959 | 1.5MM DRILL BIT/MINI QC WITH 8MM STOP/125MM | CMF | EA
310.510 | 10887587035154 | 1.8MM DRILL BIT/QC/100MM | CMF | EA
310.512 | 10887587035178 | 1.8MM DRILL BIT STRYKER J-LATCH/100MM | CMF | EA
310.513 | 10887587035185 | 1.8MM DRILL BIT/MINI QC/100MM | CMF | EA
310.520 | 10887587035192 | 1.8MM DRILL BIT/QC/125MM | CMF | EA
310.522 | 10887587035215 | 1.8MM DRILL BIT STRYKER J-LATCH/125MM | CMF | EA
310.523 | 10887587035222 | 1.8MM DRILL BIT/MINI QC/125MM | CMF | EA
310.530 | 10887587035239 | 2.4MM DRILL BIT/QC/100MM | CMF | EA
310.532 | 10887587035253 | 2.4MM DRILL BIT STRYKER J-LATCH/100MM | CMF | EA
310.533 | 10887587035260 | 2.4MM DRILL BIT/MINI QC/100MM | CMF | EA
310.540 | 10887587035277 | 2.4MM DRILL BIT/QC/125MM | CMF | EA
310.542 | 10887587035291 | 2.4MM DRILL BIT STRYKER J-LATCH/125MM | CMF | EA
310.543 | 10887587035307 | 2.4MM DRILL BIT/MINI QC/125MM | CMF | EA
310.80 | 10887587035505 | COUNTERSINK W/CENTERING PINS F/2.4MM CORTEX SCREWS | CMF | EA
311.03 | 10887587035680 | HANDLE W/MINI QUICK COUPLING, SMALL | CMF | EA
311.23 | 10887587036250 | TAP FOR 2.4MM CORTEX SCREWS 100MM/45MM TAPPING DEPTH | CMF | EA
311.24 | 10887587036267 | TAP FOR 2.4MM CORTEX SCREWS 125MM/45MM TAPPING DEPTH | CMF | EA
312.18 | 10887587036540 | 2.4MM/1.8MM DOUBLE DRILL SLEEVE | CMF | EA
313.94 | 10887587037134 | 2.4MM SCREWDRIVER WITH HOLDING SLEEVE | CMF | EA
313.95 | 10887587037172 | CRUCIFORM SCREWDRIVER | CMF | EA
313.96 | 10887587037189 | CRUCIFORM SCREWDRIVER | CMF | EA
313.97 | 10887587037196 | HOLDING SLEEVE | CMF | EA
314.40 | 10887587037233 | HEXAGONAL SCREWDRIVER | CMF | EA
314.411 | 10887587037318 | 1.3MM SCREWDRIVER BLADE WITH HOLDING SLEEVE | CMF | EA
314.44 | 10887587037431 | LONG CRUCIFORM SCREWDRIVER SHAFT WITH HOLDING SLEEVE | CMF | EA
314.48 | 10887587037448 | 1.0MM SCREWDRIVER BLADE WITH HOLDING SLEEVE | CMF | EA
314.68 | 10887587037660 | 1.5MM/2.0MM SCREWDRIVER BLADE WITH HOLDING SLEEVE, LONG | CMF | EA
316.13 | 10887587037837 | 0.70MM DRILL BIT/STRYKER J-LATCH/WITH 3MM STOP/44.5MM | CMF | EA
316.15 | 10887587037844 | 0.76MM DRILL BIT/STRYKER J-LATCH/WITH 5MM STOP/44.5MM | CMF | EA
316.18 | 10887587037851 | 0.76MM DRILL BIT/STRYKER J-LATCH/WITH 8MM STOP/44.5MM | CMF | EA
316.23 | 10887587037875 | 0.70MM DRILL BIT/MINI QC WITH 3MM STOP/44.5MM | CMF | EA
316.25 | 10887587037929 | 0.76MM DRILL BIT/MINI QC WITH 5MM STOP/44.5MM | CMF | EA
316.28 | 10887587037936 | 0.76MM DRILL BIT/MINI QC WITH 8MM STOP/44.5MM | CMF | EA
316.33 | 10887587037943 | 0.70MM DRILL BIT/MINI QC WITH 3MM STOP/17MM | CMF | EA
316.35 | 10887587037981 | 0.76MM DRILL BIT/MINI QC WITH 5MM STOP/19MM | CMF | EA
316.38 | 10887587037998 | 0.76MM DRILL BIT/MINI QC WITH 8MM STOP/22MM | CMF | EA
316.446 | 10887587038049 | 1.0MM DRILL BIT/STRYKER J-LTCH WITH 4MM STOP/44.5MM | CMF | EA
316.447 | 10887587038056 | 1.0MM DRILL BIT/STRYKER J-LTCH WITH 6MM STOP/44.5MM | CMF | EA
316.448 | 10887587038063 | 1.0MM DRILL BIT/STRYKER J-LTCH WITH 8MM STOP/44.5MM | CMF | EA
316.451 | 10887587038070 | 1.0MM DRILL BIT/MINI QC WITH 4MM STOP/44.5MM | CMF | EA
316.452 | 10887587038094 | 1.0MM DRILL BIT/MINI QC WITH 6MM STOP/44.5MM | CMF | EA
316.453 | 10887587038117 | 1.0MM DRILL BIT/MINI QC WITH 8MM STOP/44.5MM | CMF | EA
317.06 | 10887587038278 | 1.1MM DRILL BIT/UNIVERSAL-HALL WITH 6MM STOP/44.5MM | CMF | EA
317.12 | 10887587038322 | 1.1MM DRILL BIT/UNIVERSAL-HALL WITH 12MM STOP/44.5MM | CMF | EA
317.14 | 10887587038339 | 1.1MM DRILL BIT/STRYKER J-LTCH WITH 4MM STOP/44.5MM | CMF | EA
317.16 | 10887587038346 | 1.1MM DRILL BIT/STRYKER J-LTCH WITH 6MM STOP/44.5MM | CMF | EA
317.18 | 10887587038353 | 1.1MM DRILL BIT/STRYKER J-LTCH WITH 8MM STOP/44.5MM | CMF | EA
317.22 | 10887587038360 | 1.1MM DRILL BIT/STRYKER J-LTCH WITH 12MM STOP/44.5MM | CMF | EA
317.24 | 10887587038414 | 1.1MM DRILL BIT/MINI QC WITH 4MM STOP/44.5MM | CMF | EA
317.26 | 10887587038438 | 1.1MM DRILL BIT/MINI QC WITH 6MM STOP/44.5MM | CMF | EA
317.28 | 10887587038452 | 1.1MM DRILL BIT/MINI QC WITH 8MM STOP/44.5MM | CMF | EA
317.32 | 10887587038476 | 1.1MM DRILL BIT/MINI QC WITH 12MM STOP/44.5MM | CMF | EA
317.335 | 10887587038506 | 1.1MM DRILL BIT STRYKER J-LATCH/110MM | CMF | EA
317.338 | 10887587038513 | 1.1MM DRILL BIT/MINI QC/110MM | CMF | EA
317.54 | 10887587038605 | 1.5MM DRILL BIT/UNIVERSAL-HALL WITH 4MM STOP/44.5MM | CMF | EA
317.56 | 10887587038612 | 1.5MM DRILL BIT/UNIVERSAL-HALL WITH 6MM STOP/44.5MM | CMF | EA
317.58 | 10887587038629 | 1.5MM DRILL BIT/UNIVERSAL-HALL WITH 8MM STOP/44.5MM | CMF | EA
317.62 | 10887587038636 | 1.5MM DRILL BIT/UNIVERSAL-HALL WITH 12MM STOP/44.5MM | CMF | EA
317.64 | 10887587038643 | 1.5MM DRILL BIT/STRYKER J-LTCH WITH 4MM STOP/44.5MM | CMF | EA
317.66 | 10887587038650 | 1.5MM DRILL BIT/STRYKER J-LTCH WITH 6MM STOP/44.5MM | CMF | EA
317.68 | 10887587038667 | 1.5MM DRILL BIT/STRYKER J-LTCH WITH 8MM STOP/44.5MM | CMF | EA
317.72 | 10887587038674 | 1.5MM DRILL BIT/STRYKER J-LTCH WITH 12MM STOP/44.5MM | CMF | EA
317.74 | 10887587038681 | 1.5MM DRILL BIT/MINI QC WITH 4MM STOP/44.5MM | CMF | EA
317.76 | 10887587038704 | 1.5MM DRILL BIT/MINI QC WITH 6MM STOP/44.5MM | CMF | EA
317.78 | 10887587038728 | 1.5MM DRILL BIT/MINI QC WITH 8MM STOP/44.5MM | CMF | EA
317.82 | 10887587038773 | 1.5MM DRILL BIT/MINI QC WITH 12MM STOP/44.5MM | CMF | EA
317.832 | 10887587038889 | 1.5MM DRILL BIT/UNIVERSAL-HALL 110MM | CMF | EA
317.835 | 10887587038896 | 1.5MM DRILL BIT STRYKER J-LATCH/110MM | CMF | EA
317.852 | 10887587038926 | 2.0MM DRILL BIT/UNIVERSAL-HALL 110MM | CMF | EA
317.855 | 10887587038933 | 2.0MM DRILL BIT STRYKER J-LATCH/110MM | CMF | EA
317.858 | 10887587038957 | 2.0MM DRILL BIT/MINI QC/110MM | CMF | EA
319.53 | 10887587039039 | DEPTH GAUGE FOR 2.4MM SCREWS, LONG | CMF | EA
322.18 | 10887587039138 | 1.8MM DCU DRILL GUIDE NEUTRAL & LOAD | CMF | EA
329.14 | 10887587039176 | UNIVERSAL BENDING PLIERS F/ 1.0MM,1.3MM,1.5MM,2.0MM PLATES | CMF | EA
329.17 | 10887587039244 | BENDING PLIERS FOR 2.0MM & 2.4MM PLATES, LOCKING | CMF | EA
329.18 | 10887587039251 | BENDING PLIERS FOR 2.0MM & 2.4MM PLATES | CMF | EA
347.962 | 10887587040110 | RIGHT ANGLE BENDER FOR 1.0MM, 1.3MM, 1.5MM, 2.0MM PLATES | CMF | EA
347.98 | 10887587040141 | PLATE HOLDING FORCEPS FOR 1.5MM, 2.0MM & 2.4MM PLATES | CMF | EA
348.95 | 10887587040172 | SCREW HOLDING FORCEPS-LOCKING FOR 1.0MM & 1.3MM SCREWS | CMF | EA
348.98 | 10887587040189 | PLATE HOLDING FORCEPS-LOCKING FOR 1.0MM & 1.3MM PLATES | CMF | EA
391.98 | 10887587041070 | PLATE CUTTER FOR 1.0MM, 1.3MM, 1.5MM, 2.0MM PLATES | CMF | EA
391.990 | 10887587041087 | PLATE/ROD CUTTER | CMF | EA
398.66 | 10887587041674 | PLATE HOLDING FORCEPS W/BALL | CMF | EA
398.90 | 10887587041681 | MANDIBULAR REDUCTION FORCEPS | CMF | EA
398.94 | 10887587041780 | PLATE HOLDING FORCEPS W/FOOT | CMF | EA
398.98 | 10887587041803 | REDUCTION FORCEPS W/POINTS 180MM RATCHET | CMF | EA
399.001 | 10887587041841 | PLATE HOLDING FORCEPS, LOCKING F/1.5MM & 2.0MM PLATES | CMF | EA
400.502 | 20887587043873 | 1.0MM TI MF CORTEX SCREW SELF-TAPPING W/FLUTES 2MM | CMF | P5
400.502E | 10887587043883 | 1.0MM TI MF CORTEX SCREW SELF-TAPPING WITH FLUTES 2MM | CMF | EA
400.503 | 20887587043897 | 1.0MM TI MF CORTEX SCREW SELF-TAPPING W/FLUTES 3MM | CMF | P5
400.503E | 10887587043906 | 1.0MM TI MF CORTEX SCREW SELF-TAPPING WITH FLUTES 3MM | CMF | EA
400.504 | 20887587043910 | 1.0MM TI MF CORTEX SCREW SELF-TAPPING W/FLUTES 4MM | CMF | P5
400.504E | 10887587043920 | 1.0MM TI MF CORTEX SCREW SELF-TAPPING WITH FLUTES 4MM | CMF | EA
400.505 | 20887587043934 | 1.0MM TI MF CORTEX SCREW SELF-TAPPING W/FLUTES 5MM | CMF | P5
400.505E | 10887587043944 | 1.0MM TI MF CORTEX SCREW SELF-TAPPING WITH FLUTES 5MM | CMF | EA
400.506 | 20887587043958 | 1.0MM TI MF CORTEX SCREW SELF-TAPPING W/FLUTES 6MM | CMF | P5
400.506E | 10887587043968 | 1.0MM TI MF CORTEX SCREW SELF-TAPPING WITH FLUTES 6MM | CMF | EA
400.507 | 20887587043972 | 1.0MM TI MF CORTEX SCREW SELF-TAPPING W/FLUTES 7MM | CMF | P5
400.507E | 10887587043982 | 1.0MM TI MF CORTEX SCREW SELF-TAPPING WITH FLUTES 7MM | CMF | EA
400.508 | 20887587043996 | 1.0MM TI MF CORTEX SCREW SELF-TAPPING W/FLUTES 8MM | CMF | P5
400.508E | 10887587044002 | 1.0MM TI MF CORTEX SCREW SELF-TAPPING WITH FLUTES 8MM | CMF | EA
400.602 | 20887587044115 | 1.2MM TI EMERGENCY SCREW W/FLUTED TIP 2MM | CMF | P5
400.602E | 10887587044125 | 1.2MM TI EMERGENCY SCREW WITH FLUTED TIP 2MM | CMF | EA
400.603 | 20887587044139 | 1.2MM TI EMERGENCY SCREW W/FLUTED TIP 3MM | CMF | P5
400.603E | 10887587044149 | 1.2MM TI EMERGENCY SCREW WITH FLUTED TIP 3MM | CMF | EA
400.604 | 20887587044153 | 1.2MM TI EMERGENCY SCREW W/FLUTED TIP 4MM | CMF | P5
400.604E | 10887587044163 | 1.2MM TI EMERGENCY SCREW WITH FLUTED TIP 4MM | CMF | EA
400.605 | 20887587044177 | 1.2MM TI EMERGENCY SCREW W/FLUTED TIP 5MM | CMF | P5
400.605E | 10887587044187 | 1.2MM TI EMERGENCY SCREW WITH FLUTED TIP 5MM | CMF | EA
400.606 | 20887587044191 | 1.2MM TI EMERGENCY SCREW W/FLUTED TIP 6MM | CMF | P5
400.606E | 10887587044200 | 1.2MM TI EMERGENCY SCREW WITH FLUTED TIP 6MM | CMF | EA
400.607 | 20887587044214 | 1.2MM TI EMERGENCY SCREW W/FLUTED TIP 7MM | CMF | P5
400.607E | 10887587044224 | 1.2MM TI EMERGENCY SCREW WITH FLUTED TIP 7MM | CMF | EA
400.608 | 20887587044238 | 1.2MM TI EMERGENCY SCREW W/FLUTED TIP 8MM | CMF | P5
400.608E | 10887587044248 | 1.2MM TI EMERGENCY SCREW WITH FLUTED TIP 8MM | CMF | EA
400.623 | 20887587044351 | 1.3MM TI MF CORTEX SCREW SELF-TAPPING W/FLUTES 3MM | CMF | P5
400.623E | 10887587044361 | 1.3MM TI MF CORTEX SCREW SELF-TAPPING WITH FLUTES 3MM | CMF | EA
400.624 | 20887587044375 | 1.3MM TI MF CORTEX SCREW SELF-TAPPING W/FLUTES 4MM | CMF | P5
400.624E | 10887587044385 | 1.3MM TI MF CORTEX SCREW SELF-TAPPING WITH FLUTES 4MM | CMF | EA
400.625 | 20887587044399 | 1.3MM TI MF CORTEX SCREW SELF-TAPPING W/FLUTES 5MM | CMF | P5
400.625E | 10887587044408 | 1.3MM TI MF CORTEX SCREW SELF-TAPPING WITH FLUTES 5MM | CMF | EA
400.626 | 20887587044412 | 1.3MM TI MF CORTEX SCREW SELF-TAPPING W/FLUTES 6MM | CMF | P5
400.626E | 10887587044422 | 1.3MM TI MF CORTEX SCREW SELF-TAPPING WITH FLUTES 6MM | CMF | EA
400.628 | 20887587044450 | 1.3MM TI MF CORTEX SCREW SELF-TAPPING W/FLUTES 8MM | CMF | P5
400.628E | 10887587044460 | 1.3MM TI MF CORTEX SCREW SELF-TAPPING WITH FLUTES 8MM | CMF | EA
400.653 | 20887587044627 | 1.7MM TI EMERGENCY SCREW W/FLUTED TIP 3MM | CMF | P5
400.653E | 10887587044637 | 1.7MM TI EMERGENCY SCREW WITH FLUTED TIP 3MM | CMF | EA
400.654 | 20887587044641 | 1.7MM TI EMERGENCY SCREW W/FLUTED TIP 4MM | CMF | P5
400.654E | 10887587044651 | 1.7MM TI EMERGENCY SCREW WITH FLUTED TIP 4MM | CMF | EA
400.655 | 20887587044665 | 1.7MM TI EMERGENCY SCREW W/FLUTED TIP 5MM | CMF | P5
400.655E | 10887587044675 | 1.7MM TI EMERGENCY SCREW WITH FLUTED TIP 5MM | CMF | EA
400.656 | 20887587044689 | 1.7MM TI EMERGENCY SCREW W/FLUTED TIP 6MM | CMF | P5
400.656E | 10887587044699 | 1.7MM TI EMERGENCY SCREW WITH FLUTED TIP 6MM | CMF | EA
400.658 | 20887587044726 | 1.7MM TI EMERGENCY SCREW W/FLUTED TIP 8MM | CMF | P5
400.658E | 10887587044736 | 1.7MM TI EMERGENCY SCREW WITH FLUTED TIP 8MM | CMF | EA
400.734 | 20887587044894 | 1.5MM TI MF CORTEX SCREW SELF-TAPPING W/FLUTES 4MM | CMF | P5
400.734E | 10887587044903 | 1.5MM TI MF CORTEX SCREW SELF-TAPPING WITH FLUTES 4MM | CMF | EA
400.736 | 20887587044931 | 1.5MM TI MF CORTEX SCREW SELF-TAPPING W/FLUTES 6MM | CMF | P5
400.736E | 10887587044941 | 1.5MM TI MF CORTEX SCREW SELF-TAPPING WITH FLUTES 6MM | CMF | EA
400.738 | 20887587044979 | 1.5MM TI MF CORTEX SCREW SELF-TAPPING W/FLUTES 8MM | CMF | P5
400.738E | 10887587044989 | 1.5MM TI MF CORTEX SCREW SELF-TAPPING WITH FLUTES 8MM | CMF | EA
400.740 | 20887587045013 | 1.5MM TI MF CORTEX SCREW SELF-TAPPING W/FLUTES 10MM | CMF | P5
400.740E | 10887587045023 | 1.5MM TI MF CORTEX SCREW SELF-TAPPING WITH FLUTES 10MM | CMF | EA
400.742 | 20887587045051 | 1.5MM TI MF CORTEX SCREW SELF-TAPPING W/FLUTES 12MM | CMF | P5
400.742E | 10887587045061 | 1.5MM TI MF CORTEX SCREW SELF-TAPPING WITH FLUTES 12MM | CMF | EA
400.784 | 20887587045136 | 2.0MM TI EMERGENCY SCREW W/FLUTED TIP 4MM | CMF | P5
400.784E | 10887587045146 | 2.0MM TI EMERGENCY SCREW W/FLUTED TIP 4MM | CMF | EA
400.786 | 20887587045174 | 2.0MM TI EMERGENCY SCREW W/FLUTED TIP 6MM | CMF | P5
400.786E | 10887587045184 | 2.0MM TI EMERGENCY SCREW W/FLUTED TIP 6MM | CMF | EA
400.788 | 20887587045211 | 2.0MM TI EMERGENCY SCREW W/FLUTED TIP 8MM | CMF | P5
400.788E | 10887587045221 | 2.0MM TI EMERGENCY SCREW W/FLUTED TIP 8MM | CMF | EA
400.790 | 20887587045259 | 2.0MM TI EMERGENCY SCREW W/FLUTED TIP 10MM | CMF | P5
400.790E | 10887587045269 | 2.0MM TI EMERGENCY SCREW W/FLUTED TIP 10MM | CMF | EA
400.792 | 20887587045297 | 2.0MM TI EMERGENCY SCREW W/FLUTED TIP 12MM | CMF | P5
400.792E | 10887587045306 | 2.0MM TI EMERGENCY SCREW W/FLUTED TIP 12MM | CMF | EA
401.154 | 20887587046171 | 2.0MM TI MF CORTEX SCREW SELF-TAPPING W/FLUTES 4MM | CMF | P5
401.154E | 10887587046181 | 2.0MM TI MF CORTEX SCREW SELF-TAPPING WITH FLUTES 4MM | CMF | EA
401.156 | 20887587046218 | 2.0MM TI MF CORTEX SCREW SELF-TAPPING W/FLUTES 6MM | CMF | P5
401.156E | 10887587046228 | 2.0MM TI MF CORTEX SCREW SELF-TAPPING WITH FLUTES 6MM | CMF | EA
401.158 | 20887587046256 | 2.0MM TI MF CORTEX SCREW SELF-TAPPING W/FLUTES 8MM | CMF | P5
401.158E | 10887587046266 | 2.0MM TI MF CORTEX SCREW SELF-TAPPING WITH FLUTES 8MM | CMF | EA
401.160 | 20887587046294 | 2.0MM TI MF CORTEX SCREW SELF-TAPPING W/FLUTES 10MM | CMF | P5
401.160E | 10887587046303 | 2.0MM TI MF CORTEX SCREW SELF-TAPPING WITH FLUTES 10MM | CMF | EA
401.162 | 20887587046331 | 2.0MM TI MF CORTEX SCREW SELF-TAPPING W/FLUTES 12MM | CMF | P5
401.162E | 10887587046341 | 2.0MM TI MF CORTEX SCREW SELF-TAPPING WITH FLUTES 12MM | CMF | EA
401.164 | 20887587046355 | 2.0MM TI MF CORTEX SCREW SELF-TAPPING W/FLUTES 14MM | CMF | P5
401.164E | 10887587046365 | 2.0MM TI MF CORTEX SCREW SELF-TAPPING WITH FLUTES 14MM | CMF | EA
401.166 | 20887587046379 | 2.0MM TI MF CORTEX SCREW SELF-TAPPING W/FLUTES 16MM | CMF | P5
401.166E | 10887587046389 | 2.0MM TI MF CORTEX SCREW SELF-TAPPING WITH FLUTES 16MM | CMF | EA
401.168 | 20887587046393 | 2.0MM TI MF CORTEX SCREW SELF-TAPPING W/FLUTES 18MM | CMF | P5
401.168E | 10887587046402 | 2.0MM TI MF CORTEX SCREW SELF-TAPPING WITH FLUTES 18MM | CMF | EA
401.306 | 20887587046713 | 2.4MM TI EMERGENCY SCREW 6MM | CMF | P5
401.306E | 10887587046723 | 2.4MM TI EMERGENCY SCREW 6MM | CMF | EA
401.308 | 20887587046751 | 2.4MM TI EMERGENCY SCREW 8MM | CMF | P5
401.308E | 10887587046761 | 2.4MM TI EMERGENCY SCREW 8MM | CMF | EA
401.310 | 20887587046799 | 2.4MM TI EMERGENCY SCREW 10MM | CMF | P5
401.310E | 10887587046808 | 2.4MM TI EMERGENCY SCREW 10MM | CMF | EA
401.312 | 20887587046836 | 2.4MM TI EMERGENCY SCREW 12MM | CMF | P5
401.312E | 10887587046846 | 2.4MM TI EMERGENCY SCREW 12MM | CMF | EA
401.314 | 20887587046850 | 2.4MM TI EMERGENCY SCREW 14MM | CMF | P5
401.314E | 10887587046860 | 2.4MM TI EMERGENCY SCREW 14MM | CMF | EA
401.316 | 20887587046874 | 2.4MM TI EMERGENCY SCREW 16MM | CMF | P5
401.316E | 10887587046884 | 2.4MM TI EMERGENCY SCREW 16MM | CMF | EA
401.318 | 20887587046898 | 2.4MM TI EMERGENCY SCREW 18MM | CMF | P5
401.318E | 10887587046907 | 2.4MM TI EMERGENCY SCREW 18MM | CMF | EA
401.506E | 10887587047102 | 2.4MM TI CORTEX SCREW SELF-TAPPING 6MM | CMF | EA
401.508E | 10887587047126 | 2.4MM TI CORTEX SCREW SELF-TAPPING 8MM | CMF | EA
401.510E | 10887587047140 | 2.4MM TI CORTEX SCREW SELF-TAPPING 10MM | CMF | EA
401.512E | 10887587047164 | 2.4MM TI CORTEX SCREW SELF-TAPPING 12MM | CMF | EA
401.514E | 10887587047188 | 2.4MM TI CORTEX SCREW SELF-TAPPING 14MM | CMF | EA
401.516E | 10887587047201 | 2.4MM TI CORTEX SCREW SELF-TAPPING 16MM | CMF | EA
401.518E | 10887587047225 | 2.4MM TI CORTEX SCREW SELF-TAPPING 18MM | CMF | EA
401.520E | 10887587047249 | 2.4MM TI CORTEX SCREW SELF-TAPPING 20MM | CMF | EA
401.522E | 10887587047263 | 2.4MM TI CORTEX SCREW SELF-TAPPING 22MM | CMF | EA
401.524E | 10887587047287 | 2.4MM TI CORTEX SCREW SELF-TAPPING 24MM | CMF | EA
401.526E | 10887587047300 | 2.4MM TI CORTEX SCREW SELF-TAPPING 26MM | CMF | EA
401.528E | 10887587047324 | 2.4MM TI CORTEX SCREW SELF-TAPPING 28MM | CMF | EA
401.530E | 10887587047348 | 2.4MM TI CORTEX SCREW SELF-TAPPING 30MM | CMF | EA
401.532E | 10887587047362 | 2.4MM TI CORTEX SCREW SELF-TAPPING 32MM | CMF | EA
401.534E | 10887587047386 | 2.4MM TI CORTEX SCREW SELF-TAPPING 34MM | CMF | EA
401.536E | 10887587047409 | 2.4MM TI CORTEX SCREW SELF-TAPPING 36MM | CMF | EA
401.538E | 10887587047423 | 2.4MM TI CORTEX SCREW SELF-TAPPING 38MM | CMF | EA
401.540E | 10887587047447 | 2.4MM TI CORTEX SCREW SELF-TAPPING 40MM | CMF | EA
401.558E | 10887587047508 | 2.7MM TI EMERGENCY SCREW 8MM | CMF | EA
401.560E | 10887587047522 | 2.7MM TI EMERGENCY SCREW 10MM | CMF | EA
401.562E | 10887587047546 | 2.7MM TI EMERGENCY SCREW 12MM | CMF | EA
401.564E | 10887587047560 | 2.7MM TI EMERGENCY SCREW 14MM | CMF | EA
401.566E | 10887587047584 | 2.7MM TI EMERGENCY SCREW 16MM | CMF | EA
401.568E | 10887587047607 | 2.7MM TI EMERGENCY SCREW 18MM | CMF | EA
401.594E | 10887587047621 | 2.0MM TI TENSION BAND SCREW SELF-TAPPING 4MM | CMF | EA
401.596E | 10887587047645 | 2.0MM TI TENSION BAND SCREW SELF-TAPPING 6MM | CMF | EA
401.598E | 10887587047669 | 2.0MM TI TENSION BAND SCREW SELF-TAPPING 8MM | CMF | EA
420.01 | 10887587048994 | 1.0MM TI STRUT PLATE 16 HOLES | CMF | EA
420.02 | 10887587049007 | 1.0MM TI MESH PLATE 38MM X 42MM/4MM X 4MM HOLES | CMF | EA
420.04 | 10887587049021 | 1.0MM TI STRUT PLATE 22 HOLES | CMF | EA
420.05 | 10887587049038 | 1.0MM TI MESH PLATE 50MM X 100MM/4MM X 4MM HOLES | CMF | EA
420.06 | 10887587049045 | 1.0MM TI MESH PLATE 100MM X 100MM/4MM X 4MM HOLES | CMF | EA
420.070 | 10887587049052 | 1.0MM TI MESH SCREEN 100MM X 100MM | CMF | EA
420.63 | 10887587049304 | 1.0MM TI Y-PLATE 3 X 7 HOLES | CMF | EA
420.71 | 10887587049342 | 1.0MM TI T-PLATE 5 X 7 HOLES | CMF | EA
421.010 | 10887587049533 | 1.3MM TI ADAPTION PLATE 24 HOLES/95MM | CMF | EA
421.021 | 10887587049748 | 1.3MM TI ORBITAL RIM PLATE 9 HOLES | CMF | EA
421.050 | 10887587049939 | 1.3MM TI OBLIQUE L-PLATE 3 X 3 HOLES-LEFT | CMF | EA
421.051 | 10887587049946 | 1.3MM TI OBLIQUE L-PLATE 3 X 3 HOLES-RIGHT | CMF | EA
421.052 | 10887587049953 | 1.3MM TI OBLIQUE L-PLATE 3 X 4 HOLES-LEFT | CMF | EA
421.053 | 10887587049960 | 1.3MM TI OBLIQUE L-PLATE 3 X 4 HOLES-RIGHT | CMF | EA
421.061 | 10887587049977 | 1.3MM TI Y-PLATE 1 X 3 HOLES | CMF | EA
421.071 | 10887587050010 | 1.3MM TI T-PLATE 3 X 4 HOLES | CMF | EA
443.44 | 10887587050997 | 2.0MM TI ZYGOMATIC PLATE 4 HOLES/22MM | CMF | EA
443.45 | 10887587051000 | 2.0MM TI ZYGOMATIC PLATE 5 HOLES/27MM | CMF | EA
443.46 | 10887587051017 | 2.0MM TI ZYGOMATIC PLATE 6 HOLES/32MM | CMF | EA
443.54 | 10887587051024 | 2.0MM TI MF DCPÂ® PLATE 4 HOLES/22MM | CMF | EA
443.55 | 10887587051031 | 2.0MM TI MF DCPÂ® PLATE 5 HOLES/27MM | CMF | EA
443.56 | 10887587051048 | 2.0MM TI MF DCPÂ® PLATE 6 HOLES/32MM | CMF | EA
443.57 | 10887587051055 | 2.0MM TI MF DCPÂ® PLATE 7 HOLES/37MM | CMF | EA
443.58 | 10887587051062 | 2.0MM TI MF DCPÂ® PLATE 8 HOLES/42MM | CMF | EA
446.504 | 10887587051765 | 1.5MM TI MAXILLARY L-PLATE 3 X 3 HOLES/22MM-RIGHT | CMF | EA
446.505 | 10887587051772 | 1.5MM TI MAXILLARY L-PLATE 3 X 3 HOLES/22MM-LEFT | CMF | EA
446.506 | 10887587051789 | 1.5MM TI MAXILLARY L-PLATE 3 X 3 HOLES/24MM-RIGHT | CMF | EA
446.507 | 10887587051796 | 1.5MM TI MAXILLARY L-PLATE 3 X 3 HOLES/24MM-LEFT | CMF | EA
446.508 | 10887587051802 | 1.5MM TI MAXILLARY L-PLATE 3 X 3 HOLES/26MM-RIGHT | CMF | EA
446.509 | 10887587051819 | 1.5MM TI MAXILLARY L-PLATE 3 X 3 HOLES/26MM-LEFT | CMF | EA
447.040 | 10887587052502 | 2.0MM TI MAXILLARY L-PLATE 3 X 3 HOLES/25MM-RIGHT | CMF | EA
447.041 | 10887587052519 | 2.0MM TI MAXILLARY L-PLATE 3 X 3 HOLES/25MM-LEFT | CMF | EA
447.042 | 10887587052526 | 2.0MM TI MAXILLARY L-PLATE 3 X 3 HOLES/27MM-RIGHT | CMF | EA
447.043 | 10887587052533 | 2.0MM TI MAXILLARY L-PLATE 3 X 3 HOLES/27MM-LEFT | CMF | EA
447.044 | 10887587052540 | 2.0MM TI MAXILLARY L-PLATE 3 X 3 HOLES/29MM-RIGHT | CMF | EA
447.045 | 10887587052557 | 2.0MM TI MAXILLARY L-PLATE 3 X 3 HOLES/29MM-LEFT | CMF | EA
447.070 | 10887587052656 | 2.0MM TI CHIN PLATE, STRAIGHT 4 HOLES, 3MM OFFSET | CMF | EA
447.071 | 10887587052663 | 2.0MM TI CHIN PLATE, STRAIGHT 4 HOLES, 5MM OFFSET | CMF | EA
447.072 | 10887587052670 | 2.0MM TI CHIN PLATE, STRAIGHT 4 HOLES, 8MM OFFSET | CMF | EA
447.073 | 10887587052687 | 2.0MM TI CHIN PLATE, DOUBLE BEND 5 HOLES, 4MM OFFSET | CMF | EA
447.074 | 10887587052694 | 2.0MM TI CHIN PLATE, DOUBLE BEND 5 HOLES, 6MM OFFSET | CMF | EA
447.075 | 10887587052700 | 2.0MM TI CHIN PLATE, DOUBLE BEND 5 HOLES, 8MM OFFSET | CMF | EA
447.076 | 10887587052717 | 2.0MM TI CHIN PLATE, DOUBLE BEND 5 HOLES, 10MM OFFSET | CMF | EA
447.077 | 10887587052724 | 2.0MM TI CHIN PLATE, SINGLE BEND 5 HOLES, 3-5MM OFFSET | CMF | EA
447.078 | 10887587052731 | 2.0MM TI CHIN PLATE, SINGLE BEND 5 HOLES, 6-8MM OFFSET | CMF | EA
447.079 | 10887587052748 | 2.0MM TI CHIN PLATE, SINGLE BEND 5 HOLES, 9-11MM OFFSET | CMF | EA
447.082 | 10887587052755 | 2.0MM TI SAGITTAL SPLIT PLATE STRUT 8 HOLES | CMF | EA
447.083 | 10887587052762 | 2.0MM TI SAGITTAL SPLIT PLATE CURVED 10 HOLES/38MM | CMF | EA
447.084 | 10887587052779 | 2.0MM TI SAGITTAL SPLIT PLATE STRAIGHT 4 HOLES/30MM | CMF | EA
447.10 | 10887587052793 | 2.0MM TI ADAPTION PLATE 20 HOLES/100MM | CMF | EA
447.18 | 10887587053165 | 2.0MM TI ORBITAL RIM PLATE 8 HOLES | CMF | EA
447.20 | 10887587053202 | 2.0MM TI ORBITAL RIM PLATE 10 HOLES | CMF | EA
447.22 | 10887587053295 | 2.0MM TI ORBITAL RIM PLATE 12 HOLES | CMF | EA
447.38 | 10887587053417 | 2.0MM TI ADAPTION PLATE W/30 BROAD SPACED HOLES/193MM | CMF | EA
447.50 | 10887587053523 | 2.0MM TI OBLIQUE L-PLATE 2 X 3 HOLES-LEFT | CMF | EA
447.51 | 10887587053530 | 2.0MM TI OBLIQUE L-PLATE 2 X 3 HOLES-RIGHT | CMF | EA
447.52 | 10887587053561 | 2.0MM TI OBLIQUE L-PLATE 3 X 4 HOLES-LEFT | CMF | EA
447.53 | 10887587053622 | 2.0MM TI OBLIQUE L-PLATE 3 X 4 HOLES-RIGHT | CMF | EA
447.54 | 10887587053646 | 2.0MM TI OBLIQUE L-PLATE 4 X 6 HOLES-LEFT | CMF | EA
447.55 | 10887587053691 | 2.0MM TI OBLIQUE L-PLATE 4 X 6 HOLES-RIGHT | CMF | EA
447.61 | 10887587053820 | 2.0MM TI Y-PLATE 1 X 3 HOLES | CMF | EA
447.62 | 10887587053837 | 2.0MM TI Y-PLATE 2 X 4 HOLES | CMF | EA
447.68 | 10887587053851 | 2.0MM TI DOUBLE Y-PLATE 2 HOLES EACH ARM | CMF | EA
447.81 | 10887587053875 | 2.0MM TI X-PLATE 4 HOLES | CMF | EA
447.85 | 10887587053882 | 2.0MM TI H-PLATE 9 HOLES | CMF | EA
447.86 | 10887587053899 | 2.0MM TI H-PLATE 8 HOLES | CMF | EA
304.662L | 10887587030876 | LID FOR 2.0MM CRANIOFACIAL MODULE | CMF | EA
304.664L | 10887587030944 | 1.0MM/1.3MM MESH MODULE CASE LID | CMF | EA
421.090 | 10887587050171 | 1.3MM TI BURR HOLE COVER 12MM DIA/6 HOLES | CMF | EA
421.091 | 10887587050188 | 1.3MM TI BURR HOLE COVER 17MM DIA/6 HOLES | CMF | EA
421.095 | 10887587050218 | 1.3MM TI BOX PLATE 13MM X 8MM/4 HOLES | CMF | EA
421.096 | 10887587050225 | 1.3MM TI BOX PLATE 13MM X 13MM/4 HOLES | CMF | EA
421.099 | 10887587050232 | 1.3MM TI MESH SCREEN 100MM X 100MM | CMF | EA
304.105 | 20887587030194 | SCREW LENGTH MARKER-5MM | CMF | TP
304.102 | 20887587030132 | SCREW LENGTH MARKER-2MM | CMF | TP
304.103 | 20887587030156 | SCREW LENGTH MARKER-3MM | CMF | TP
304.104 | 20887587030170 | SCREW LENGTH MARKER-4MM | CMF | TP
304.106 | 20887587030217 | SCREW LENGTH MARKER-6MM | CMF | TP
304.107 | 20887587030231 | SCREW LENGTH MARKER-7MM | CMF | TP
304.108 | 20887587030255 | SCREW LENGTH MARKER-8MM | CMF | TP
304.109 | 20887587030279 | SCREW LENGTH MARKER-9MM | CMF | TP
304.110 | 20887587030286 | SCREW LENGTH MARKER-10MM | CMF | TP
304.112 | 20887587030316 | SCREW LENGTH MARKER-12MM | CMF | TP
304.114 | 20887587030347 | SCREW LENGTH MARKER-14MM | CMF | TP
304.116 | 20887587030378 | SCREW LENGTH MARKER-16MM | CMF | TP
304.118 | 20887587030408 | SCREW LENGTH MARKER-18MM | CMF | TP
304.120 | 20887587030439 | SCREW LENGTH MARKER-20MM | CMF | TP
304.122 | 20887587030460 | SCREW LENGTH MARKER-22MM | CMF | TP
304.124 | 20887587030484 | SCREW LENGTH MARKER-24MM | CMF | TP
306.661 | 10887587033983 | SCREW LENGTH MARKER KIT FOR 1.5MM MODULE | CMF | EA
306.662 | 10887587033990 | SCREW LENGTH MARKER KIT FOR 2.0MM MODULE | CMF | EA
306.663 | 10887587034003 | SCREW LENGTH MARKER KIT FOR 1.0MM MODULE | CMF | EA
306.666 | 10887587034027 | SCREW LENGTH MARKER KIT FOR 1.3MM MODULE | CMF | EA
313.832 | 10887587036816 | 1.5MM SCREWDRIVER BLADE/SELF- RETAINING/STARDRIVE(TM)/SHORT | CMF | EA
313.833 | 10887587036823 | 1.5MM SCREWDRIVER BLADE/SELF- RETAINING/STARDRIVE(TM)/LONG | CMF | EA
313.842 | 10887587036878 | 2.0MM SCREWDRIVER BLADE/SELF- RETAINING/STARDRIVE(TM)/SHORT | CMF | EA
313.843 | 10887587036885 | STARDRIVE SCREWDRIVER SHAFT SD6/SELF-RETAINING/2.0MM | CMF | EA
401.134E | 10887587046143 | 2.0MM TI CORTEX SCREW SLF-DRLG WITH STARDRIVE(TM) RECESS 4MM | CMF | EA
311.014 | 10887587035635 | SCREWDRIVER BODY/RATCHETING | CMF | EA
201.806.98 | 10887587028583 | 2.0MM CORTEX SCREW SELF-TAPPING 6MM | CMF | EA
201.808.98 | 10887587028590 | 2.0MM CORTEX SCREW SELF-TAPPING 8MM | CMF | EA
201.508 | 10887587028538 | 2.4MM CORTEX SCREW SELF-TAPPING 8MM | CMF | EA
304.671C | 10887587031156 | SCREWDRIVER PLATE COVER FOR CRANIAL MODULE | CMF | EA
304.104W | 10887587030180 | SCREW LENGTH MARKER FOR 4MM SELF-DRILLING SCREWS | CMF | EA
304.105W | 10887587030203 | SCREW LENGTH MARKER FOR 5MM SELF-DRILLING SCREWS | CMF | EA
304.106W | 10887587030227 | SCREW LENGTH MARKER FOR 6MM SELF-DRILLING SCREWS | CMF | EA
304.107W | 10887587030241 | SCREW LENGTH MARKER FOR 7MM SELF-DRILLING SCREWS | CMF | EA
304.108W | 10887587030265 | SCREW LENGTH MARKER FOR 8MM SELF-DRILLING SCREWS | CMF | EA
447.244 | 10887587053301 | 2.0MM TI T-PLATE 3 X 4 HOLES/25MM | CMF | EA
447.088 | 10887587052786 | 2.0MM TI SAGITTAL SPLIT PLATE CURVED/8 HOLES | CMF | EA
420.071 | 10887587049069 | 1.0MM/1.5MM TI MESH PLATE 100MM X 100MM/4MM HOLE SPACING | CMF | EA
421.007 | 10887587049465 | 1.3MM TI CONTOURABLE MESH PLATE/MALLEABLE/100 X 100 | CMF | EA
421.008 | 10887587049489 | 1.3MM TI CONTOURABLE MESH PLATE/RIGID/100 X 100 | CMF | EA
446.912.321 | 10887587052243 | CRANIAL SPRING CLIP KIT: 5 X 446.911.321 & 400.756.311 | CMF | EA
447.114 | 10887587052908 | 2.0MM TI SAGITTAL SPLIT PLATE WITH ADJUSTABLE SLIDER - 33MM | CMF | EA
447.113 | 10887587052892 | 2.0MM TI SAGITTAL SPLIT PLATE ADJUSTABLE 4 HOLES/33MM | CMF | EA
612.41.05S | 20887587058525 | DELIVERY NEEDLE 10CM X 10 GAUGE-STERILE | CMF | P5
304.730 | 10887587032351 | MANDIBULAR MODULAR FIXTN SYS GRAPHIC CASE LARGE-4 MODULE | CMF | EA
304.731 | 10887587032405 | BASIC INSTRUMENT TRAY INSERT FOR MMFS | CMF | EA
304.732 | 10887587032412 | RATCHETING SCREWDRIVER TRAY INSERT FOR MMFS | CMF | EA
304.733 | 10887587032429 | STANDARD SCREWDRIVER TRAY INSERT FOR MMFS | CMF | EA
304.734 | 10887587032436 | CRANIOFACIAL TRAY INSERT FOR MMFS | CMF | EA
304.736 | 10887587032450 | TROCAR TRAY INSERT A | CMF | EA
304.738 | 20887587032471 | CORNER POSTS FOR MMFS UPGRADE | CMF | P4
304.730M | 10887587032382 | RUBBER MAT FOR LARGE UNIVERSAL INSTRUMENT TRAY | CMF | EA
398.987 | 10887587041834 | BONE REDUCTION FORCEPS SMALL STRAIGHT | CMF | EA
323.204 | 10887587039152 | 2.0/2.4MM UNIV DRILL GUIDE | CMF | EA
319.007 | 10887587039008 | DEPTH GAUGE FOR 2.0MM AND 2.4MM SCREWS, LONG | CMF | EA
329.142 | 10887587039183 | COMBINATION BENDING PLIERS FOR 2.0MM/2.4MM PLATES | CMF | EA
397.371 | 10887587041537 | BENDING IRON FOR 2.4MM PLATES (2 REQUIRED) | CMF | EA
317.876 | 10887587038971 | 1.5MM TROCAR DRILL BIT/QC 100MM/18MM CALIBRATION | CMF | EA
317.875 | 10887587038964 | 1.5MM TROCAR DRILL BIT/QC WITH 6MM STOP/100MM | CMF | EA
317.877 | 10887587038988 | 1.8MM TROCAR DRILL BIT/QC WITH 6MM STOP/100MM | CMF | EA
317.878 | 10887587038995 | 1.8MM TROCAR DRILL BIT/QC 100MM/18MM CALIBRATION | CMF | EA
2801 | 10887587029160 | CRANIOFACIAL MODULAR FIXATION SYSTEM CD-ROM | CMF | EA
304.706R | 10887587032108 | MULTI-VECTOR DISTRACTOR MODULE INSERT TRAY | CMF | EA
446.090 | 10887587051529 | 1.5MM TI T-PLATE 4 X 7 HOLES | CMF | EA
446.042 | 10887587051307 | 1.5MM TI PRE-BENT MAXILLARY PLATE/3MM ADVANCEMENT-RIGHT | CMF | EA
446.043 | 10887587051314 | 1.5MM TI PRE-BENT MAXILLARY PLATE/3MM ADVANCEMENT-LEFT | CMF | EA
446.044 | 10887587051321 | 1.5MM TI PRE-BENT MAXILLARY PLATE/5MM ADVANCEMENT-RIGHT | CMF | EA
446.045 | 10887587051338 | 1.5MM TI PRE-BENT MAXILLARY PLATE/5MM ADVANCEMENT-LEFT | CMF | EA
446.046 | 10887587051345 | 1.5MM TI PRE-BENT MAXILLARY PLATE/7MM ADVANCEMENT-RIGHT | CMF | EA
446.047 | 10887587051352 | 1.5MM TI PRE-BENT MAXILLARY PLATE/7MM ADVANCEMENT-LEFT | CMF | EA
446.048 | 10887587051369 | 1.5MM TI PRE-BENT MAXILLARY PLATE/9MM ADVANCEMENT-RIGHT | CMF | EA
446.049 | 10887587051376 | 1.5MM TI PRE-BENT MAXILLARY PLATE/9MM ADVANCEMENT-LEFT | CMF | EA
446.060 | 10887587051505 | 1.5MM TI PRE-BENT MAXILLARY PLATE/11MM ADVANCEMENT-RIGHT | CMF | EA
446.061 | 10887587051512 | 1.5MM TI PRE-BENT MAXILLARY PLATE/11MM ADVANCEMENT-LEFT | CMF | EA
397.262 | 10887587041346 | 1.8MM DRILL GUIDE | CMF | EA
397.261 | 10887587041339 | 1.8MM THREADED DRILL GUIDE | CMF | EA
397.211 | 10887587041193 | UNIVERSAL TROCAR HANDLE | CMF | EA
397.282 | 10887587041407 | 1.8MM INSERT DRILL GUIDE | CMF | EA
397.226 | 10887587041285 | LAG SCREW POINTER | CMF | EA
397.225 | 10887587041278 | LAG SCREW CANNULA | CMF | EA
397.232 | 10887587041308 | MALLEABLE C-RETRACTOR | CMF | EA
397.216 | 10887587041223 | 1.5MM DRILL GUIDE | CMF | EA
397.213 | 10887587041216 | 2.0MM CANNULA & OBTURATOR | CMF | EA
397.263 | 10887587041353 | 1.8MM DCU NEUTRAL DRILL GUIDE | CMF | EA
397.281 | 10887587041391 | 2.4MM THREADED DRILL GUIDE | CMF | EA
397.285 | 10887587041438 | 2.4MM DRILL GUIDE | CMF | EA
397.212 | 10887587041209 | 2.4MM CANNULA & OBTURATOR | CMF | EA
397.265 | 10887587041360 | 1.8MM DCU COMPRESSION DRILL GUIDE | CMF | EA
447.117 | 10887587052939 | 2.0MM TI LARGE LOCKING PLATE 3 X 3 HOLES/CRESCENT | CMF | EA
447.118 | 10887587052946 | 2.0MM TI LARGE LOCKING PLATE 3 X 3 HOLES/ANGLED | CMF | EA
447.119 | 10887587052953 | 2.0MM TI LARGE LOCKING PLATE 4 X 4 HOLES/ANGLED | CMF | EA
311.204 | 10887587036212 | TAP FOR 2.0MM MANDIBLE LOCKING SCREWS 100MM | CMF | EA
304.700T35 | 10887587031712 | SCREW PART NUMBER INSERT FOR 401.386-401.398 | CMF | EA
304.700T3 | 10887587031651 | SCREW PART NUMBER INSERT FOR 400.623-400.638 | CMF | EA
304.700T4 | 10887587031736 | SCREW PART NUMBER INSERT FOR 400.653-400.668 | CMF | EA
304.700T27 | 10887587031620 | SCREW PART NUMBER INSERT FOR 401.354-401.374 | CMF | EA
690.011S1 | 10887587059839 | LABEL SHEET FOR INSTRUMENT TRAYS | CMF | EA
449.004 | 10887587053905 | 2.0MM TI NARROW PLATE 4 HOLES/29MM | CMF | EA
449.006 | 10887587053912 | 2.0MM TI NARROW PLATE 6 HOLES/42MM | CMF | EA
449.008 | 10887587053929 | 2.0MM TI NARROW PLATE 8 HOLES/55MM | CMF | EA
449.014 | 10887587053936 | 2.0MM TI CURVED NARROW PLATE 4 HOLES/29MM | CMF | EA
449.016 | 10887587053943 | 2.0MM TI CURVED NARROW PLATE 6 HOLES/41MM | CMF | EA
449.020 | 10887587053974 | 2.0MM TI ADAPTION PLATE 20 HOLES/119MM | CMF | EA
449.024 | 10887587053998 | 2.0MM TI BROAD PLATE 4 HOLES/29MM | CMF | EA
449.026 | 10887587054018 | 2.0MM TI BROAD PLATE 6 HOLES/42MM | CMF | EA
449.028 | 10887587054032 | 2.0MM TI BROAD PLATE 8 HOLES/55MM | CMF | EA
449.025 | 10887587054001 | 2.0MM TI CURVED BROAD PLATE 4 HOLES/29MM | CMF | EA
449.027 | 10887587054025 | 2.0MM TI CURVED BROAD PLATE 6 HOLES/41MM | CMF | EA
449.032 | 10887587054049 | 2.0MM TI ANGLED DCPÂ® PLATE 4 X 4 HOLES/21MM X 21MM | CMF | EA
449.034 | 10887587054056 | 2.0MM TI DCPÂ® PLATE 4 HOLES/30MM | CMF | EA
449.035 | 10887587054063 | 2.0MM TI DCPÂ® PLATE 5 HOLES/32MM | CMF | EA
449.036 | 10887587054070 | 2.0MM TI DCPÂ® PLATE 6 HOLES/42MM | CMF | EA
449.037 | 10887587054087 | 2.0MM TI DCPÂ® PLATE 7 HOLES/48MM | CMF | EA
449.038 | 10887587054094 | 2.0MM TI DCPÂ® PLATE 8 HOLES/54MM | CMF | EA
313.916 | 10887587036984 | 1.3MM SCREWDRIVER BLADE SELF-RETAINING/WEDGE | CMF | EA
400.511 | 20887587044054 | 1.0MM TI MF CORTEX SCREW SELF-TAPPING W/FLUTES 11MM | CMF | P5
400.511E | 10887587044064 | 1.0MM TI MF CORTEX SCREW SELF-TAPPING WITH FLUTES 11MM | CMF | EA
400.611 | 20887587044290 | 1.2MM TI EMERGENCY SCREW W/FLUTED TIP 11MM | CMF | P5
400.611E | 10887587044309 | 1.2MM TI EMERGENCY SCREW WITH FLUTED TIP 11MM | CMF | EA
386.72 | 10887587040301 | BONE PLATE MANDIBLE FIXBRIDGE | CMF | EA
386.75 | 10887587040325 | VERTICAL POST 50MM MANDIBLE FIXBRIDGE | CMF | EA
386.74 | 10887587040318 | VERTICAL POST 30MM MANDIBLE FIXBRIDGE | CMF | EA
386.76 | 20887587040339 | VERTICAL POST SCREW MANDIBLE FIXBRIDGE | CMF | OP
386.79 | 10887587040349 | TUBE CLAMP-COMPLETE MANDIBLE FIXBRIDGE | CMF | EA
386.85 | 10887587040356 | EXTENSION BOW 50MM-COMPLETE MANDIBLE FIXBRIDGE | CMF | EA
386.87 | 10887587040363 | EXTENSION BOW 70MM-COMPLETE MANDIBLE FIXBRIDGE | CMF | EA
400.633E | 10887587044552 | 1.3MM TI MF CORTEX SCREW SELF-TAPPING WITH FLUTES 13MM | CMF | EA
304.686 | 10887587031330 | MODULAR FIXATION SYSTEM INSTRUMENT TRAY - UNIVERSAL | CMF | EA
304.687 | 10887587031354 | MODULAR FIXATION SYSTEM INSTR TRAY LID - UNIVERSAL | CMF | EA
397.310 | 10887587041452 | TROCAR HANDLE | CMF | EA
304.654 | 10887587030784 | MANDIBULAR MFS 2.4MM MANDIBLE TRAUMA MODULE | CMF | EA
306.660 | 10887587033976 | SCREW LENGTH MARKER KIT FOR MANDIBULAR MOD FIXATION SYSTEM | CMF | EA
304.656 | 10887587030791 | MANDIBULAR MFS 2.4MM MICROVASCULAR MODULE | CMF | EA
304.658 | 10887587030807 | MANDIBULAR MFS 2.0MM MANDIBLE TRAUMA MODULE | CMF | EA
306.658 | 10887587033969 | SCREW LENGTH MARKER KIT FOR POP UP SCREW RACK | CMF | EA
329.031 | 10887587039169 | UNIVERSAL BENDING IRON | CMF | EA
304.647 | 10887587030746 | 1.5MM COMPACT FIXATION SET CASE FOR TI IMPLANTS | CMF | EA
310.153 | 10887587034904 | 1.5MM DRILL BIT STRYKER J-LATCH/75MM | CMF | EA
310.562 | 10887587035314 | 1.8MM DRILL BIT STRYKER J-LATCH/75MM | CMF | EA
450.101 | 10887587054704 | 1.5MM TI ADAPTION PLATE 20 HOLES/90MM-MALLEABLE | CMF | EA
451.101 | 10887587054728 | 2.0MM TI ADAPTION PLATE 20 HOLES/100MM-MALLEABLE | CMF | EA
447.515 | 10887587053547 | 2.0MM TI L-PLATE-MALLEABLE 2 X 3 HOLES-RIGHT | CMF | EA
447.516 | 10887587053554 | 2.0MM TI L-PLATE-MALLEABLE 2 X 3 HOLES-LEFT | CMF | EA
447.527 | 10887587053615 | 2.0MM TI L-PLATE-MALLEABLE 3 X 4 HOLES-LEFT | CMF | EA
447.537 | 10887587053639 | 2.0MM TI L-PLATE-MALLEABLE 3 X 4 HOLES-RIGHT | CMF | EA
446.515 | 10887587051833 | 1.5MM TI L-PLATE-MALLEABLE 2 X 3 HOLES-RIGHT | CMF | EA
446.516 | 10887587051840 | 1.5MM TI L-PLATE-MALLEABLE 2 X 3 HOLES-LEFT | CMF | EA
446.527 | 10887587051864 | 1.5MM TI L-PLATE-MALLEABLE 3 X 4 HOLES-LEFT | CMF | EA
446.537 | 10887587051888 | 1.5MM TI L-PLATE-MALLEABLE 3 X 4 HOLES-RIGHT | CMF | EA
304.648 | 10887587030753 | 1.3MM NEURO SET CASE FOR TI IMPLANTS | CMF | EA
304.659 | 10887587030814 | 1.3MM COMPACT FIXATION SET CASE FOR TI IMPLANTS | CMF | EA
1800 | 10887587028491 | CRANIOMAXILLO LAB TECHNIQUE GUIDE | CMF | EA
514.001 | 10887587056937 | 90 DEG SCREWDRIVER HANDLE | CMF | EA
304.734L | 10887587032443 | MODULAR FIXATION SYSTEM GRAPHIC CASE LID-LARGE | CMF | EA
304.720 | 10887587032276 | RESORBABLE FIXATION SYSTEM GRAPHIC CASE ASSEMBLY | CMF | EA
329.481 | 10887587039480 | BENDING TEMPLATE FOR 1.5MM/ 2.0MM RESORBABLE MESH PLATES | CMF | EA
329.483 | 10887587039497 | BENDING TEMPLATE FOR 2.0MM RESORBABLE OBLIQUE L-PLATES | CMF | EA
329.493 | 10887587039503 | BENDING TEMPLATE FOR 2.0MM RESORBABLE Y-PLATE | CMF | EA
329.461 | 10887587039466 | BENDING TEMPLATE FOR 2.0MM RESORBABLE ORBITAL RIM PLATE | CMF | EA
329.471 | 10887587039473 | BENDING TEMPLATE FOR 2.0MM RESORB STRUT PL/2 X 10 HOLES | CMF | EA
304.780 | 10887587032849 | MANDIBULAR MODULAR FIXTN SYS GRAPHIC CASE-4 MODULE | CMF | EA
329.408 | 10887587039367 | BENDING TEMPLATE FOR 1.5MM RESORBABLE ADAPTION PL/8 HOLES | CMF | EA
329.411 | 10887587039374 | BENDING TEMPLATE FOR 1.5MM RESORBABLE ORBITAL RIM PLATE | CMF | EA
329.412 | 10887587039381 | BENDING TEMPLATE FOR 1.5MM RESORB ADAPTION PL/20 HOLES | CMF | EA
329.421 | 10887587039398 | BENDING TEMPLATE FOR 1.5MM RESORB STRUT PL 2 X 10 HOLES | CMF | EA
329.422 | 10887587039404 | BENDING TEMPLATE FOR 1.5MM RESORB STRUT PL 2 X 18 HOLES | CMF | EA
329.433 | 10887587039411 | BENDING TEMPLATE FOR 1.5MM RESORBABLE OBLIQUE L-PLATES | CMF | EA
329.443 | 10887587039428 | BENDING TEMPLATE FOR 1.5MM RESORBABLE Y-PLATE | CMF | EA
329.444 | 10887587039435 | BENDING TEMPLATE FOR 1.5MM RESORBABLE DOUBLE Y-PLATE | CMF | EA
329.458 | 10887587039442 | BENDING TEMPLATE FOR 2.0MM RESORBABLE ADAPTION PL/8HOLES | CMF | EA
329.459 | 10887587039459 | BENDING TEMPLATE FOR 2.0MM RESORB ADAPTION PLATE/20 HOLES | CMF | EA
304.725 | 10887587032320 | BENDING TEMPLATE MODULE FOR RESORBABLE FIXATION SYSTEM | CMF | EA
391.964 | 10887587041025 | SCISSORS FOR RESORBABLE MESH PLATES | CMF | EA
304.635T | 10887587030715 | CRANIAL SET INSTRUMENT TRAY | CMF | EA
314.412 | 10887587037325 | 1.5MM CRUCIFORM BLADE WITH HOLDING SLEEVE F/RESORB SCREWS | CMF | EA
314.671 | 10887587037608 | 2.0MM CRUCIFORM BLADE WITH HOLDING SLEEVE F/RESORB SCREWS | CMF | EA
311.031.01S | 10887587035697 | TAP F/1.5MM RESORBABLE CORTEX SCREW/(SLF-DRLG) 4MM-STERILE | CMF | EA
311.032.01S | 10887587035703 | TAP F/1.5MM RESORBABLE CORTEX SCREW/(SLF-DRLG) 6MM-STERILE | CMF | EA
311.034.01S | 10887587035727 | TAP F/2.0MM RESORBABLE CORTEX SCREW/(SLF-DRLG) 4MM-STERILE | CMF | EA
311.036.01S | 10887587035741 | TAP F/2.0MM RESORBABLE CORTEX SCREW/(SLF-DRLG) 6MM-STERILE | CMF | EA
311.038.01S | 10887587035765 | TAP F/2.0MM RESORBABLE CORTEX SCREW/(SLF-DRLG) 8MM-STERILE | CMF | EA
311.044.01S | 10887587035789 | TAP F/2.5MM RESORBABLE EMERG SCREW/(SLF-DRLG) 4MM-STERILE | CMF | EA
311.046.01S | 10887587035796 | TAP F/2.5MM RESORBABLE EMERG SCREW/(SLF-DRLG) 6MM-STERILE | CMF | EA
311.048.01S | 10887587035802 | TAP F/2.5MM RESORBABLE EMERG SCREW/(SLF-DRLG) 8MM-STERILE | CMF | EA
311.054.01S | 10887587035819 | TAP F/2.0MM RESORB CORTEX SCR F/1.5MM PL/(SLF-DRLG) 4MM-STER | CMF | EA
311.056.01S | 10887587035826 | TAP F/2.0MM RESORB CORTEX SCR F/1.5MM PL/(SLF-DRLG) 6MM-STER | CMF | EA
311.058.01S | 10887587035833 | TAP F/2.0MM RESORB CORTEX SCR F/1.5MM PL/(SLF-DRLG) 8MM-STER | CMF | EA
446.014 | 10887587051079 | 1.5MM TI CONTOURABLE MESH PLATE/MALLEABLE/38MM X 45MM | CMF | EA
446.015 | 10887587051093 | 1.5MM TI CONTOURABLE MESH PLATE/RIGID/38MM X 45MM | CMF | EA
446.017 | 10887587051116 | 1.5MM TI CONTOURABLE MESH PLATE/MALLEABLE/100MM X 100MM | CMF | EA
446.018 | 10887587051130 | 1.5MM TI CONTOURABLE MESH PLATE/RIGID/100MM X 100MM | CMF | EA
446.614 | 10887587051949 | 1.5MM TI DOUBLE Y-PLATE 6 HOLES/18MM | CMF | EA
446.615 | 10887587051956 | 1.5MM TI DOUBLE Y-PLATE 6 HOLES/21MM | CMF | EA
487.973 | 10887587055879 | TI MULTI VECTOR DISTRACTOR ARM 55MM | CMF | EA
447.048 | 10887587052588 | 2.0MM TI MINI LOCKING PLATE 4 HOLES/NARROW | CMF | EA
447.049 | 10887587052595 | 2.0MM TI MINI LOCKING PLATE 6 HOLES/NARROW | CMF | EA
447.051 | 10887587052618 | 2.0MM TI MINI LOCKING PLATE 20 HOLES/ADAPTION | CMF | EA
447.053 | 10887587052625 | 2.0MM TI MINI LOCKING PLATE 4 HOLES/TENSION BAND | CMF | EA
447.055 | 10887587052632 | 2.0MM TI MINI LOCKING PLATE 4 HOLES/BROAD | CMF | EA
447.057 | 10887587052649 | 2.0MM TI MINI LOCKING PLATE 4 HOLES/BROAD/CURVED | CMF | EA
447.101 | 10887587052809 | 2.0MM TI INTERMEDIATE LOCKING PLATE 6 HOLES | CMF | EA
447.102 | 10887587052816 | 2.0MM TI INTERMEDIATE LOCKING PLATE 12 HOLES | CMF | EA
447.103 | 10887587052823 | 2.0MM TI LARGE LOCKING PLATE 3 X 3 HOLES | CMF | EA
447.104 | 10887587052830 | 2.0MM TI LARGE LOCKING PLATE 6 HOLES | CMF | EA
447.105 | 10887587052847 | 2.0MM TI LARGE LOCKING PLATE 12 HOLES | CMF | EA
447.106 | 10887587052854 | 2.0MM TI LARGE LOCKING PLATE 20 HOLES | CMF | EA
447.108 | 10887587052861 | 2.0MM TI LARGE LOCKING PLATE 6 X 21 HOLES-RIGHT | CMF | EA
447.109 | 10887587052878 | 2.0MM TI LARGE LOCKING PLATE 6 X 21 HOLES-LEFT | CMF | EA
312.156 | 10887587036496 | 1.5MM THREADED DRILL GUIDE | CMF | EA
421.004 | 10887587049410 | 1.3MM TI CONTOURABLE MESH PLATE/MALLEABLE/38MM X 45MM | CMF | EA
400.701 | 10887587044880 | 1.5MM TI BROW LIFT SCREW/14MM SELF-TAPPING | CMF | EA
329.315 | 10887587039268 | CRIMPING DEVICE FOR CRANIAL FLAP TUBE CLAMP | CMF | EA
530.510 | 10887587057187 | WATER BATH HEATER | CMF | EA
530.512 | 10887587057200 | WATER BATH TRAY | CMF | EA
530.514 | 10887587057224 | WATER BATH STERILITY COVER | CMF | EA
304.793 | 10887587032931 | CRANIAL CLAMP MODULE (UP TO 18MM ONLY) | CMF | EA
447.046 | 10887587052564 | 2.0MM TI MINI LOCKING PLATE 4 HOLES/NARROW-MALLEABLE | CMF | EA
447.047 | 10887587052571 | 2.0MM TI MINI LOCKING PLATE 6 HOLES/NARROW-MALLEABLE | CMF | EA
401.356 | 20887587046928 | 2.0MM TI CORTEX SCREW SLF-TPNG W/STARDRIVE(TM) RECESS 6MM | CMF | P5
401.358 | 20887587046942 | 2.0MM TI CORTEX SCREW SLF-TPNG W/STARDRIVE(TM) RECESS 8MM | CMF | P5
401.360 | 20887587046966 | 2.0MM TI CORTEX SCREW SLF-TPNG W/STARDRIVE(TM) RECESS 10MM | CMF | P5
401.362 | 20887587046980 | 2.0MM TI CORTEX SCREW SLF-TPNG W/STARDRIVE(TM) RECESS 12MM | CMF | P5
401.364 | 20887587046997 | 2.0MM TI CORTEX SCREW SLF-TPNG W/STARDRIVE(TM) RECESS 14MM | CMF | P5
2802 | 10887587029177 | CRS(TM) CD-ROM | CMF | EA
312.155 | 10887587036489 | 1.5MM DRILL GUIDE | CMF | EA
304.673 | 10887587031231 | MANDIBULAR MFS 2.0MM LOCKING PLATE MODULE | CMF | EA
420.00 | 10887587048987 | 1.0MM TI MESH PLATE 29MM X 40MM/4.5MM X 5MM HOLES | CMF | EA
420.10 | 10887587049076 | 1.0MM TI ADAPTION PLATE 34 HOLES/100MM | CMF | EA
420.21 | 10887587049083 | 1.0MM TI ORBITAL RIM PLATE 11 HOLES | CMF | EA
420.40 | 10887587049151 | 1.0MM TI UNIVERSAL ORBITAL FLOOR PLATE | CMF | EA
420.44 | 10887587049236 | 1.0MM TI MEDIAL WALL PLATE LEFT | CMF | EA
420.45 | 10887587049250 | 1.0MM TI MEDIAL WALL PLATE RIGHT | CMF | EA
420.54 | 10887587049274 | 1.0MM TI L-PLATE 4 X 5 HOLES-LEFT | CMF | EA
420.55 | 10887587049281 | 1.0MM TI L-PLATE 4 X 5 HOLES-RIGHT | CMF | EA
420.62 | 10887587049298 | 1.0MM TI Y-PLATE 2 X 5 HOLES | CMF | EA
420.68 | 10887587049328 | 1.0MM TI DOUBLE Y-PLATE 1 X 2 HOLES | CMF | EA
420.70 | 10887587049335 | 1.0MM TI T-PLATE 5 X 5 HOLES | CMF | EA
420.81 | 10887587049359 | 1.0MM TI X-PLATE 5 HOLES | CMF | EA
420.84 | 10887587049366 | 1.0MM TI H-PLATE 6 HOLES | CMF | EA
420.85 | 10887587049373 | 1.0MM TI H-PLATE 11 HOLES | CMF | EA
446.10 | 10887587051581 | 1.5MM TI ADAPTION PLATE 20 HOLES/90MM | CMF | EA
446.18 | 10887587051666 | 1.5MM TI ORBITAL RIM PLATE 8 HOLES | CMF | EA
446.20 | 10887587051673 | 1.5MM TI ORBITAL RIM PLATE 10 HOLES | CMF | EA
446.22 | 10887587051680 | 1.5MM TI ORBITAL RIM PLATE 12 HOLES | CMF | EA
446.40 | 10887587051697 | 1.5MM TI UNIVERSAL ORBITAL FLOOR PLATE | CMF | EA
446.44 | 10887587051710 | 1.5MM TI MEDIAL WALL PLATE LEFT | CMF | EA
446.45 | 10887587051734 | 1.5MM TI MEDIAL WALL PLATE RIGHT | CMF | EA
446.50 | 10887587051758 | 1.5MM TI OBLIQUE L-PLATE 2 X 3 HOLES-LEFT | CMF | EA
446.51 | 10887587051826 | 1.5MM TI OBLIQUE L-PLATE 2 X 3 HOLES-RIGHT | CMF | EA
446.52 | 10887587051857 | 1.5MM TI OBLIQUE L-PLATE 3 X 4 HOLES-LEFT | CMF | EA
446.53 | 10887587051871 | 1.5MM TI OBLIQUE L-PLATE 3 X 4 HOLES-RIGHT | CMF | EA
446.61 | 10887587051925 | 1.5MM TI Y-PLATE 1 X 3 HOLES | CMF | EA
446.81 | 10887587052182 | 1.5MM TI X-PLATE 4 HOLES | CMF | EA
449.04 | 10887587054100 | 2.0MM TI TENSION BAND PLATE STRAIGHT 4 HOLES/22MM | CMF | EA
449.05 | 10887587054117 | 2.0MM TI TENSION BAND PLATE STRAIGHT 4 HOLES/25MM | CMF | EA
449.06 | 10887587054124 | 2.0MM TI TENSION BAND PLATE STRAIGHT 6 HOLES/35MM | CMF | EA
449.14 | 10887587054155 | 2.4MM TI LC-DCPÂ® PLATE 4 HOLES/35MM | CMF | EA
449.15 | 10887587054162 | 2.4MM TI LC-DCPÂ® PLATE 5 HOLES/39MM | CMF | EA
449.16 | 10887587054179 | 2.4MM TI LC-DCPÂ® PLATE 6 HOLES/51MM | CMF | EA
449.24 | 10887587054209 | 2.4MM TI LC-DCPÂ® PLATE CRESCENT 4 HOLES/35MM | CMF | EA
449.26 | 10887587054223 | 2.4MM TI LC-DCPÂ® PLATE CRESCENT 6 HOLES/50MM | CMF | EA
449.38 | 10887587054230 | 2.4MM TI UNIVERSAL FRACTURE PLATE 8 HOLES/64MM | CMF | EA
449.40 | 10887587054247 | 2.4MM TI UNIVERSAL FRACTURE PLATE 10 HOLES/80MM | CMF | EA
449.62 | 10887587054469 | 2.4MM TI RECONSTRUCTION PLATE 12 HOLES/95MM | CMF | EA
449.70 | 10887587054643 | 2.4MM TI RECONSTRUCTION PLATE 20 HOLES/159MM | CMF | EA
449.82 | 10887587054650 | 2.4MM TI UNIV FRACTURE PLATE W/ANGLE 3 X 3 HOLES/25MMX25MM | CMF | EA
449.84 | 10887587054667 | 2.4MM TI UNIV FRACTURE PLATE W/ANGLE 4 X 4 HOLES/32MMX32MM | CMF | EA
449.87 | 10887587054674 | 2.4MM TI RECONSTRUCTION PLATE W/ANGLE 5HX13H 47MMX97MM-LEFT | CMF | EA
449.88 | 10887587054681 | 2.4MM TI RECONSTRUCTION PLATE W/ANGLE 5HX13H 47MMX97MM-RIGHT | CMF | EA
304.636 | 10887587030722 | TI CRANIAL MODULAR FIXATION SYSTEM OUTER CASE | CMF | EA
313.923 | 10887587037011 | 1.5/2.0MM SCREWDRIVER BLADE SLF-RETAINING/WEDGE/LONG | CMF | EA
313.922 | 10887587037004 | 1.5/2.0MM SCREWDRIVER BLADE SLF-RETAINING/WEDGE/SHORT | CMF | EA
313.911 | 10887587036977 | 1.0MM SCREWDRIVER BLADE SELF-RETAINING/WEDGE | CMF | EA
401.134 | 20887587046133 | 2.0MM TI CORTEX SCREW SLF-DRLG WITH STARDRIVE(TM) RECESS/4MM | CMF | P5
401.136 | 20887587046157 | 2.0MM TI CORTEX SCREW SLF-DRLG WITH STARDRIVE(TM) RECESS/6MM | CMF | P5
401.138 | 20887587046164 | 2.0MM TI CORTEX SCREW SLF-DRLG WITH STARDRIVE(TM) RECESS/8MM | CMF | P5
329.769 | 10887587039848 | BENDING TEMPLATE 6 X 23 HOLES F/ANGLED RECONSTRUCTION PLATES | CMF | EA
201.814.98 | 10887587028620 | 2.0MM CORTEX SCREW SELF-TAPPING 14MM | CMF | EA
201.810.98 | 10887587028606 | 2.0MM CORTEX SCREW SELF-TAPPING 10MM | CMF | EA
201.812.98 | 10887587028613 | 2.0MM CORTEX SCREW SELF-TAPPING 12MM | CMF | EA
304.688 | 10887587031361 | INSTRUMENT TRAY FOR 2.0MM PLATE HOLDING TROCAR | CMF | EA
304.688M | 10887587031378 | SILICON MAT FOR 2.0MM PLATE HOLDING TROCAR INSTRUMENT TRAY | CMF | EA
310.582 | 10887587035338 | 1.5MM DRILL BIT STRYKER J-LATCH/50MM | CMF | EA
310.592 | 10887587035345 | 1.8MM DRILL BIT STRYKER J-LATCH/50MM | CMF | EA
304.730T | 10887587032399 | LARGE UNIVERSAL INSTRUMENT TRAY | CMF | EA
449.651 | 10887587054599 | TI LOCKING RECONSTRUCTION PLATE 3X3 HOLES CRESCENT SHAPE | CMF | EA
449.652 | 10887587054605 | TI LOCKING RECONSTRUCTION PLATE WITH ANGLE-3X3 HOLES | CMF | EA
449.653 | 10887587054612 | TI LOCKING RECONSTRUCTION PLATE WITH ANGLE-4X4 HOLES | CMF | EA
449.654 | 10887587054629 | TI LOCKING RECONSTRUCTION PLATE W/ANGLE/5X8 HOLES-LEFT | CMF | EA
449.655 | 10887587054636 | TI LOCKING RECONSTRUCTION PLATE W/ANGLE/5X8 HOLES-RIGHT | CMF | EA
421.005 | 10887587049434 | 1.3MM TI CONTOURABLE MESH PLATE/RIGID/38MM X 45MM | CMF | EA
SD03.501.715 | 10887587078328 | 45 DEGREE TIP FLAT RIB FORCEPS | CMF | EA
SD347.981 | 10887587076867 | IPS PLATE HOLDING FORCEPS | CMF | EA
SD03.501.004 | 10887587076645 | MINI RIB PLATE CLAMP | CMF | EA
304.749 | 10887587032580 | STANDARD PLATES INSERT TRAY | CMF | EA
03.501.715 | 10887587073569 | CALIPER FORCEPS | CMF | EA
304.097 | 10887587073149 | RAISED HEAD SCREW LABEL SHEET | CMF | EA
304.686B | 10887587031347 | UNIVERSAL TRAY BASE | CMF | EA
304.748 | 10887587032573 | SCREW CADDY | CMF | EA
304.646 | 10887587030739 | BRACKETS F/SCREWDRVER BLADE SL | CMF | EA
397.19 | 10887587041148 | REMOVABLE METAL POINT | CMF | EA
310.21.98 | 10887587035055 | 2.0MM DRILL BIT/QC/125MM | CMF | EA