## Worksheet
Unique Device Identification
GTIN Report
Date: 10/18/2025
Product # | GTIN | Product Desc | Operating Company | Unit of Measure
S-15SDC-G1 | 00845384014621 | 1.5 mm Coarse Diamond Ball, Standard Length. Use with QD8-G1, SHORT-G1, QD8, QD8-S, SHORT Attachments. | Power Tools | EA
S-06SD-G1 | 00845384014645 | 0.6 mm Diamond Ball, Standard Length. Use with QD8-G1, SHORT-G1, QD8, QD8-S, SHORT Attachments. | Power Tools | EA
M-6P-G1 | 00845384014706 | 6 mm x 9 mm Fluted Pear. Use with MEDIUM-G1, QD11-G1, MEDIUM, QD11, QD11-S Attachments. | Power Tools | EA
S-6IP-G1 | 00845384014713 | 6 mm x 11.8 mm Fluted Pear, Inverted. Use with QD8-G1, SHORT-G1, QD8, QD8-S, SHORT Attachments. | Power Tools | EA
M-6AC-G1 | 00845384014720 | 6 mm Fluted Acorn. Use with MEDIUM-G1, QD11-G1, MEDIUM, QD11, QD11-S Attachments. | Power Tools | EA
S-6D-100-G1 | 00845384014737 | 6 mm Diamond Ball, 100/120 Grit. Use with QD8-G1, SHORT-G1, QD8, QD8-S, SHORT Attachments. | Power Tools | EA
XLHD-51C-G1 | 00845384014775 | 6.4 mm Cylindrical Carbide. Use with XL-HD-G1, XL-HD Attachments. | Power Tools | EA
L-5DRC-G1 | 00845384014799 | 5 mm x 14 mm Fluted Drum, Side Cut Only. Use with LONG-G1, QD14-G1, LONG, QD14, QD14-S Attachments. | Power Tools | EA
M-5BA-A-G1 | 00845384014805 | 5 mm x 11.3 mm Fluted Barrel. Use with MEDIUM-G1, QD11-G1, MEDIUM, QD11, QD11-S Attachments. | Power Tools | EA
S-5OV-G1 | 00845384014812 | 5 mm x 10 mm Fluted Oval. Use with QD8-G1, SHORT-G1, QD8, QD8-S, SHORT Attachments. | Power Tools | EA
L-5BA-G1 | 00845384014829 | 5 mm x 10 mm Fluted Barrel. Use with LONG-G1, QD14-G1, LONG, QD14, QD14-S Attachments. | Power Tools | EA
S-5D-100-G1 | 00845384014836 | 5 mm Diamond Ball, 100/120 Grit. Use with QD8-G1, SHORT-G1, QD8, QD8-S, SHORT Attachments. | Power Tools | EA
XLHD-55DC-G1 | 00845384014867 | 5.5 mm Coarse Diamond Ball. Use with XL-HD-G1, XL-HD Attachments. | Power Tools | EA
L-4OV-G1 | 00845384014874 | 4 mm x 8 mm Fluted Oval. Use with LONG-G1, QD14-G1, LONG, QD14, QD14-S Attachments. | Power Tools | EA
M-4OVDC-G1 | 00845384014881 | 4 mm x 8 mm Coarse Diamond Oval. Use with MEDIUM-G1, QD11-G1, MEDIUM, QD11, QD11-S Attachments. | Power Tools | EA
S-4DRM-G1 | 00845384014898 | 4 mm x 8.9 mm Fluted Drum, Side Cut Only. Use with QD8-G1, SHORT-G1, QD8, QD8-S, SHORT Attachments. | Power Tools | EA
XLHD-8NS-M-G1 | 00845384014904 | 3 mm Fluted Matchstick, Less Aggressive. Use with XL-HD-G1, XL-HD Attachments. | Power Tools | EA
M-8NSDC-G1 | 00845384014911 | 3.2 mm Coarse Diamond Matchstick. Use with MEDIUM-G1, QD11-G1, MEDIUM, QD11, QD11-S Attachments. | Power Tools | EA
M-1B-G1 | 00845384014942 | 1 mm Fluted Ball, Extended Length. Use with MEDIUM-G1, QD11-G1, MEDIUM, QD11, QD11-S Attachments. | Power Tools | EA
L-1SD-G1 | 00845384014959 | 1 mm Diamond Ball, Standard Length. Use with LONG-G1, QD14-G1, LONG, QD14, QD14-S Attachments. | Power Tools | EA
M-15D-G1 | 00845384014973 | 1.5 mm Diamond Ball, Extended Length. Use with MEDIUM-G1, QD11-G1, MEDIUM, QD11, QD11-S Attachments. | Power Tools | EA
S-15DCT-G1 | 00845384014980 | 1.5 mm Coarse Diamond Ball, Tapered, Extended Length. Use with QD8-G1, SHORT-G1, QD8, QD8-S, SHORT Attachments. | Power Tools | EA
S-08SD-G1 | 00845384014997 | 0.8 mm Diamond Ball, Standard Length. Use with QD8-G1, SHORT-G1, QD8, QD8-S, SHORT Attachments. | Power Tools | EA
S-1254TD-G1 | 00845384015000 | Twist Drill for 1.25 mm x 4 mm Screw. Use with QD8-G1, SHORT-G1, QD8, QD8-S, SHORT Attachments. | Power Tools | EA
XLHD-9B-G1 | 00845384015017 | 9 mm Fluted Ball. Use with XL-HD-G1, XL-HD Attachments. | Power Tools | EA
MHD-19CT-G1 | 00845384015024 | 9.9 mm Coring Tool. Use with MEDIUM-HD-G1, MEDIUM-HD Attachments. | Power Tools | EA
LHD-95DRM-G1 | 00845384015031 | 9.5 mm Fluted Drum. Use with LONG-HD-G1, LONG-HD Attachments. | Power Tools | EA
L-7DRC-G1 | 00845384015048 | 7 mm x 14 mm Fluted Drum, Side Cut Only. Use with LONG-G1, QD14-G1, LONG, QD14, QD14-S Attachments. | Power Tools | EA
L-7DRC-11-G1 | 00845384015062 | 7 mm x 11 mm Fluted Drum. Use with LONG-G1, QD14-G1, LONG, QD14, QD14-S Attachments. | Power Tools | EA
XLHD-7B-G1 | 00845384015079 | 7 mm Fluted Ball. Use with XL-HD-G1, XL-HD Attachments. | Power Tools | EA
M-7DX-G1 | 00845384015086 | 7 mm Extra Coarse Diamond Ball. Use with MEDIUM-G1, QD11-G1, MEDIUM, QD11, QD11-S Attachments. | Power Tools | EA
S-6PD-G1 | 00845384015130 | 6 mm x 9 mm Diamond Pear. Use with QD8-G1, SHORT-G1, QD8, QD8-S, SHORT Attachments. | Power Tools | EA
L-6B-4-G1 | 00845384015154 | 6 mm Fluted Ball, 4-Series. Use with LONG-G1, QD14-G1, LONG, QD14, QD14-S Attachments. | Power Tools | EA
S-6B-4-G1 | 00845384015161 | 6 mm Fluted Ball, 4-Series. Use with QD8-G1, SHORT-G1, QD8, QD8-S, SHORT Attachments. | Power Tools | EA
MHD-6B-G1 | 00845384015185 | 6 mm Fluted Ball. Use with MEDIUM-HD-G1, MEDIUM-HD Attachments. | Power Tools | EA
XLHD-6B-G1 | 00845384015192 | 6 mm Fluted Ball. Use with XL-HD-G1, XL-HD Attachments. | Power Tools | EA
MIA16-6DC-G1 | 00845384015208 | 6 mm Coarse Diamond Ball. Use with MIA16-G1, MIA16 Attachments. | Power Tools | EA
MA19-2SB | 00845384011859 | 2 mm Fluted Ball, 19 cm. Use with MA-19 Bearing Sleeves. | Power Tools | EA
MA19-2SD | 00845384011866 | 2 mm Diamond Ball, 19 cm. Use with MA-19 Bearing Sleeves. | Power Tools | EA
MA19-3SB | 00845384011873 | 3 mm Fluted Ball, 19 cm. Use with MA-19 Bearing Sleeves. | Power Tools | EA
MA19-4D | 00845384011903 | 4 mm Diamond Ball, 19 cm. Use with MA-19 Bearing Sleeves. | Power Tools | EA
MA19-8NS | 00845384011934 | 3 mm Fluted Matchstick, 19 cm. Use with MA-19 Bearing Sleeves. | Power Tools | EA
MA19-8NSDC | 00845384011941 | 3 mm Coarse Diamond Matchstick, 19 cm. Use with MA-19 Bearing Sleeves. | Power Tools | EA
S-6B-G1 | 00845384012429 | 6 mm Fluted Ball. Use with QD8-G1, SHORT-G1, QD8, QD8-S, SHORT Attachments. | Power Tools | EA
S-5B-G1 | 00845384012436 | 5 mm Fluted Ball. Use with QD8-G1, SHORT-G1, QD8, QD8-S, SHORT Attachments. | Power Tools | EA
M-5B-G1 | 00845384012450 | 5 mm Fluted Ball. Use with MEDIUM-G1, QD11-G1, MEDIUM, QD11, QD11-S Attachments. | Power Tools | EA
S-4B-G1 | 00845384012467 | 4 mm Fluted Ball. Use with QD8-G1, SHORT-G1, QD8, QD8-S, SHORT Attachments. | Power Tools | EA
L-4B-G1 | 00845384012481 | 4 mm Fluted Ball. Use with LONG-G1, QD14-G1, LONG, QD14, QD14-S Attachments. | Power Tools | EA
S-4DC-G1 | 00845384012504 | 4 mm Coarse Diamond Ball. Use with QD8-G1, SHORT-G1, QD8, QD8-S, SHORT Attachments. | Power Tools | EA
S-3SB-G1 | 00845384012559 | 3 mm Fluted Ball, Standard Length. Use with QD8-G1, SHORT-G1, QD8, QD8-S, SHORT Attachments. | Power Tools | EA
S-3B-G1 | 00845384012566 | 3 mm Fluted Ball, Extended Length. Use with QD8-G1, SHORT-G1, QD8, QD8-S, SHORT Attachments. | Power Tools | EA
S-3D-G1 | 00845384012573 | 3 mm Diamond Ball, Extended Length. Use with QD8-G1, SHORT-G1, QD8, QD8-S, SHORT Attachments. | Power Tools | EA
A-CRN-G1 | 00845384012603 | 1.85 mm x 16 mm Fluted Router. Use with CRANI-A-G1, CRANI-A-R-G1, CRANI-A, CRANI-A-R Attachments. | Power Tools | EA
S-1510TD-G1 | 00845384012610 | 1.55 mm x 10 mm Fluted Twist Drill. Use with QD8-G1, SHORT-G1, QD8, QD8-S, SHORT Attachments. | Power Tools | EA
S-1R-G1 | 00845384012627 | 1.4 mm x 12.8 mm Fluted Router. Use with QD8-G1, SHORT-G1, QD8, QD8-S, SHORT Attachments. | Power Tools | EA
P-CRN-G1 | 00845384012634 | 1.4 mm x 12.8 mm Fluted Router. Use with CRANI-P-G1, CRANI-P Attachments. | Power Tools | EA
S-6R-G1 | 00845384012641 | 1.12 mm x 6.35 mm Fluted Router. Use with QD8-G1, SHORT-G1, QD8, QD8-S, SHORT Attachments. | Power Tools | EA
M-6B-G1 | 00845384012665 | 6 mm Fluted Ball. Use with MEDIUM-G1, QD11-G1, MEDIUM, QD11, QD11-S Attachments. | Power Tools | EA
S-6AC-G1 | 00845384012672 | 6 mm Fluted Acorn. Use with QD8-G1, SHORT-G1, QD8, QD8-S, SHORT Attachments. | Power Tools | EA
M-5D-G1 | 00845384012702 | 5 mm Diamond Ball. Use with MEDIUM-G1, QD11-G1, MEDIUM, QD11, QD11-S Attachments. | Power Tools | EA
M-8NS-M-G1 | 00845384012740 | 3 mm Fluted Matchstick, Less Aggressive. Use with MEDIUM-G1, QD11-G1, MEDIUM, QD11, QD11-S Attachments. | Power Tools | EA
S-3SD-G1 | 00845384012771 | 3 mm Diamond Ball, Standard Length. Use with QD8-G1, SHORT-G1, QD8, QD8-S, SHORT Attachments. | Power Tools | EA
S-3DC-G1 | 00845384012795 | 3 mm Coarse Diamond Ball, Extended Length. Use with QD8-G1, SHORT-G1, QD8, QD8-S, SHORT Attachments. | Power Tools | EA
S-2SD-G1 | 00845384012825 | 2 mm Diamond Ball, Standard Length. Use with QD8-G1, SHORT-G1, QD8, QD8-S, SHORT Attachments. | Power Tools | EA
S-2SDC-G1 | 00845384012832 | 2 mm Coarse Diamond Ball, Standard Length. Use with QD8-G1, SHORT-G1, QD8, QD8-S, SHORT Attachments. | Power Tools | EA
S-1D-G1 | 00845384012863 | 1 mm Diamond Ball, Extended Length. Use with QD8-G1, SHORT-G1, QD8, QD8-S, SHORT Attachments. | Power Tools | EA
S-15D-G1 | 00845384012870 | 1.5 mm Diamond Ball, Extended Length. Use with QD8-G1, SHORT-G1, QD8, QD8-S, SHORT Attachments. | Power Tools | EA
S-9AC-G1 | 00845384012900 | 9.2 mm Fluted Acorn. Use with QD8-G1, SHORT-G1, QD8, QD8-S, SHORT Attachments. | Power Tools | EA
SHD-9AC-G1 | 00845384012917 | 9.2 mm Fluted Acorn. Use with SHORT-HD-G1, SHORT-HD Attachments. | Power Tools | EA
L-6B-G1 | 00845384012948 | 6 mm Fluted Ball. Use with LONG-G1, QD14-G1, LONG, QD14, QD14-S Attachments. | Power Tools | EA
SHD-6AC-G1 | 00845384012962 | 6 mm Fluted Acorn. Use with SHORT-HD-G1, SHORT-HD Attachments. | Power Tools | EA
S-6D-G1 | 00845384012993 | 6 mm Diamond Ball. Use with QD8-G1, SHORT-G1, QD8, QD8-S, SHORT Attachments. | Power Tools | EA
M-6D-G1 | 00845384013006 | 6 mm Diamond Ball. Use with MEDIUM-G1, QD11-G1, MEDIUM, QD11, QD11-S Attachments. | Power Tools | EA
L-5D-G1 | 00845384013020 | 5 mm Diamond Ball. Use with LONG-G1, QD14-G1, LONG, QD14, QD14-S Attachments. | Power Tools | EA
L-4D-G1 | 00845384013068 | 4 mm Diamond Ball, Standard Length. Use with LONG-G1, QD14-G1, LONG, QD14, QD14-S Attachments. | Power Tools | EA
S-8NS-M-G1 | 00845384013082 | 3 MM FLUTED MATCHSTICK,LESS AGGRESSIVE. USE WITH QD8-G1, SHORT-G1, QD8, QD8-S, SHORT ATTACHMENTS. | Power Tools | EA
L-8ND-G1 | 00845384013129 | 2.5 mm Diamond Matchstick. Use with LONG-G1, QD14-G1, LONG, QD14, QD14-S Attachments. | Power Tools | EA
L-8N-G1 | 00845384013143 | 2.3 mm Fluted Matchstick. Use with LONG-G1, QD14-G1, LONG, QD14, QD14-S Attachments. | Power Tools | EA
S-1B-G1 | 00845384013174 | 1 mm Fluted Ball, Extended Length. Use with QD8-G1, SHORT-G1, QD8, QD8-S, SHORT Attachments. | Power Tools | EA
S-1DC-G1 | 00845384013181 | 1 mm Coarse Diamond Ball, Extended Length. Use with QD8-G1, SHORT-G1, QD8, QD8-S, SHORT Attachments. | Power Tools | EA
S-8N-18-G1 | 00845384013198 | 1.8 mm Fluted Matchstick. Use with QD8-G1, SHORT-G1, QD8, QD8-S, SHORT Attachments. | Power Tools | EA
S-1506TD-G1 | 00845384013211 | Twist Drill for 1.5 mm x 6 mm Screw. Use with QD8-G1, SHORT-G1, QD8, QD8-S, SHORT Attachments. | Power Tools | EA
L-9B-G1 | 00845384013228 | 9 mm Fluted Ball. Use with LONG-G1, QD14-G1, LONG, QD14, QD14-S Attachments. | Power Tools | EA
M-6B-4-G1 | 00845384013242 | 6 mm Fluted Ball, 4-Series. Use with MEDIUM-G1, QD11-G1, MEDIUM, QD11, QD11-S Attachments. | Power Tools | EA
M-5B-4-G1 | 00845384013297 | 5 mm Fluted Ball, 4-Series. Use with MEDIUM-G1, QD11-G1, MEDIUM, QD11, QD11-S Attachments. | Power Tools | EA
SHD-5B-G1 | 00845384013303 | 5 mm Fluted Ball. Use with SHORT-HD-G1, SHORT-HD Attachments. | Power Tools | EA
L-5AC-G1 | 00845384013310 | 5 mm Fluted Acorn. Use with LONG-G1, QD14-G1, LONG, QD14, QD14-S Attachments. | Power Tools | EA
S-5AC-G1 | 00845384013327 | 5 mm Fluted Acorn. Use with QD8-G1, SHORT-G1, QD8, QD8-S, SHORT Attachments. | Power Tools | EA
L-5DX-G1 | 00845384013334 | 5 mm Extra Coarse Diamond Ball. Use with LONG-G1, QD14-G1, LONG, QD14, QD14-S Attachments. | Power Tools | EA
S-4B-4-G1 | 00845384013341 | 4 mm Fluted Ball, 4-Series. Use with QD8-G1, SHORT-G1, QD8, QD8-S, SHORT Attachments. | Power Tools | EA
L-3SB-G1 | 00845384013365 | 3 mm Fluted Ball, Standard Length. Use with LONG-G1, QD14-G1, LONG, QD14, QD14-S Attachments. | Power Tools | EA
M-3B-G1 | 00845384013372 | 3 mm Fluted Ball, Extended Length. Use with MEDIUM-G1, QD11-G1, MEDIUM, QD11, QD11-S Attachments. | Power Tools | EA
L-3SD-G1 | 00845384013389 | 3 mm Diamond Ball, Standard Length. Use with LONG-G1, QD14-G1, LONG, QD14, QD14-S Attachments. | Power Tools | EA
L-8NSDC-G1 | 00845384013419 | 3.2 mm Coarse Diamond Matchstick. Use with LONG-G1, QD14-G1, LONG, QD14, QD14-S Attachments. | Power Tools | EA
M-2SD-G1 | 00845384013433 | 2 mm Diamond Ball, Standard Length. Use with MEDIUM-G1, QD11-G1, MEDIUM, QD11, QD11-S Attachments. | Power Tools | EA
S-1SB-G1 | 00845384013464 | 1 mm Fluted Ball, Standard Length. Use with QD8-G1, SHORT-G1, QD8, QD8-S, SHORT Attachments. | Power Tools | EA
S-1SD-G1 | 00845384013471 | 1 mm Diamond Ball, Standard Length. Use with QD8-G1, SHORT-G1, QD8, QD8-S, SHORT Attachments. | Power Tools | EA
S-1SDC-G1 | 00845384013488 | 1 mm Coarse Diamond Ball, Standard Length. Use with QD8-G1, SHORT-G1, QD8, QD8-S, SHORT Attachments. | Power Tools | EA
SHD-DS-A-G1 | 00845384013495 | 1.7 mm x 11.9 mm Twist Drill with Depth Stop, Aesculap max. 60,000 RPM. Use with SHORT-HD-G1, SHORT-HD Attachments. | Power Tools | EA
S-15B-G1 | 00845384013501 | 1.5 mm Fluted Ball, Extended Length. Use with QD8-G1, SHORT-G1, QD8, QD8-S, SHORT Attachments. | Power Tools | EA
S-05D-G1 | 00845384013532 | 0.5 mm Diamond Ball, Extended Length. Use with QD8-G1, SHORT-G1, QD8, QD8-S, SHORT Attachments. | Power Tools | EA
LHD-6AC-G1 | 00845384013587 | 6 mm Fluted Acorn. Use with LONG-HD-G1, LONG-HD Attachments. | Power Tools | EA
L-6D-G1 | 00845384013594 | 6 mm Diamond Ball. Use with LONG-G1, QD14-G1, LONG, QD14, QD14-S Attachments. | Power Tools | EA
M-5AC-G1 | 00845384013617 | 5 mm Fluted Acorn. Use with MEDIUM-G1, QD11-G1, MEDIUM, QD11, QD11-S Attachments. | Power Tools | EA
L-4DC-G1 | 00845384013655 | 4 mm Coarse Diamond Ball. Use with LONG-G1, QD14-G1, LONG, QD14, QD14-S Attachments. | Power Tools | EA
S-4BL-C-G1 | 00845384013662 | 4 MM CARBIDE FLUTED BALL,USE WITH QD8-G1, SHORT-G1, QD8, QD8-S, SHORT ATTACHMENTS. | Power Tools | EA
S-4B-C-G1 | 00845384013679 | 4 mm Carbide Fluted Ball, Standard Length. Use with QD8-G1, SHORT-G1, QD8, QD8-S, SHORT Attachments. | Power Tools | EA
S-3B-C-G1 | 00845384013686 | 3 mm Carbide Fluted Ball, Extended Length. Use with QD8-G1, SHORT-G1, QD8, QD8-S, SHORT Attachments. | Power Tools | EA
S-35B-G1 | 00845384013693 | 3.5 mm Fluted Ball, Extended Length. Use with QD8-G1, SHORT-G1, QD8, QD8-S, SHORT Attachments. | Power Tools | EA
S-35D-G1 | 00845384013709 | 3.5 mm Diamond Ball, Extended Length. Use with QD8-G1, SHORT-G1, QD8, QD8-S, SHORT Attachments. | Power Tools | EA
L-2SD-G1 | 00845384013730 | 2 mm Diamond Ball, Standard Length. Use with LONG-G1, QD14-G1, LONG, QD14, QD14-S Attachments. | Power Tools | EA
M-2SDC-G1 | 00845384013747 | 2 mm Coarse Diamond Ball, Standard Length. Use with MEDIUM-G1, QD11-G1, MEDIUM, QD11, QD11-S Attachments. | Power Tools | EA
S-25SB-G1 | 00845384013754 | 2.5 mm Fluted Ball, Standard Length. Use with QD8-G1, SHORT-G1, QD8, QD8-S, SHORT Attachments. | Power Tools | EA
SHD-3-10-G1 | 00845384013778 | 1.93 mm Suture Pass Drill / 1.17 eye. Use with SHORT-HD-G1, SHORT-HD Attachments. | Power Tools | EA
P-CRN-4-G1 | 00845384013785 | 1.4 mm x 12.8 mm Fluted Router, 4-Series. Use with CRANI-P-G1, CRANI-P Attachments. | Power Tools | EA
LHD-7B-G1 | 00845384013839 | 7 mm Fluted Ball. Use with LONG-HD-G1, LONG-HD Attachments. | Power Tools | EA
L-7AC-G1 | 00845384013846 | 7 mm Fluted Acorn. Use with LONG-G1, QD14-G1, LONG, QD14, QD14-S Attachments. | Power Tools | EA
L-6DRC-G1 | 00845384013860 | 6 mm x 14 mm Fluted Drum, Side Cut Only. Use with LONG-G1, QD14-G1, LONG, QD14, QD14-S Attachments. | Power Tools | EA
SHD-6B-G1 | 00845384013877 | 6 mm Fluted Ball. Use with SHORT-HD-G1, SHORT-HD Attachments. | Power Tools | EA
LHD-6B-G1 | 00845384013884 | 6 mm Fluted Ball. Use with LONG-HD-G1, LONG-HD Attachments. | Power Tools | EA
M-5DX-G1 | 00845384013921 | 5 mm Extra Coarse Diamond Ball. Use with MEDIUM-G1, QD11-G1, MEDIUM, QD11, QD11-S Attachments. | Power Tools | EA
LHD-8NS-M-G1 | 00845384013945 | 3 mm Fluted Matchstick, Less Aggressive. Use with LONG-HD-G1, LONG-HD Attachments. | Power Tools | EA
LHD-3SB-G1 | 00845384013976 | 3 mm Fluted Ball, Standard Length. Use with LONG-HD-G1, LONG-HD Attachments. | Power Tools | EA
M-3D-G1 | 00845384013990 | 3 mm Diamond Ball, Extended Length.Use with MEDIUM-G1, QD11-G1, MEDIUM, QD11, QD11-S Attachments. | Power Tools | EA
L-3SDC-G1 | 00845384014003 | 3 mm Coarse Diamond Ball, Standard Length. Use with LONG-G1, QD14-G1, LONG, QD14, QD14-S Attachments. | Power Tools | EA
S-35SB-G1 | 00845384014027 | 3.5 mm Fluted Ball, Standard Length. Use with QD8-G1, SHORT-G1, QD8, QD8-S, SHORT Attachments. | Power Tools | EA
L-2SB-G1 | 00845384014058 | 2 mm Fluted Ball, Standard Length. Use with LONG-G1, QD14-G1, LONG, QD14, QD14-S Attachments. | Power Tools | EA
M-2B-G1 | 00845384014065 | 2 mm Fluted Ball, Extended Length. Use with MEDIUM-G1, QD11-G1, MEDIUM, QD11, QD11-S Attachments. | Power Tools | EA
S-2SB-C-G1 | 00845384014096 | 2 mm Carbide Fluted Ball, Standard Length. Use with QD8-G1, SHORT-G1, QD8, QD8-S, SHORT Attachments. | Power Tools | EA
MHD-25DD-G1 | 00845384014102 | 25.4 mm Diamond Disc. Use with MEDIUM-HD-G1, MEDIUM-HD Attachments. | Power Tools | EA
S-2004TD-G1 | 00845384014171 | Twist Drill for 2.0 mm x 4 mm Screw. Use with QD8-G1, SHORT-G1, QD8, QD8-S, SHORT Attachments. | Power Tools | EA
XLHD-75AC-G1 | 00845384014188 | 7.5 mm Fluted Acorn. Use with XL-HD-G1, XL-HD Attachments. | Power Tools | EA
L-68DRMDX-G1 | 00845384014201 | 6.8 mm x 10.6 mm Extra Coarse Diamond Drum. Use with LONG-G1, QD14-G1, LONG, QD14, QD14-S Attachments. | Power Tools | EA
M-5BA-20-G1 | 00845384014218 | 5 mm x 20 mm Fluted Barrel.Use with MEDIUM-G1, QD11-G1, MEDIUM, QD11, QD11-S Attachments. | Power Tools | EA
LHD-5DRM-L-G1 | 00845384014225 | 5 mm x 16.2 mm Fluted Drum. Use with LONG-HD-G1, LONG-HD Attachments. | Power Tools | EA
L-5B-4-G1 | 00845384014256 | 5 mm Fluted Ball, 4-Series. Use with LONG-G1, QD14-G1, LONG, QD14, QD14-S Attachments. | Power Tools | EA
S-5B-12F-G1 | 00845384014263 | 5 mm Fluted Ball, 12 Flutes. Use with QD8-G1, SHORT-G1, QD8, QD8-S, SHORT Attachments. | Power Tools | EA
LHD-5B-G1 | 00845384014270 | 5 mm Fluted Ball. Use with LONG-HD-G1, LONG-HD Attachments. | Power Tools | EA
S-4OV-G1 | 00845384014287 | 4 mm x 8 mm Fluted Oval. Use with QD8-G1, SHORT-G1, QD8, QD8-S, SHORT Attachments. | Power Tools | EA
L-4BA-G1 | 00845384014294 | 4 mm x 8 mm Fluted Barrel. Use with LONG-G1, QD14-G1, LONG, QD14, QD14-S Attachments. | Power Tools | EA
M-4DRM-G1 | 00845384014317 | 4 mm x 8.9 mm Fluted Drum, Side Cut Only. Use with MEDIUM-G1, QD11-G1, MEDIUM, QD11, QD11-S Attachments. | Power Tools | EA
L-4B-4-G1 | 00845384014331 | 4 mm Fluted Ball, 4-Series. Use with LONG-G1, QD14-G1, LONG, QD14, QD14-S Attachments. | Power Tools | EA
MIA16-8NSM-G1 | 00845384014393 | 3 mm Fluted Matchstick, Less Aggressive. Use with MIA16-G1, MIA16 Attachments. | Power Tools | EA
M-3DC-G1 | 00845384014423 | 3 mm Coarse Diamond Ball, Extended Length. Use with MEDIUM-G1, QD11-G1, MEDIUM, QD11, QD11-S Attachments. | Power Tools | EA
M-2DC-G1 | 00845384014478 | 2 mm Coarse Diamond Ball, Extended Length. Use with MEDIUM-G1, QD11-G1, MEDIUM, QD11, QD11-S Attachments. | Power Tools | EA
S-2B-C-G1 | 00845384014485 | 2 mm Carbide Fluted Ball, Extended Length. Use with QD8-G1, SHORT-G1, QD8, QD8-S, SHORT Attachments. | Power Tools | EA
S-25B-G1 | 00845384014492 | 2.5 mm Fluted Ball, Extended Length. Use with QD8-G1, SHORT-G1, QD8, QD8-S, SHORT Attachments. | Power Tools | EA
M-1SD-G1 | 00845384014560 | 1 mm Diamond Ball, Standard Length. Use with MEDIUM-G1, QD11-G1, MEDIUM, QD11, QD11-S Attachments. | Power Tools | EA
S-1SB-C-G1 | 00845384014584 | 1 mm Carbide Fluted Ball, Standard Length. Use with QD8-G1, SHORT-G1, QD8, QD8-S, SHORT Attachments. | Power Tools | EA
MHD-17DD-G1 | 00845384014591 | 17 mm Diamond Disc.Use with MEDIUM-HD-G1, MEDIUM-HD Attachments. | Power Tools | EA
SHD-17DD-G1 | 00845384014607 | 17 mm Diamond Disc. Use with SHORT-HD-G1, SHORT-HD Attachments. | Power Tools | EA
MHD-126BT-G1 | 00845384014614 | 12.6 mm x 10.4 mm Boring Tool, 3 Flutes. Use with MEDIUM-HD-G1, MEDIUM-HD Attachments. | Power Tools | EA
L-1R-G1 | 00845384014638 | 1.2 mm x 12.8 mm Fluted Router. Use with LONG-G1, QD14-G1, LONG, QD14, QD14-S Attachments. | Power Tools | EA
S-05B-G1 | 00845384014652 | 0.5 mm Fluted Ball, Extended Length. Use with QD8-G1, SHORT-G1, QD8, QD8-S, SHORT Attachments. | Power Tools | EA
S-2006TD-G1 | 00845384014669 | Twist Drill for 2.0 mm x 6 mm Screw. Use with QD8-G1, SHORT-G1, QD8, QD8-S, SHORT Attachments. | Power Tools | EA
L-8BA-G1 | 00845384014676 | 8 mm x 12.5 mm Fluted Barrel. Use with LONG-G1, QD14-G1, LONG, QD14, QD14-S Attachments. | Power Tools | EA
M-8BA-G1 | 00845384014683 | 8 mm x 12.5 mm Fluted Barrel. Use with MEDIUM-G1, QD11-G1, MEDIUM, QD11, QD11-S Attachments. | Power Tools | EA
S-8DC-G1 | 00845384014690 | 8 mm Coarse Diamond Ball. Use with QD8-G1, SHORT-G1, QD8, QD8-S, SHORT Attachments. | Power Tools | EA
L-6DC-G1 | 00845384014744 | 6 mm Coarse Diamond Ball. Use with LONG-G1, QD14-G1, LONG, QD14, QD14-S Attachments. | Power Tools | EA
S-68DRMDC-G1 | 00845384014751 | 6.8 mmx 10.6 mm Coarse Diamond Drum. Use with QD8-G1, SHORT-G1, QD8, QD8-S, SHORT Attachments. | Power Tools | EA
LHD-64DRM-G1 | 00845384014768 | 6.4 mm Fluted Drum. Use with LONG-HD-G1, LONG-HD Attachments. | Power Tools | EA
MHD-62DRM-G1 | 00845384014782 | 6.2 mm x 4.6 mm Fluted Drum, Side Cut Only. Use with MEDIUM-HD-G1, MEDIUM-HD Attachments. | Power Tools | EA
MIA16-5D-G1 | 00845384014843 | 5 mm Diamond Ball. Use with MIA16-G1, MIA16 Attachments. | Power Tools | EA
M-5B-C-G1 | 00845384014850 | 5 mm Carbide Fluted Ball.Use with MEDIUM-G1, QD11-G1, MEDIUM, QD11, QD11-S Attachments. | Power Tools | EA
L-CRN-S-4-G1 | 00845384014928 | 2.47 mm x 30.3 mm Fluted Spiral Router, 4-Series. Use with CRANI-L-G1, CRANI-L Attachments. | Power Tools | EA
MHD-25R-G1 | 00845384014935 | 2.15 mm x 25.4 mm Fluted Router. Use with MEDIUM-HD-G1, MEDIUM-HD Attachments. | Power Tools | EA
S-1506TD-M-G1 | 00845384014966 | 1.5 mm x 6 mm Fluted Twist Drill. Use with QD8-G1, SHORT-G1, QD8, QD8-S, SHORT Attachments. | Power Tools | EA
S-7IP-G1 | 00845384015055 | 7 mm x 13.1 mm Fluted Pear, Inverted. Use with QD8-G1, SHORT-G1, QD8, QD8-S, SHORT Attachments. | Power Tools | EA
S-7B-C-14F-G1 | 00845384015093 | 7 mm Carbide Fluted Ball, 14 Flutes. Use with QD8-G1, SHORT-G1, QD8, QD8-S, SHORT Attachments. | Power Tools | EA
LHD-LS9-76-G1 | 00845384015109 | 7.6 mm x 28.6 mm Fluted Drum. Use with LONG-HD-G1, LONG-HD Attachments. | Power Tools | EA
M-6DX-20-G1 | 00845384015116 | 6 mm Extra Coarse Diamond Ball, 20/30 Grit. Use with MEDIUM-G1, QD11-G1, MEDIUM, QD11, QD11-S Attachments. | Power Tools | EA
S-6P-G1 | 00845384015123 | 6 mm x 9 mm Fluted Pear. Use with QD8-G1, SHORT-G1, QD8, QD8-S, SHORT Attachments. | Power Tools | EA
M-6BA-A-G1 | 00845384015147 | 6 mm x 11.3 mm Fluted Barrel. Use with MEDIUM-G1, QD11-G1, MEDIUM, QD11, QD11-S Attachments. | Power Tools | EA
MIA16-6B-G1 | 00845384015178 | 6 mm Fluted Ball. Use with MIA16-G1, MIA16 Attachments. | Power Tools | EA
E-FP | 00845384011767 | Electric Systems Foot Control | Power Tools | EA
MA19-15SD | 00845384011842 | 1.5 mm Diamond Ball, 19 cm. Use with MA-19 Bearing Sleeves. | Power Tools | EA
MA19-3SD | 00845384011880 | 3 mm Diamond Ball, 19 cm. Use with MA-19 Bearing Sleeves. | Power Tools | EA
MA19-8N | 00845384011910 | 2.3 mm Fluted Matchstick, 19 cm. Use with MA-19 Bearing Sleeves. | Power Tools | EA
MA19-8N-18 | 00845384011927 | 1.8 mm Fluted Matchstick, 19 cm. Use with MA-19 Bearing Sleeves. | Power Tools | EA
L-5B-G1 | 00845384012443 | 5 mm Fluted Ball. Use with LONG-G1, QD14-G1, LONG, QD14, QD14-S Attachments. | Power Tools | EA
M-4B-G1 | 00845384012474 | 4 mm Fluted Ball.Use with MEDIUM-G1, QD11-G1, MEDIUM, QD11, QD11-S Attachments. | Power Tools | EA
S-4D-G1 | 00845384012498 | 4 mm Diamond Ball. Use with QD8-G1, SHORT-G1, QD8, QD8-S, SHORT Attachments. | Power Tools | EA
L-8NS-M-G1 | 00845384012511 | 3 mm Fluted Matchstick, Less Aggressive. Use with LONG-G1, QD14-G1, LONG, QD14, QD14-S Attachments. | Power Tools | EA
L-8NS-G1 | 00845384012528 | 3 mm Fluted Matchstick. Use with LONG-G1, QD14-G1, LONG, QD14, QD14-S Attachments. | Power Tools | EA
M-8NS-G1 | 00845384012535 | 3 mm Fluted Matchstick.Use with MEDIUM-G1, QD11-G1, MEDIUM, QD11, QD11-S Attachments. | Power Tools | EA
S-8NS-G1 | 00845384012542 | 3 mm Fluted Matchstick. Use with QD8-G1, SHORT-G1, QD8, QD8-S, SHORT Attachments. | Power Tools | EA
S-2D-G1 | 00845384012580 | 2 mm Diamond Ball, Extended Length. Use with QD8-G1, SHORT-G1, QD8, QD8-S, SHORT Attachments. | Power Tools | EA
A-CRN-S-G1 | 00845384012597 | 2.15 mm x 22 mm Fluted Spiral Router. Use with CRANI-A-G1, CRANI-A-R-G1, CRANI-A, CRANI-A-R Attachments. | Power Tools | EA
S-7B-G1 | 00845384012658 | 7 mm Fluted Ball. Use with QD8-G1, SHORT-G1, QD8, QD8-S, SHORT Attachments. | Power Tools | EA
S-5DX-G1 | 00845384012689 | 5 mm Extra Coarse Diamond Ball. Use with QD8-G1, SHORT-G1, QD8, QD8-S, SHORT Attachments. | Power Tools | EA
S-5D-G1 | 00845384012696 | 5 mm Diamond Ball. Use with QD8-G1, SHORT-G1, QD8, QD8-S, SHORT Attachments. | Power Tools | EA
S-5DC-G1 | 00845384012719 | 5 mm Coarse Diamond Ball. Use with QD8-G1, SHORT-G1, QD8, QD8-S, SHORT Attachments. | Power Tools | EA
S-4DX-G1 | 00845384012726 | 4 mm Extra Coarse Diamond Ball. Use with QD8-G1, SHORT-G1, QD8, QD8-S, SHORT Attachments. | Power Tools | EA
M-4D-G1 | 00845384012733 | 4 mm Diamond Ball. Use with MEDIUM-G1, QD11-G1, MEDIUM, QD11, QD11-S Attachments. | Power Tools | EA
LHD-8NS-G1 | 00845384012757 | 3 mm Fluted Matchstick. Use with LONG-HD-G1, LONG-HD Attachments. | Power Tools | EA
M-3SB-G1 | 00845384012764 | 3 mm Fluted Ball, Standard Length. Use with MEDIUM-G1, QD11-G1, MEDIUM, QD11, QD11-S Attachments. | Power Tools | EA
S-3SDC-G1 | 00845384012788 | 3 mm Coarse Diamond Ball, Standard Length. Use with QD8-G1, SHORT-G1, QD8, QD8-S, SHORT Attachments. | Power Tools | EA
S-2SB-G1 | 00845384012801 | 2 mm Fluted Ball, Standard Length. Use with QD8-G1, SHORT-G1, QD8, QD8-S, SHORT Attachments. | Power Tools | EA
S-2B-G1 | 00845384012818 | 2 mm Fluted Ball, Extended Length. Use with QD8-G1, SHORT-G1, QD8, QD8-S, SHORT Attachments. | Power Tools | EA
S-2DC-G1 | 00845384012849 | 2 mm Coarse Diamond Ball, Extended Length. Use with QD8-G1, SHORT-G1, QD8, QD8-S, SHORT Attachments. | Power Tools | EA
L-CRN-G1 | 00845384012856 | 2.5 mm x 25.4 mm Fluted Router. Use with LONG-G1, QD14-G1, LONG, QD14, QD14-S Attachments. | Power Tools | EA
SHD-6R-G1 | 00845384012887 | 1.12 mm x 6.35 mm Fluted Router. Use with SHORT-HD-G1, SHORT-HD Attachments. | Power Tools | EA
S-1504TD-G1 | 00845384012894 | Twist Drill for 1.5 mm x 4 mm Screw. Use with QD8-G1, SHORT-G1, QD8, QD8-S, SHORT Attachments. | Power Tools | EA
M-7B-G1 | 00845384012924 | 7 mm Fluted Ball. Use with MEDIUM-G1, QD11-G1, MEDIUM, QD11, QD11-S Attachments. | Power Tools | EA
SHD-75AC-G1 | 00845384012931 | 7.5 mm Fluted Acorn. Use with SHORT-HD-G1, SHORT-HD Attachments. | Power Tools | EA
M-6DX-G1 | 00845384012979 | 6 mm Extra Coarse Diamond Ball.Use with MEDIUM-G1, QD11-G1, MEDIUM, QD11, QD11-S Attachments. | Power Tools | EA
S-6DX-G1 | 00845384012986 | 6 mm Extra Coarse Diamond Ball. Use with QD8-G1, SHORT-G1, QD8, QD8-S, SHORT Attachments. | Power Tools | EA
S-6DC-G1 | 00845384013013 | 6 mm Coarse Diamond Ball. Use with QD8-G1, SHORT-G1, QD8, QD8-S, SHORT Attachments. | Power Tools | EA
M-5DC-G1 | 00845384013037 | 5 mm Coarse Diamond Ball. Use with MEDIUM-G1, QD11-G1, MEDIUM, QD11, QD11-S Attachments. | Power Tools | EA
L-5DC-G1 | 00845384013044 | 5 mm Coarse Diamond Ball. Use with LONG-G1, QD14-G1, LONG, QD14, QD14-S Attachments. | Power Tools | EA
M-4DX-G1 | 00845384013051 | 4 mm Extra Coarse Diamond Ball. Use with MEDIUM-G1, QD11-G1, MEDIUM, QD11, QD11-S Attachments. | Power Tools | EA
M-4DC-G1 | 00845384013075 | 4 mm Coarse Diamond Ball. Use with MEDIUM-G1, QD11-G1, MEDIUM, QD11, QD11-S Attachments. | Power Tools | EA
M-3SD-G1 | 00845384013099 | 3 mm Diamond Ball, Standard Length. Use with MEDIUM-G1, QD11-G1, MEDIUM, QD11, QD11-S Attachments. | Power Tools | EA
L-8NS-M-C-G1 | 00845384013105 | 3 mm Carbide Fluted Matchstick, Less Aggressive. Use with LONG-G1, QD14-G1, LONG, QD14, QD14-S Attachments. | Power Tools | EA
MHD-15C-G1 | 00845384013112 | 3.2 mm Fluted Carbide Side Cutter. Use with MEDIUM-HD-G1, MEDIUM-HD Attachments. | Power Tools | EA
L-CRN-S-G1 | 00845384013136 | 2.47 mm x 30.3 mm Fluted Spiral Router. Use with CRANI-L-G1, CRANI-L Attachments. | Power Tools | EA
M-8N-G1 | 00845384013150 | 2.3 mm Fluted Matchstick. Use with MEDIUM-G1, QD11-G1, MEDIUM, QD11, QD11-S Attachments. | Power Tools | EA
S-8N-G1 | 00845384013167 | 2.3 mm Fluted Matchstick. Use with QD8-G1, SHORT-G1, QD8, QD8-S, SHORT Attachments. | Power Tools | EA
A-CRN-4-G1 | 00845384013204 | 1.85 mm x 16 mm Fluted Router, 4-Series. Use with CRANI-A-G1, CRANI-A-R-G1, CRANI-A, CRANI-A-R Attachments. | Power Tools | EA
SHD-75AC-A-G1 | 00845384013235 | 7.5 mm Fluted Acorn, Less Aggressive. Use with SHORT-HD-G1, SHORT-HD Attachments. | Power Tools | EA
L-6DX-20-G1 | 00845384013259 | 6 mm Extra Coarse Diamond Ball, 20/30 Grit. Use with LONG-G1, QD14-G1, LONG, QD14, QD14-S Attachments. | Power Tools | EA
L-6DX-G1 | 00845384013266 | 6 mm Extra Coarse Diamond Ball. Use with LONG-G1, QD14-G1, LONG, QD14, QD14-S Attachments. | Power Tools | EA
S-6B-C-G1 | 00845384013273 | 6 mm Carbide Fluted Ball, Standard Length. Use with QD8-G1, SHORT-G1, QD8, QD8-S, SHORT Attachments. | Power Tools | EA
L-5DRM-G1 | 00845384013280 | 5 mm x 8.4 mm Fluted Drum. Use with LONG-G1, QD14-G1, LONG, QD14, QD14-S Attachments. | Power Tools | EA
M-3SDC-G1 | 00845384013396 | 3 mm Coarse Diamond Ball, Standard Length.Use with MEDIUM-G1, QD11-G1, MEDIUM, QD11, QD11-S Attachments. | Power Tools | EA
L-8NSD-G1 | 00845384013402 | 3.2 mm Diamond Matchstick. Use with LONG-G1, QD14-G1, LONG, QD14, QD14-S Attachments. | Power Tools | EA
M-2SB-G1 | 00845384013426 | 2 mm Fluted Ball, Standard Length. Use with MEDIUM-G1, QD11-G1, MEDIUM, QD11, QD11-S Attachments. | Power Tools | EA
S-25D-G1 | 00845384013440 | 2.5 mm Diamond Ball, Extended Length. Use with QD8-G1, SHORT-G1, QD8, QD8-S, SHORT Attachments. | Power Tools | EA
S-15SD-G1 | 00845384013518 | 1.5 mm Diamond Ball, Standard Length. Use with QD8-G1, SHORT-G1, QD8, QD8-S, SHORT Attachments. | Power Tools | EA
M-1R-G1 | 00845384013525 | 1.2 mm x 12.8 mm Fluted Router. Use with MEDIUM-G1, QD11-G1, MEDIUM, QD11, QD11-S Attachments. | Power Tools | EA
S-9B-G1 | 00845384013549 | 9 mm Fluted Ball. Use with QD8-G1, SHORT-G1, QD8, QD8-S, SHORT Attachments. | Power Tools | EA
L-7B-G1 | 00845384013556 | 7 mm Fluted Ball. Use with LONG-G1, QD14-G1, LONG, QD14, QD14-S Attachments. | Power Tools | EA
SHD-7B-G1 | 00845384013563 | 7 mm Fluted Ball. Use with SHORT-HD-G1, SHORT-HD Attachments. | Power Tools | EA
M-7AC-G1 | 00845384013570 | 7 mm Fluted Acorn. Use with MEDIUM-G1, QD11-G1, MEDIUM, QD11, QD11-S Attachments. | Power Tools | EA
MHD-8NS-G1 | 00845384013358 | 3 mm Fluted Matchstick. Use with MEDIUM-HD-G1, MEDIUM-HD Attachments. | Power Tools | EA
L-5OV-G1 | 00845384013600 | 5 mm x 10 mm Fluted Oval. Use with LONG-G1, QD14-G1, LONG, QD14, QD14-S Attachments. | Power Tools | EA
S-5B-C-G1 | 00845384013624 | 5 mm Carbide Fluted Ball, Standard Length. Use with QD8-G1, SHORT-G1, QD8, QD8-S, SHORT Attachments. | Power Tools | EA
M-4OV-G1 | 00845384013631 | 4 mm x 8 mm Fluted Oval. Use with MEDIUM-G1, QD11-G1, MEDIUM, QD11, QD11-S Attachments. | Power Tools | EA
L-4DX-G1 | 00845384013648 | 4 mm Extra Coarse Diamond Ball. Use with LONG-G1, QD14-G1, LONG, QD14, QD14-S Attachments. | Power Tools | EA
M-8NSD-G1 | 00845384013716 | 3.2 mm Diamond Matchstick. Use with MEDIUM-G1, QD11-G1, MEDIUM, QD11, QD11-S Attachments. | Power Tools | EA
A-CRN-M-G1 | 00845384013723 | 2 mm x 15.6 mm Fluted Router. Use with CRANI-A-G1, CRANI-A-R-G1, CRANI-A, CRANI-A-R Attachments. | Power Tools | EA
M-8ND-G1 | 00845384013761 | 2.5 mm Diamond Matchstick. Use with MEDIUM-G1, QD11-G1, MEDIUM, QD11, QD11-S Attachments. | Power Tools | EA
P-CRN-M-G1 | 00845384013792 | 1.3 mm x 12.8 mm Fluted Router. Use with CRANI-P-G1, CRANI-P Attachments. | Power Tools | EA
XLHD-95DRM-G1 | 00845384013808 | 9.5 mm Fluted Drum. Use with XL-HD-G1, XL-HD Attachments. | Power Tools | EA
MHD-98B-G1 | 00845384013815 | 9.5 mm Boring Tool. Use with MEDIUM-HD-G1, MEDIUM-HD Attachments. | Power Tools | EA
S-8B-G1 | 00845384013822 | 8 mm Fluted Ball. Use with QD8-G1, SHORT-G1, QD8, QD8-S, SHORT Attachments. | Power Tools | EA
S-7B-C-G1 | 00845384013853 | 7 mm Carbide Fluted Ball, Standard Length. Use with QD8-G1, SHORT-G1, QD8, QD8-S, SHORT Attachments. | Power Tools | EA
MHD-6AC-G1 | 00845384013891 | 6 mm Fluted Acorn. Use with MEDIUM-HD-G1, MEDIUM-HD Attachments. | Power Tools | EA
M-5DRM-G1 | 00845384013907 | 5 mm x 8.4 mm Fluted Drum. Use with MEDIUM-G1, QD11-G1, MEDIUM, QD11, QD11-S Attachments. | Power Tools | EA
S-5B-2-G1 | 00845384013914 | 5 MM FLUTED BALL,USE WITH QD8-G1, SHORT-G1, QD8, QD8-S, SHORT ATTACHMENTS. | Power Tools | EA
S-4D-L-G1 | 00845384013938 | 4 MM DIAMOND BALL,USE WITH QD8-G1, SHORT-G1, QD8, QD8-S, SHORT ATTACHMENTS. | Power Tools | EA
SHD-8NS-G1 | 00845384013952 | 3 mm Fluted Matchstick. Use with SHORT-HD-G1, SHORT-HD Attachments. | Power Tools | EA
S-3SBT-G1 | 00845384013969 | 3 mm Fluted Ball, Tapered, Standard Length. Use with QD8-G1, SHORT-G1, QD8, QD8-S, SHORT Attachments. | Power Tools | EA
S-3SD-100-G1 | 00845384013983 | 3 mm Diamond Ball, 100/120 Grit, Standard Length. Use with QD8-G1, SHORT-G1, QD8, QD8-S, SHORT Attachments. | Power Tools | EA
S-3SB-C-G1 | 00845384014010 | 3 mm Carbide Fluted Ball, Standard Length. Use with QD8-G1, SHORT-G1, QD8, QD8-S, SHORT Attachments. | Power Tools | EA
S-35SD-G1 | 00845384014034 | 3.5 mm Diamond Ball, Standard Length. Use with QD8-G1, SHORT-G1, QD8, QD8-S, SHORT Attachments. | Power Tools | EA
S-35DC-G1 | 00845384014041 | 3.5 mm Coarse Diamond Ball, Extended Length. Use with QD8-G1, SHORT-G1, QD8, QD8-S, SHORT Attachments. | Power Tools | EA
M-2D-G1 | 00845384014072 | 2 mm Diamond Ball, Extended Length. Use with MEDIUM-G1, QD11-G1, MEDIUM, QD11, QD11-S Attachments. | Power Tools | EA
S-2SDCT-G1 | 00845384014089 | 2 mm Coarse Diamond Ball, Tapered, Standard Length. Use with QD8-G1, SHORT-G1, QD8, QD8-S, SHORT Attachments. | Power Tools | EA
SHD-25DD-G1 | 00845384014119 | 25.4 mm Diamond Disc. Use with SHORT-HD-G1, SHORT-HD Attachments. | Power Tools | EA
SHD-25R-G1 | 00845384014126 | 2.15 mm x 25.4 mm Fluted Router. Use with SHORT-HD-G1, SHORT-HD Attachments. | Power Tools | EA
M-8N-18-G1 | 00845384014133 | 1.8 mm Fluted Matchstick. Use with MEDIUM-G1, QD11-G1, MEDIUM, QD11, QD11-S Attachments. | Power Tools | EA
S-15SB-G1 | 00845384014140 | 1.5 mm Fluted Ball, Standard Length. Use with QD8-G1, SHORT-G1, QD8, QD8-S, SHORT Attachments. | Power Tools | EA
S-15DC-G1 | 00845384014157 | 1.5 mm Coarse Diamond Ball, Extended Length. Use with QD8-G1, SHORT-G1, QD8, QD8-S, SHORT Attachments. | Power Tools | EA
M-1R-4-G1 | 00845384014164 | 1.2 mm x 12.8 mm Fluted Router, 4-Series. Use with MEDIUM-G1, QD11-G1, MEDIUM, QD11, QD11-S Attachments. | Power Tools | EA
M-6DC-G1 | 00845384014195 | 6 mm Coarse Diamond Ball. Use with MEDIUM-G1, QD11-G1, MEDIUM, QD11, QD11-S Attachments. | Power Tools | EA
M-5B-A-G1 | 00845384014232 | 5 mm Fluted Ball, Less Aggressive. Use with MEDIUM-G1, QD11-G1, MEDIUM, QD11, QD11-S Attachments. | Power Tools | EA
L-4BA-S-G1 | 00845384014300 | 4 mm x 8 mm Fluted Barrel. Use with LONG-G1, QD14-G1, LONG, QD14, QD14-S Attachments. | Power Tools | EA
S-4BT-G1 | 00845384014324 | 4 mm Fluted Ball, Tapered. Use with QD8-G1, SHORT-G1, QD8, QD8-S, SHORT Attachments. | Power Tools | EA
M-4B-4-G1 | 00845384014348 | 4 mm Fluted Ball, 4-Series. Use with MEDIUM-G1, QD11-G1, MEDIUM, QD11, QD11-S Attachments. | Power Tools | EA
MIA16-4B-G1 | 00845384014355 | 4 mm Fluted Ball. Use with MIA16-G1, MIA16 Attachments. | Power Tools | EA
S-4D-100-G1 | 00845384014362 | 4 mm Diamond Ball, 100/120 Grit. Use with QD8-G1, SHORT-G1, QD8, QD8-S, SHORT Attachments. | Power Tools | EA
LHD-LS9-5-G1 | 00845384014386 | 4.7 mm x 20 mm Fluted Drum. Use with LONG-HD-G1, LONG-HD Attachments. | Power Tools | EA
MIA16-8NS-G1 | 00845384014409 | 3 mm Fluted Matchstick. Use with MIA16-G1, MIA16 Attachments. | Power Tools | EA
S-3SDCT-G1 | 00845384014416 | 3 mm Coarse Diamond Ball, Tapered, Standard Length. Use with QD8-G1, SHORT-G1, QD8, QD8-S, SHORT Attachments. | Power Tools | EA
LHD-LS9-35-G1 | 00845384014430 | 3.5 mm x 19.8 mm Fluted Drum. Use with LONG-HD-G1, LONG-HD Attachments. | Power Tools | EA
S-8NSD-G1 | 00845384014447 | 3.2 mm Diamond Matchstick. Use with QD8-G1, SHORT-G1, QD8, QD8-S, SHORT Attachments. | Power Tools | EA
S-2SBT-G1 | 00845384014454 | 2 mm Fluted Ball, Tapered, Standard Length. Use with QD8-G1, SHORT-G1, QD8, QD8-S, SHORT Attachments. | Power Tools | EA
S-2SD-120-G1 | 00845384014461 | 2 mm Diamond Ball, 120/140 Grit, Standard Length. Use with QD8-G1, SHORT-G1, QD8, QD8-S, SHORT Attachments. | Power Tools | EA
S-8ND-G1 | 00845384014508 | 2.5 mm Diamond Matchstick. Use with QD8-G1, SHORT-G1, QD8, QD8-S, SHORT Attachments. | Power Tools | EA
S-25SD-G1 | 00845384014515 | 2.5 mm Diamond Ball, Standard Length. Use with QD8-G1, SHORT-G1, QD8, QD8-S, SHORT Attachments. | Power Tools | EA
S-25DC-G1 | 00845384014522 | 2.5 mm Coarse Diamond Ball, Extended Length. Use with QD8-G1, SHORT-G1, QD8, QD8-S, SHORT Attachments. | Power Tools | EA
S-25SDC-G1 | 00845384014539 | 2.5 mm Coarse Diamond Ball, Standard Length. Use with QD8-G1, SHORT-G1, QD8, QD8-S, SHORT Attachments. | Power Tools | EA
XLHD-25R-G1 | 00845384014546 | 2.15 mm x 25.4 mm Fluted Router. Use with XL-HD-G1, XL-HD Attachments. | Power Tools | EA
L-1SB-G1 | 00845384014553 | 1 mm Fluted Ball, Standard Length. Use with LONG-G1, QD14-G1, LONG, QD14, QD14-S Attachments. | Power Tools | EA
M-1D-G1 | 00845384014577 | 1 mm Diamond Ball, Extended Length. Use with MEDIUM-G1, QD11-G1, MEDIUM, QD11, QD11-S Attachments. | Power Tools | EA
MA15-8NS | 00845384004615 | 3 mm Fluted Matchstick, 15 cm. Use with MA-15 Bearing Sleeves. | Power Tools | EA
M-6B-C-G1 | 00845384015222 | 6 mm Carbide Fluted Ball. Use with MEDIUM-G1, QD11-G1, MEDIUM, QD11, QD11-S Attachments. | Power Tools | EA
S-68DRMDX-G1 | 00845384015239 | 6.8 mmx 10.6 mm Extra Coarse Diamond Drum. Use with QD8-G1, SHORT-G1, QD8, QD8-S, SHORT Attachments. | Power Tools | EA
S-5BA-G1 | 00845384015345 | 5 mm x 10 mm Fluted Barrel. Use with QD8-G1, SHORT-G1, QD8, QD8-S, SHORT Attachments. | Power Tools | EA
S-5B-C-10F-G1 | 00845384015352 | 5 mm Carbide Fluted Ball, 10 Flutes. Use with QD8-G1, SHORT-G1, QD8, QD8-S, SHORT Attachments. | Power Tools | EA
L-4DRM-G1 | 00845384015376 | 4 mm x 8.9 mm Fluted Drum, Side Cut Only. Use with LONG-G1, QD14-G1, LONG, QD14, QD14-S Attachments. | Power Tools | EA
LHD-4B-G1 | 00845384015406 | 4 mm Fluted Ball. Use with LONG-HD-G1, LONG-HD Attachments. | Power Tools | EA
MIA16-4DC-G1 | 00845384015413 | 4 mm Coarse Diamond Ball. Use with MIA16-G1, MIA16 Attachments. | Power Tools | EA
L-4B-C-G1 | 00845384015437 | 4 mm Carbide Fluted Ball. Use with LONG-G1, QD14-G1, LONG, QD14, QD14-S Attachments. | Power Tools | EA
L-47DRM-G1 | 00845384015451 | 4.7 mm x 8 mm Fluted Drum. Use with LONG-G1, QD14-G1, LONG, QD14, QD14-S Attachments. | Power Tools | EA
MHD-3DRMC-G1 | 00845384015468 | 3 mm x 9.5 mm Fluted Carbide Drum. Use with MEDIUM-HD-G1, MEDIUM-HD Attachments. | Power Tools | EA
M-3BA-A-G1 | 00845384015475 | 3 mm x 11.3 mm Fluted Barrel, 14 Flutes.Use with MEDIUM-G1, QD11-G1, MEDIUM, QD11, QD11-S Attachments. | Power Tools | EA
MIA16-3SB-G1 | 00845384015512 | 3 mm Fluted Ball, Standard Length. Use with MIA16-G1, MIA16 Attachments. | Power Tools | EA
M-3SB-2-G1 | 00845384015543 | 3 mm Fluted Ball, 2 mm Shaft Exposure.Use with MEDIUM-G1, QD11-G1, MEDIUM, QD11, QD11-S Attachments. | Power Tools | EA
M-35SD-G1 | 00845384015574 | 3.5 mm Diamond Ball, Standard Length. Use with MEDIUM-G1, QD11-G1, MEDIUM, QD11, QD11-S Attachments. | Power Tools | EA
S-2433TD-G1 | 00845384015628 | 2.4 mm x 3.3 mm Twist Drill. Use with QD8-G1, SHORT-G1, QD8, QD8-S, SHORT Attachments. | Power Tools | EA
M-1DC-G1 | 00845384015659 | 1 mm Coarse Diamond Ball, Extended Length. Use with MEDIUM-G1, QD11-G1, MEDIUM, QD11, QD11-S Attachments. | Power Tools | EA
MHD-97B-G1 | 00845384015673 | 12.6 mm Boring Tool. Use with MEDIUM-HD-G1, MEDIUM-HD Attachments. | Power Tools | EA
S-15DRMC-L-G1 | 00845384015697 | 1.5 mm x 7.5 mm Cylindrical Carbide Drum, Extends 25 mm. Use with QD8-G1, SHORT-G1, QD8, QD8-S, SHORT Attachments. | Power Tools | EA
S-1203TD-G1 | 00845384015727 | 1.2 mm x 3 mm Twist Drill. Use with QD8-G1, SHORT-G1, QD8, QD8-S, SHORT Attachments. | Power Tools | EA
SHD-1504TD-G1 | 00845384015741 | 1.15 mm Twist Drill for 1.5 mm x 4 mm Screw. Use with SHORT-HD-G1, SHORT-HD Attachments. | Power Tools | EA
S-05SD-G1 | 00845384015758 | 0.5 mm Diamond Ball, Standard Length. Use with QD8-G1, SHORT-G1, QD8, QD8-S, SHORT Attachments. | Power Tools | EA
L-9DRC-G1 | 00845384015765 | 9 mm x 14 mm Fluted Drum, Side Cut Only. Use with LONG-G1, QD14-G1, LONG, QD14, QD14-S Attachments. | Power Tools | EA
L-8DRC-G1 | 00845384015796 | 8 mm x 14 mm Fluted Drum, Side Cut Only. Use with LONG-G1, QD14-G1, LONG, QD14, QD14-S Attachments. | Power Tools | EA
L-8DRC-11-G1 | 00845384015802 | 8 mm x 11 mm Fluted Drum. Use with LONG-G1, QD14-G1, LONG, QD14, QD14-S Attachments. | Power Tools | EA
XLHD-6AC-G1 | 00845384015819 | 6 mm Fluted Acorn. Use with XL-HD-G1, XL-HD Attachments. | Power Tools | EA
MIA16-6DX-G1 | 00845384015826 | 6 mm Extra Coarse Diamond Ball. Use with MIA16-G1, MIA16 Attachments. | Power Tools | EA
SHD-6DX-G1 | 00845384015833 | 6 mm Extra Coarse Diamond Ball. Use with SHORT-HD-G1, SHORT-HD Attachments. | Power Tools | EA
S-62BE-G1 | 00845384015857 | 6.2 mm Fluted Bell, Side Cut Only. Use with QD8-G1, SHORT-G1, QD8, QD8-S, SHORT Attachments. | Power Tools | EA
M-5B-2-G1 | 00845384015871 | 5 mm Fluted Ball, 2 mm Shaft Exposure. Use with MEDIUM-G1, QD11-G1, MEDIUM, QD11, QD11-S Attachments. | Power Tools | EA
M-5B-12F-G1 | 00845384015888 | 5 mm Fluted Ball, 12 Flutes. Use with MEDIUM-G1, QD11-G1, MEDIUM, QD11, QD11-S Attachments. | Power Tools | EA
XLHD-5B-G1 | 00845384015895 | 5 mm Fluted Ball. Use with XL-HD-G1, XL-HD Attachments. | Power Tools | EA
S-5DC-22-G1 | 00845384015925 | 5 MM COARSE DIAMOND BALL,USE WITH QD8-G1, SHORT-G1, QD8, QD8-S, SHORT ATTACHMENTS. | Power Tools | EA
M-4BA-A-G1 | 00845384015956 | 4 mm x 11 mm Fluted Barrel, 14 Flutes. Use with MEDIUM-G1, QD11-G1, MEDIUM, QD11, QD11-S Attachments. | Power Tools | EA
XLHD-4B-G1 | 00845384015970 | 4 mm Fluted Ball. Use with XL-HD-G1, XL-HD Attachments. | Power Tools | EA
S-3B-4-G1 | 00845384016014 | 3 mm Fluted Ball, 4-Series, Extended Length. Use with QD8-G1, SHORT-G1, QD8, QD8-S, SHORT Attachments. | Power Tools | EA
XLHD-3SB-G1 | 00845384016021 | 3 mm Fluted Ball, Standard Length. Use with XL-HD-G1, XL-HD Attachments. | Power Tools | EA
S-3SDC-22-G1 | 00845384016052 | 3 MM COARSE DIAMOND BALL, USE WITH QD8-G1, SHORT-G1, QD8, QD8-S, SHORT ATTACHMENTS. | Power Tools | EA
M-35SDC-G1 | 00845384016069 | 3.5 mm Coarse Diamond Ball, Standard Length. Use with MEDIUM-G1, QD11-G1, MEDIUM, QD11, QD11-S Attachments. | Power Tools | EA
M-25SDC-G1 | 00845384016113 | 2.5 mm Coarse Diamond Ball, Standard Length. Use with MEDIUM-G1, QD11-G1, MEDIUM, QD11, QD11-S Attachments. | Power Tools | EA
S-8N-L-G1 | 00845384016120 | 2.3 MM FLUTED MATCHSTICK,USE WITH QD8-G1, SHORT-G1, QD8, QD8-S, SHORT ATTACHMENTS. | Power Tools | EA
M-15SDC-G1 | 00845384016151 | 1.5 mm Coarse Diamond Ball, Standard Length. Use with MEDIUM-G1, QD11-G1, MEDIUM, QD11, QD11-S Attachments. | Power Tools | EA
M-05SD-G1 | 00845384016182 | 0.5 mm Diamond Ball, Standard Length. Use with MEDIUM-G1, QD11-G1, MEDIUM, QD11, QD11-S Attachments. | Power Tools | EA
MIA16-7B-G1 | 00845384016212 | 7 mm Fluted Ball. Use with MIA16-G1, MIA16 Attachments. | Power Tools | EA
M-4B-27-G1 | 00845384016229 | 4 mm Fluted Ball, Extends 27 mm. Use with MEDIUM-G1, QD11-G1, MEDIUM, QD11, QD11-S Attachments. | Power Tools | EA
MEDIUM-G1 | 00845384016311 | 8 cm Medium Attachment, G1 | Power Tools | EA
QD11-G1 | 00845384016380 | 11 cm QD Angle Attachment, G1 | Power Tools | EA
MA-D20-G1 | 00845384016397 | Minimal Access Angle Driver, G1 | Power Tools | EA
S-4DX-20-G1 | 00845384016540 | 4 mm Extra Coarse Diamond Ball, 20/30 Grit. Use with QD8-G1, SHORT-G1, QD8, QD8-S, SHORT Attachments. | Power Tools | EA
S-6DX-20-G1 | 00845384016557 | 6 mm Extra Coarse Diamond Ball, 20/30 Grit. Use with QD8-G1, SHORT-G1, QD8, QD8-S, SHORT Attachments. | Power Tools | EA
M-8NS-ML-G1 | 00845384016564 | 3.2 mm Fluted Matchstick, Less Aggressive. Use with MEDIUM-G1, QD11-G1, MEDIUM, QD11, QD11-S Attachments. | Power Tools | EA
M-14R-G1 | 00845384016571 | 1.4 mm x 12.8 mm Fluted Router. Use with MEDIUM-G1, QD11-G1, MEDIUM, QD11, QD11-S Attachments. | Power Tools | EA
EG1A | 00845384017134 | G1 High Speed Electric Handpiece, Air Cooled | Power Tools | EA
SC3002 | 00845384017448 | G1 Electric Console, With Irrigation | Power Tools | EA
OCM5-06SD | 00845384017516 | 0.6 mm Diamond Ball, 5.6 cm. Use with OCM Attachment. | Power Tools | EA
OCM5-08SD | 00845384017530 | 0.8 mm Diamond Ball, 5.6 cm. Use with OCM Attachment. | Power Tools | EA
OCM5-1SD | 00845384017547 | 1 mm Diamond Ball, 5.6 cm. Use with OCM Attachment. | Power Tools | EA
OCM5-15SD | 00845384017554 | 1.5 mm Diamond Ball, 5.6 cm. Use with OCM Attachment. | Power Tools | EA
OCM5-1SB | 00845384017578 | 1 mm Fluted Ball, 5.6 cm. Use with OCM Attachment. | Power Tools | EA
OCM5-15SB | 00845384017585 | 1.5 mm Fluted Ball, 5.6 cm. Use with OCM Attachment. | Power Tools | EA
OCM7-06SD | 00845384017615 | 0.6 mm Diamond Ball, 7.3 cm. Use with OCM Attachment. | Power Tools | EA
OCM7-1SD | 00845384017646 | 1 mm Diamond Ball, 7.3 cm. Use with OCM Attachment. | Power Tools | EA
OCM7-15SD | 00845384017653 | 1.5 mm Diamond Ball, 7.3 cm. Use with OCM Attachment. | Power Tools | EA
OCM7-2SD | 00845384017660 | 2 mm Diamond Ball, 7.3 cm. Use with OCM Attachment. | Power Tools | EA
OCM7-15SB | 00845384017684 | 1.5 mm Fluted Ball, 7.3 cm. Use with OCM Attachment. | Power Tools | EA
OCM7-2SB | 00845384017691 | 2 mm Fluted Ball, 7.3 cm. Use with OCM Attachment. | Power Tools | EA
M-6DC-2-G1 | 00845384015215 | 6 mm Coarse Diamond Ball, 2 mm Shaft Exposure. Use with MEDIUM-G1, QD11-G1, MEDIUM, QD11, QD11-S Attachments. | Power Tools | EA
MHD-16CT-G1 | 00845384015246 | 6.7 mm Coring Tool.Use with MEDIUM-HD-G1, MEDIUM-HD Attachments. | Power Tools | EA
M-62DRM-G1 | 00845384015253 | 6.2 mm x 4.6 mm Fluted Drum, Side Cut Only. Use with MEDIUM-G1, QD11-G1, MEDIUM, QD11, QD11-S Attachments. | Power Tools | EA
L-58OV-G1 | 00845384015260 | 5 mm x 8 mm Fluted Oval. Use with LONG-G1, QD14-G1, LONG, QD14, QD14-S Attachments. | Power Tools | EA
M-58OV-G1 | 00845384015277 | 5 mm x 8 mm Fluted Oval. Use with MEDIUM-G1, QD11-G1, MEDIUM, QD11, QD11-S Attachments. | Power Tools | EA
LHD-5DRM-G1 | 00845384015284 | 5 mm x 8.4 mm Fluted Drum. Use with LONG-HD-G1, LONG-HD Attachments. | Power Tools | EA
L-56OV-G1 | 00845384015291 | 5 mm x 6 mm Fluted Oval. Use with LONG-G1, QD14-G1, LONG, QD14, QD14-S Attachments. | Power Tools | EA
M-56OV-G1 | 00845384015307 | 5 mm x 6 mm Fluted Oval. Use with MEDIUM-G1, QD11-G1, MEDIUM, QD11, QD11-S Attachments. | Power Tools | EA
LHD-5DRM12-G1 | 00845384015314 | 5 mm x 12 mm Fluted Drum. Use with LONG-HD-G1, LONG-HD Attachments. | Power Tools | EA
M-5OV-G1 | 00845384015321 | 5 mm x 10 mm Fluted Oval. Use with MEDIUM-G1, QD11-G1, MEDIUM, QD11, QD11-S Attachments. | Power Tools | EA
MIA16-5OV-G1 | 00845384015338 | 5 mm X 10 mm Fluted Oval. Use with MIA16-G1, MIA16 Attachments. | Power Tools | EA
L-5B-C-G1 | 00845384015369 | 5 mm Carbide Fluted Ball. Use with LONG-G1, QD14-G1, LONG, QD14, QD14-S Attachments. | Power Tools | EA
M-4OVD-G1 | 00845384015383 | 4 mm x 8 mm Diamond Oval.Use with MEDIUM-G1, QD11-G1, MEDIUM, QD11, QD11-S Attachments. | Power Tools | EA
S-4OVD-G1 | 00845384015390 | 4 mm x 8 mm Diamond Oval. Use with QD8-G1, SHORT-G1, QD8, QD8-S, SHORT Attachments. | Power Tools | EA
S-4B-C-10F-G1 | 00845384015420 | 4 mm Carbide Fluted Ball, 10 Flutes. Use with QD8-G1, SHORT-G1, QD8, QD8-S, SHORT Attachments. | Power Tools | EA
MHD-8NS-M-G1 | 00845384015482 | 3 mm Fluted Matchstick, Less Aggressive. Use with MEDIUM-HD-G1, MEDIUM-HD Attachments. | Power Tools | EA
XLHD-8NS-G1 | 00845384015499 | 3 mm Fluted Matchstick. Use with XL-HD-G1, XL-HD Attachments. | Power Tools | EA
S-3SB-4-G1 | 00845384015505 | 3 mm Fluted Ball, 4-Series, Standard Length. Use with QD8-G1, SHORT-G1, QD8, QD8-S, SHORT Attachments. | Power Tools | EA
M-3SB-4-G1 | 00845384015529 | 3 mm Fluted Ball, 4-Series, Standard Length.Use with MEDIUM-G1, QD11-G1, MEDIUM, QD11, QD11-S Attachments. | Power Tools | EA
L-3SB-4-G1 | 00845384015536 | 3 mm Fluted Ball, 4-Series, Standard Length. Use with LONG-G1, QD14-G1, LONG, QD14, QD14-S Attachments. | Power Tools | EA
M-8NS-M-C-G1 | 00845384015550 | 3 mm Carbide Fluted Matchstick, Less Aggressive. Use with MEDIUM-G1, QD11-G1, MEDIUM, QD11, QD11-S Attachments. | Power Tools | EA
L-35DR-G1 | 00845384015567 | 3.5 mm x 8.4 mm Fluted Drum. Use with LONG-G1, QD14-G1, LONG, QD14, QD14-S Attachments. | Power Tools | EA
S-35SDC-G1 | 00845384015581 | 3.5 mm Coarse Diamond Ball, Standard Length. Use with QD8-G1, SHORT-G1, QD8, QD8-S, SHORT Attachments. | Power Tools | EA
LHD-47-5-G1 | 00845384015604 | 3.2 mm Fluted Bell. Use with LONG-HD-G1, LONG-HD Attachments. | Power Tools | EA
M-25SD-G1 | 00845384015611 | 2.5 mm Diamond Ball, Standard Length. Use with MEDIUM-G1, QD11-G1, MEDIUM, QD11, QD11-S Attachments. | Power Tools | EA
M-1SB-G1 | 00845384015635 | 1 mm Fluted Ball, Standard Length. Use with MEDIUM-G1, QD11-G1, MEDIUM, QD11, QD11-S Attachments. | Power Tools | EA
M-1SDC-G1 | 00845384015642 | 1 mm Coarse Diamond Ball, Standard Length. Use with MEDIUM-G1, QD11-G1, MEDIUM, QD11, QD11-S Attachments. | Power Tools | EA
S-1B-C-G1 | 00845384015666 | 1 mm Carbide Fluted Ball, Extended Length. Use with QD8-G1, SHORT-G1, QD8, QD8-S, SHORT Attachments. | Power Tools | EA
L-10DRC-G1 | 00845384015680 | 10 mm x 14 mm Fluted Drum, Side Cut Only. Use with LONG-G1, QD14-G1, LONG, QD14, QD14-S Attachments. | Power Tools | EA
S-15DRMC-G1 | 00845384015703 | 1.5 mm x 7.5 mm Cylindrical Carbide Drum. Use with QD8-G1, SHORT-G1, QD8, QD8-S, SHORT Attachments. | Power Tools | EA
M-15SD-G1 | 00845384015710 | 1.5 mm Diamond Ball, Standard Length. Use with MEDIUM-G1, QD11-G1, MEDIUM, QD11, QD11-S Attachments. | Power Tools | EA
S-12D-G1 | 00845384015734 | 1.2 mm Diamond Ball, Extended Length. Use with QD8-G1, SHORT-G1, QD8, QD8-S, SHORT Attachments. | Power Tools | EA
MHD-95DRM-G1 | 00845384015772 | 9.5 mm Fluted Drum. Use with MEDIUM-HD-G1, MEDIUM-HD Attachments. | Power Tools | EA
L-8DX-G1 | 00845384015789 | 8 mm Extra Coarse Diamond Ball. Use with LONG-G1, QD14-G1, LONG, QD14, QD14-S Attachments. | Power Tools | EA
S-5B-4-G1 | 00845384015864 | 5 mm Fluted Ball, 4-Series. Use with QD8-G1, SHORT-G1, QD8, QD8-S, SHORT Attachments. | Power Tools | EA
S-5D-2-G1 | 00845384015901 | 5 MM DIAMOND BALL,USE WITH QD8-G1, SHORT-G1, QD8, QD8-S, SHORT ATTACHMENTS. | Power Tools | EA
S-5DC-40-G1 | 00845384015918 | 5 mm Coarse Diamond Ball, 40/60 Grit. Use with QD8-G1, SHORT-G1, QD8, QD8-S, SHORT Attachments. | Power Tools | EA
M-55OV-C-G1 | 00845384015932 | 5.5 mm x 10 mm Carbide Fluted Oval.Use with MEDIUM-G1, QD11-G1, MEDIUM, QD11, QD11-S Attachments. | Power Tools | EA
M-45DRMDX-G1 | 00845384015949 | 4 mm x 5 mm Extra Coarse Diamond Drum.Use with MEDIUM-G1, QD11-G1, MEDIUM, QD11, QD11-S Attachments. | Power Tools | EA
M-4FD-G1 | 00845384015963 | 4 mm x 10 mm Diamond Pear Inverted.Use with MEDIUM-G1, QD11-G1, MEDIUM, QD11, QD11-S Attachments. | Power Tools | EA
M-4AC-G1 | 00845384015987 | 4 mm Fluted Acorn.Use with MEDIUM-G1, QD11-G1, MEDIUM, QD11, QD11-S Attachments. | Power Tools | EA
MIA16-4D-G1 | 00845384015994 | 4 mm Diamond Ball. Use with MIA16-G1, MIA16 Attachments. | Power Tools | EA
S-4DC-22-G1 | 00845384016007 | 4 MM COARSE DIAMOND BALL,USE WITH QD8-G1, SHORT-G1, QD8, QD8-S, SHORT ATTACHMENTS. | Power Tools | EA
S-3SDC-50-G1 | 00845384016038 | 3 mm Coarse Diamond Ball, 50/60 Grit, Standard Length. Use with QD8-G1, SHORT-G1, QD8, QD8-S, SHORT Attachments. | Power Tools | EA
M-3DC-2-G1 | 00845384016045 | 3 mm Coarse Diamond Ball, 2 mm Shaft Exposure. Use with MEDIUM-G1, QD11-G1, MEDIUM, QD11, QD11-S Attachments. | Power Tools | EA
S-2SB-4-G1 | 00845384016083 | 2 mm Fluted Ball, 4-Series, Standard Length. Use with QD8-G1, SHORT-G1, QD8, QD8-S, SHORT Attachments. | Power Tools | EA
S-2SB-C-8F-G1 | 00845384016106 | 2 mm Carbide Fluted Ball, Standard, 8 Flutes. Use with QD8-G1, SHORT-G1, QD8, QD8-S, SHORT Attachments. | Power Tools | EA
S-8N-18-4-G1 | 00845384016137 | 1.8 mm Fluted Matchstick, 4- Series. Use with QD8-G1, SHORT-G1, QD8, QD8-S, SHORT Attachments. | Power Tools | EA
L-8N-18-G1 | 00845384016144 | 1.8 mm Fluted Matchstick. Use with LONG-G1, QD14-G1, LONG, QD14, QD14-S Attachments. | Power Tools | EA
S-1R-4-G1 | 00845384016175 | 1.4 mm x 12.8 mm Fluted Router, 4-Series. Use with QD8-G1, SHORT-G1, QD8, QD8-S, SHORT Attachments. | Power Tools | EA
M-05D-G1 | 00845384016199 | 0.5 mm Diamond Ball, Extended Length. Use with MEDIUM-G1, QD11-G1, MEDIUM, QD11, QD11-S Attachments. | Power Tools | EA
MHD-9B-G1 | 00845384016205 | 9 mm Fluted Ball. Use with MEDIUM-HD-G1, MEDIUM-HD Attachments. | Power Tools | EA
M-4DX-20-G1 | 00845384016236 | 4 mm Extra Coarse Diamond Ball, 20/30 Grit. Use with MEDIUM-G1, QD11-G1, MEDIUM, QD11, QD11-S Attachments. | Power Tools | EA
M-5B-27-G1 | 00845384016243 | 5 mm Fluted Ball, Extends 27 mm. Use with MEDIUM-G1, QD11-G1, MEDIUM, QD11, QD11-S Attachments. | Power Tools | EA
ADG-10-G1 | 00845384016250 | 1.0 mm Twist Drill for 1.25 mm Screw. Use with ADG Attachment. | Power Tools | EA
ADG-11-G1 | 00845384016267 | 1.1 mm Twist Drill for 1.50 mm Screw. Use with ADG Attachment. | Power Tools | EA
ADG-13-G1 | 00845384016274 | 1.3 mm Twist Drill for 1.7 mm Screw. Use with ADG Attachment. | Power Tools | EA
ADG-155-G1 | 00845384016281 | 1.55 mm Twist Drill for 2.0 mm Screw. Use with ADG Attachment. | Power Tools | EA
OCM5-05SD | 00845384017509 | 0.5 mm Diamond Ball, 5.6 cm. Use with OCM Attachment. | Power Tools | EA
OCM5-07SD | 00845384017523 | 0.7 mm Diamond Ball, 5.6 cm. Use with OCM Attachment. | Power Tools | EA
OCM5-2SD | 00845384017561 | 2 mm Diamond Ball, 5.6 cm. Use with OCM Attachment. | Power Tools | EA
OCM5-2SB | 00845384017592 | 2 mm Fluted Ball, 5.6 cm. Use with OCM Attachment. | Power Tools | EA
OCM7-05SD | 00845384017608 | 0.5 mm Diamond Ball, 7.3 cm. Use with OCM Attachment. | Power Tools | EA
OCM7-07SD | 00845384017622 | 0.7 mm Diamond Ball, 7.3 cm. Use with OCM Attachment. | Power Tools | EA
OCM7-08SD | 00845384017639 | 0.8 mm Diamond Ball, 7.3 cm. Use with OCM Attachment. | Power Tools | EA
OCM7-1SB | 00845384017677 | 1 mm Fluted Ball, 7.3 cm. Use with OCM Attachment. | Power Tools | EA
MA10-05SD | 00845384004387 | 0.5 mm Diamond Ball, 10 cm. Use with MA-10 Bearing Sleeves. | Power Tools | EA
MA10-15SB | 00845384004400 | 1.5 mm Fluted Ball, 10 cm. Use with MA-10 Bearing Sleeves. | Power Tools | EA
MA10-1SB | 00845384004417 | 1 mm Fluted Ball, 10 cm. Use with MA-10 Bearing Sleeves. | Power Tools | EA
MA10-2SB | 00845384004431 | 2 mm Fluted Ball, 10 cm. Use with MA-10 Bearing Sleeves. | Power Tools | EA
MA10-2SD | 00845384004448 | 2 mm Diamond Ball, 10 cm. Use with MA-10 Bearing Sleeves. | Power Tools | EA
MA10-3SB | 00845384004455 | 3 mm Fluted Ball, 10 cm. Use with MA-10 Bearing Sleeves. | Power Tools | EA
MA10-3SD | 00845384004462 | 3 mm Diamond Ball, 10 cm. Use with MA-10 Bearing Sleeves. | Power Tools | EA
MA10-4D | 00845384004479 | 4 mm Diamond Ball, 10 cm. Use with MA-10 Bearing Sleeves. | Power Tools | EA
MA10-8NS | 00845384004509 | 3 mm Fluted Matchstick, 10 cm. Use with MA-10 Bearing Sleeves. | Power Tools | EA
MA10-8NSDC | 00845384004516 | 3 mm Coarse Diamond Matchstick, 10 cm. Use with MA-10 Bearing Sleeves. | Power Tools | EA
MA15-2SB | 00845384004530 | 2 mm Fluted Ball, 15 cm. Use with MA-15 Bearing Sleeves. | Power Tools | EA
MA10-08SD | 00845384004394 | 0.8 mm Diamond Ball, 10 cm. Use with MA-10 Bearing Sleeves. | Power Tools | EA
MA10-25SB | 00845384004424 | 2.5 mm Fluted Ball, 10 cm. Use with MA-10 Bearing Sleeves. | Power Tools | EA
MA10-8N | 00845384004486 | 2.3 mm Fluted Matchstick, 10 cm. Use with MA-10 Bearing Sleeves. | Power Tools | EA
MA10-8N-18 | 00845384004493 | 1.8 mm Fluted Matchstick, 10 cm. Use with MA-10 Bearing Sleeves. | Power Tools | EA
MA15-15SD | 00845384004523 | 1.5 mm Diamond Ball, 15 cm. Use with MA-15 Bearing Sleeves. | Power Tools | EA
MA15-2SD | 00845384004547 | 2 mm Diamond Ball, 15 cm. Use with MA-15 Bearing Sleeves. | Power Tools | EA
MA15-3SB | 00845384004554 | 3 mm Fluted Ball, 15 cm. Use with MA-15 Bearing Sleeves. | Power Tools | EA
MA15-3SD | 00845384004561 | 3 mm Diamond Ball, 15 cm. Use with MA-15 Bearing Sleeves. | Power Tools | EA
MA15-4D | 00845384004578 | 4 mm Diamond Ball, 15 cm. Use with MA-15 Bearing Sleeves. | Power Tools | EA
MA15-4DC | 00845384004585 | 4 mm Coarse Diamond Ball, 15 cm. Use with MA-15 Bearing Sleeves. | Power Tools | EA
MA15-8N | 00845384004592 | 2.3 mm Fluted Matchstick, 15 cm. Use with MA-15 Bearing Sleeves. | Power Tools | EA
MA15-8N-18 | 00845384004608 | 1.8 mm Fluted Matchstick, 15 cm. Use with MA-15 Bearing Sleeves. | Power Tools | EA
MA15-8NSDC | 00845384004622 | 3 mm Coarse Diamond Matchstick, 15 cm. Use with MA-15 Bearing Sleeves. | Power Tools | EA
MA-15C | 00845384004325 | Bearing Sleeve, 15cm Curved. Use with Minimal Access Attachments. | Power Tools | EA
MA-15S | 00845384004332 | Bearing Sleeve, 15cm Straight. Use with Minimal Access Attachments. | Power Tools | EA
S-2SB-HX-G1 | 00845384017790 | ANSPACH HELIX™ 2 mm Fluted Ball, Standard Length | Power Tools | EA
S-2B-HX-G1 | 00845384017806 | ANSPACH HELIX™ 2 mm Fluted Ball, Extended Length | Power Tools | EA
S-25SB-HX-G1 | 00845384017813 | ANSPACH HELIX™ 2.5 mm Fluted Ball, Standard Length | Power Tools | EA
S-25B-HX-G1 | 00845384017820 | ANSPACH HELIX™ 2.5 mm Fluted Ball, Extended Length | Power Tools | EA
S-3SB-HX-G1 | 00845384017837 | ANSPACH HELIX™ 3 mm Fluted Ball, Standard Length | Power Tools | EA
S-3B-HX-G1 | 00845384017844 | ANSPACH HELIX™ 3 mm Fluted Ball, Extended Length | Power Tools | EA
S-35SB-HX-G1 | 00845384017851 | ANSPACH HELIX™ 3.5 mm Fluted Ball, Standard Length | Power Tools | EA
S-35B-HX-G1 | 00845384017868 | ANSPACH HELIX™ 3.5 mm Fluted Ball, Extended Length | Power Tools | EA
S-4B-HX-G1 | 00845384017875 | ANSPACH HELIX™ 4 mm Fluted Ball | Power Tools | EA
S-5B-HX-G1 | 00845384017882 | ANSPACH HELIX™ 5 mm Fluted Ball | Power Tools | EA
S-6B-HX-G1 | 00845384017899 | ANSPACH HELIX™ 6 mm Fluted Ball | Power Tools | EA
S-7B-HX-G1 | 00845384017905 | ANSPACH HELIX™ 7 mm Fluted Ball | Power Tools | EA
M-2SB-HX-G1 | 00845384017967 | ANSPACH HELIX™ 2 mm Fluted Ball, Standard Length | Power Tools | EA
M-2B-HX-G1 | 00845384017974 | ANSPACH HELIX™ 2 mm Fluted Ball, Extended Length | Power Tools | EA
M-3SB-HX-G1 | 00845384018001 | ANSPACH HELIX™ 3 mm Fluted Ball, Standard Length | Power Tools | EA
M-3B-HX-G1 | 00845384018018 | ANSPACH HELIX™ 3 mm Fluted Ball, Extended Length | Power Tools | EA
M-4B-HX-G1 | 00845384018049 | ANSPACH HELIX™ 4 mm Fluted Ball | Power Tools | EA
M-5B-HX-G1 | 00845384018056 | ANSPACH HELIX™ 5 mm Fluted Ball | Power Tools | EA
M-6B-HX-G1 | 00845384018063 | ANSPACH HELIX™ 6 mm Fluted Ball | Power Tools | EA
M-7B-HX-G1 | 00845384018070 | ANSPACH HELIX™ 7 mm Fluted Ball | Power Tools | EA
L-2SB-HX-G1 | 00845384018131 | ANSPACH HELIX™ 2 mm Fluted Ball, Standard Length | Power Tools | EA
L-2B-HX-G1 | 00845384018148 | ANSPACH HELIX™ 2 mm Fluted Ball, Extended Length | Power Tools | EA
L-3SB-HX-G1 | 00845384018179 | ANSPACH HELIX™ 3 mm Fluted Ball, Standard Length | Power Tools | EA
L-3B-HX-G1 | 00845384018186 | ANSPACH HELIX™ 3 mm Fluted Ball, Extended Length | Power Tools | EA
L-4B-HX-G1 | 00845384018216 | ANSPACH HELIX™ 4 mm Fluted Ball | Power Tools | EA
L-5B-HX-G1 | 00845384018223 | ANSPACH HELIX™ 5 mm Fluted Ball | Power Tools | EA
L-6B-HX-G1 | 00845384018230 | ANSPACH HELIX™ 6 mm Fluted Ball | Power Tools | EA
L-7B-HX-G1 | 00845384018247 | ANSPACH HELIX™ 7 mm Fluted Ball | Power Tools | EA
2000-01-001 | 07612334268570 | KINCISE™ System Lithium-ion Battery | Power Tools | EA
HK-2100-02-FP | 00845384012269 | Shipping Plug, Red, for Autolube, 5pk (REPLACEMENT PART) | Power Tools | EA
AL-9152-00-FP | 00845384012290 | Oil Fill Cap for Autolube (REPLACEMENT PART) | Power Tools | EA
XM-CASE | 00845384010784 | XMax Sterilization Case and Tray | Power Tools | EA
HOSE-20-DISS | 00845384002536 | 20 Ft Air Extension Hose, DISS Adapter | Power Tools | EA
MUFFLER-ASSY | 00845384005599 | REPLACEMENT MUFFLER ASSEMBLY FOR AUTOLUBE-III | Power Tools | EA
E-FP-DIR | 00845384011750 | Electric Systems Foot Control With Direction Only | Power Tools | EA
MA-19ST | 00845384011958 | Bearing Sleeve, 19 cm Straight. Use with Minimal Access Attachments. | Power Tools | EA
E-FP-DIR/IRR | 00845384011743 | Electric Systems Foot Control With Direction and Irrigation | Power Tools | EA
OCM-G1 | 00845384017721 | Otologic Curved Micro (OCM) Attachment, G1 | Power Tools | EA
SHORT-G1 | 00845384016298 | 5 cm Short Attachment, G1 | Power Tools | EA
SHORT-HD-G1 | 00845384016304 | 5 cm Heavy Duty Short Attachment, G1 | Power Tools | EA
LONG-G1 | 00845384016335 | 11 cm Long Attachment, G1 | Power Tools | EA
MIA16-G1 | 00845384016359 | 16 cm Minimally Invasive Attachment, G1 | Power Tools | EA
CSR60-G1 | 00845384016434 | Perforator Driver, Hudson End, 60:1 Ratio, G1 | Power Tools | EA
QD14-G1 | 00845384016458 | 14 cm QD Angle Attachment, G1 | Power Tools | EA
QD11-S-G1 | 00845384016472 | 10.5 cm QD Angle Attachment, G1 | Power Tools | EA
MEDIUM-HD-G1 | 00845384016328 | 8 cm Heavy Duty Medium Attachment, G1 | Power Tools | EA
LONG-HD-G1 | 00845384016342 | 11 cm Heavy Duty Long Attachment, G1 | Power Tools | EA
QD8-G1 | 00845384016373 | 8 cm QD Angle Attachment, G1 | Power Tools | EA
QD14-S-G1 | 00845384016465 | 13.5 cm QD Angle Attachment, G1 | Power Tools | EA
QD8-S-G1 | 00845384016489 | 7.5 cm QD Angle Attachment, G1 | Power Tools | EA
SC3001 | 00845384017431 | G1 Electric Console, Without Irrigation | Power Tools | EA
MA-10C | 00845384004301 | Bearing Sleeve, 10cm Curved. Use with Minimal Access Attachments. | Power Tools | EA
MA-10S | 00845384004318 | Bearing Sleeve, 10cm Straight. Use with Minimal Access Attachments. | Power Tools | EA
MA-15ST | 00845384004349 | Bearing Sleeve, 15 cm Straight Taper. Use with Minimal Access Attachments. | Power Tools | EA
XL-HD-G1 | 00845384016526 | 20.2 cm Heavy Duty X-Long Attachment, G1 | Power Tools | EA
200003001 | 10603295525783 | EMPHASYS™ KINCISE™ SYSTEM Straight Shell/Liner Impactor - Long | Power Tools | EA
200003002 | 10603295525813 | EMPHASYS™ KINCISE™ System Offset Shell/Liner Impactor | Power Tools | EA
200003012 | 10603295525790 | EMPHASYS™ KINCISE™ System Straight Shell/Liner Impactor - Short | Power Tools | EA
200003201 | 10603295525776 | EMPHASYS™ KINCISE™ System Stem Impactor - Straight | Power Tools | EA
200003202 | 10603295525820 | EMPHASYS™ KINCISE™ System Stem Impactor - Offset | Power Tools | EA
200002002 | 10603295525912 | KINCISE™ System Primary Hip PINNACLE™ Straight Shell/Liner Impactor - Long | Power Tools | EA
200002003 | 10603295525905 | KINCISE™ System Primary Hip PINNACLE™ Offset Shell/Liner Impactor | Power Tools | EA
200002005 | 10603295525899 | KINCISE™ System Primary Hip PINNACLE™ Inclination Guide | Power Tools | EA
200002006 | 10603295525936 | KINCISE™ System Primary Hip PINNACLE™ Version Guide | Power Tools | EA
200002012 | 10603295525929 | KINCISE™ System Primary Hip PINNACLE™ Straight Shell/Liner Impactor - Short | Power Tools | EA
200002101 | 10603295525868 | KINCISE™ System Primary Hip Femoral Broach Adapter - Curved | Power Tools | EA
200002102 | 10603295525943 | KINCISE™ System Primary Hip Femoral Broach Adapter - Straight | Power Tools | EA
200002202 | 10603295525851 | KINCISE™ System Primary Hip CORAIL™ TRI-LOCK™ Stem Impactor - Offset | Power Tools | EA
200002203 | 10603295525844 | KINCISE™ System Primary Hip ACTIS™ Stem Impactor - Offset | Power Tools | EA
200002301 | 10603295525882 | KINCISE™ System Primary Hip Femoral Head Impactor - Shaft | Power Tools | EA
200007008 | 07612334269119 | KINCISE™ System ATTUNE™ Revision Broach Adapter | Power Tools | EA
200002020 | 07612334268655 | KINCISE™ System Manual Handle | Power Tools | EA
200002212 | 07612334268730 | KINCISE™ System Primary Hip CORAIL™ TRI-LOCK™ SUMMIT™ Stem Impactor- Straight | Power Tools | EA
2000-00-001 | 07612334268563 | KINCISE™ System Automated Surgical Handpiece V2 | Power Tools | EA
200002213 | 07612334268747 | KINCISE™ System Primary Hip ACTIS™ Stem Impactor - Straight | Power Tools | EA
200002008 | 07612334268631 | KINCISE™ System Primary Hip, Screwdriver, hexagonal, 8.0mm | Power Tools | EA
200004012 | 07612334268853 | KINCISE™ System Primary Hip Threaded Femoral STEM Extractor - M6 X 1mm | Power Tools | EA
MIA16-5DRM | 00845384016588 | 5 mm x 8.4 mm Fluted Drum. | Power Tools | EA
QD11-8ND | 00845384006343 | 2.5 mm Diamond Matchstick. Use with QD11 Attachment. | Power Tools | EA
XL-HD | 00845384010630 | 20.2 cm Heavy Duty Extra Long Attachment. Use with XMax, eMax Systems. | Power Tools | EA
SC2100 | 00845384008606 | eMax 2 Plus Console | Power Tools | EA
SHORT | 00845384008798 | 5 cm Short Attachment. Use with XMax, eMax Systems. | Power Tools | EA
SHORT-HD | 00845384008804 | 5 cm Short Heavy Duty Attachment. Use with XMax, eMax Systems. | Power Tools | EA
SC2101 | 00845384011972 | eMax 2 Plus Console, Single Port with Irrigation | Power Tools | EA
SC2102 | 00845384011989 | eMax 2 Plus Console, Single Port, No Irrigation | Power Tools | EA
CRANI-A-G1 | 00845384016410 | 15 mm Craniotome Attachment, G1 | Power Tools | EA
CRANI-L-G1 | 00845384016427 | 25 mm Craniotome Attachment, G1 | Power Tools | EA
OCM | 00845384017493 | Otologic Curved Micro (OCM) Attachment | Power Tools | EA
QD11-S | 00845384006381 | 10.5 cm Angle Attachment. Use with XMax, eMax Systems. | Power Tools | EA
QD14 | 00845384006398 | 14 cm Angle Attachment. Use with XMax, eMax Systems. | Power Tools | EA
QD14-S | 00845384006619 | 13.5 cm Angle Attachment. Use with XMax, eMax Systems. | Power Tools | EA
QD8 | 00845384006626 | 8 cm Angle Attachment. Use with XMax, eMax Systems. | Power Tools | EA
CRANI-A | 00845384001720 | 6.5 cm Adult Craniotome Attachment. Use with XMax, eMax Systems. | Power Tools | EA
CRANI-P | 00845384001775 | 6.5 cm Pediatric Craniotome Attachment. Use with XMax, eMax Systems. | Power Tools | EA
CSR60 | 00845384001782 | Perforator Driver with Hudson End, 60:1 Ratio. Use with XMax, eMax Systems. | Power Tools | EA
LONG | 00845384003571 | 11 cm Long Attachment. Use with XMax, eMax Systems. | Power Tools | EA
QD11 | 00845384005926 | 11 cm Angle Attachment. Use with XMax, eMax Systems. | Power Tools | EA
CRANI-P-G1 | 00845384016403 | 11.5 mm Craniotome Attachment, G1 | Power Tools | EA
QD8-S | 00845384007159 | 7.5 cm Angle Attachment. Use with XMax, eMax Systems. | Power Tools | EA
ADG | 00845384000228 | 7.2 cm Adjustable Drill Guide. Adjusts 3-6 mm increments. Use with XMax, eMax Systems. | Power Tools | EA
CRANI-L | 00845384001751 | 7.5 cm Large Craniotome Attachment. Use with XMax, eMax Systems. | Power Tools | EA
EMAX2-HC | 00845384002031 | eMax 2 and eMax 2 Plus Hand Control | Power Tools | EA
EMAX2PLUS | 00845384002055 | eMax 2 Plus Handpiece | Power Tools | EA
LONG-HD | 00845384003595 | 12.4 cm Heavy Duty Long Attachment. Use with XMax, eMax Systems. | Power Tools | EA
LONG-S | 00845384003601 | 10.5 cm Long Attachment. Use with XMax, eMax Systems. | Power Tools | EA
MA-D20 | 00845384004356 | Minimal Access 20° Angle Driver. Use with XMax, eMax Systems. | Power Tools | EA
MA-DRIVER | 00845384004370 | Minimal Access Straight Driver. Use with XMax, eMax Systems. | Power Tools | EA
MEDIUM-HD | 00845384004905 | 8 cm Medium Heavy Duty Attachment. Use with XMax, eMax Systems. | Power Tools | EA
MIA16 | 00845384005070 | 16 cm Minimally Invasive Attachment. Use with XMax, eMax Systems. | Power Tools | EA
MEDIUM | 00845384004899 | 8 cm Medium Attachment. Use with XMax, eMax Systems. | Power Tools | EA
S-SAW | 00845384008521 | Sagittal microSaw Attachment. Use with all Anspach Systems. | Power Tools | EA
SA-JACOBS | 00845384008538 | Small Attachment, Keyless Jacobs Chuck. Use with all Anspach Systems. | Power Tools | EA
XMAX | 00845384010791 | XMax Handpiece | Power Tools | EA
QD8-5D-2 | 00845384011545 | 5 mm Diamond Ball, 2 mm Shaft Exposure. Use with QD8 Attachment. | Power Tools | EA
QD8-5B-C-10F | 00845384011811 | 5 mm Carbide Fluted Ball, 10 Flutes. Use with QD8 Attachment. | Power Tools | EA
QD11-4BA-A | 00845384012016 | 4 mm x 11 mm Fluted Barrel, 14 Flutes. Use with QD11 Attachment. | Power Tools | EA
MO-3105 | 00845384012061 | 18.5 mm x 9 mm Oscillating Micro Blade. Use with O-SAW Attachment. | Power Tools | EA
MS-3105 | 00845384012092 | 18.5 mm x 9 mm Sagittal Micro Blade. Use with S-SAW Attachment. | Power Tools | EA
QD11-5B-A | 00845384012184 | 5 mm Fluted Ball, Less Aggressive. Use with QD11 Attachment. | Power Tools | EA
QD14-5B-A | 00845384012191 | 5 mm Fluted Ball, Less Aggressive. Use with QD14 Attachment. | Power Tools | EA
SA-JLATCH | 00845384008545 | Small Attachment, J-Latch. Use with all Anspach Systems. | Power Tools | EA
QD14-4BA | 00845384011101 | 4 mm x 8 mm Fluted Barrel. Use with QD14 Attachment. | Power Tools | EA
MA19-4B | 00845384011897 | 4 mm Fluted Ball, 19 cm. Use with MA-19 Bearing Sleeves. | Power Tools | EA
MO-3225 | 00845384012078 | 31 mm x 9 mm Oscillating Micro Blade. Use with O-SAW Attachment. | Power Tools | EA
MO-3515 | 00845384012085 | 42 mm x 13.3 mm Oscillating Micro Blade. Use with O-SAW Attachment. | Power Tools | EA
MS-3225 | 00845384012108 | 31 mm x 9 mm Sagittal Micro Blade. Use with S-SAW Attachment. | Power Tools | EA
MS-3515 | 00845384012115 | 42 mm x 13.3 mm Sagittal Micro Blade. Use with S-SAW Attachment. | Power Tools | EA
QD11-4DX-20 | 00845384012351 | 4 mm Extra Coarse Diamond Ball, 20/30 Grit. Use with QD11 Attachment. | Power Tools | EA
L-5B-A-G1 | 00845384014249 | 5 mm Fluted Ball, Less Aggressive. Use with LONG-G1, QD14-G1, LONG, QD14, QD14-S Attachments. | Power Tools | EA
QD11-3SD | 00845384005995 | 3 mm Diamond Ball. Use with QD11 Attachment. | Power Tools | EA
QD11-5B | 00845384006138 | 5 mm Fluted Ball. Use with QD11 Attachment. | Power Tools | EA
QD14-8NSDC | 00845384006602 | 3.2 mm Coarse Diamond Matchstick. Use with QD14 Attachment. | Power Tools | EA
QD8-1SD | 00845384006701 | 1 mm Diamond Ball. Use with QD8 Attachment. | Power Tools | EA
QD8-6B | 00845384007050 | 6 mm Fluted Ball. Use with QD8 Attachment. | Power Tools | EA
QD11-4B | 00845384006039 | 4 mm Fluted Ball. Use with QD11 Attachment. | Power Tools | EA
QD11-4D | 00845384006053 | 4 mm Diamond Ball. Use with QD11 Attachment. | Power Tools | EA
QD11-8N-18 | 00845384006336 | 1.8 mm Fluted Matchstick. Use with QD11 Attachment. | Power Tools | EA
QD14-5DC | 00845384006527 | 5 mm Coarse Diamond Ball. Use with QD14 Attachment. | Power Tools | EA
QD8-2SB | 00845384006756 | 2 mm Fluted Ball. Use with QD8 Attachment. | Power Tools | EA
QD8-3SB | 00845384006817 | 3 mm Fluted Ball. Use with QD8 Attachment. | Power Tools | EA
QD11-1SB | 00845384005940 | 1 mm Fluted Ball. Use with QD11 Attachment. | Power Tools | EA
QD11-1SD | 00845384005957 | 1 mm Diamond Ball. Use with QD11 Attachment. | Power Tools | EA
QD11-3SB | 00845384005988 | 3 mm Fluted Ball. Use with QD11 Attachment. | Power Tools | EA
QD11-4DC | 00845384006060 | 4 mm Coarse Diamond Ball. Use with QD11 Attachment. | Power Tools | EA
QD11-4OV | 00845384006091 | 4 mm x 8 mm Fluted Oval. Use with QD11 Attachment. | Power Tools | EA
QD11-5DC | 00845384006183 | 5 mm Coarse Diamond Ball. Use with QD11 Attachment. | Power Tools | EA
QD11-5DRM | 00845384006190 | 5 mm x 8.4 mm Fluted Drum. Use with QD11 Attachment. | Power Tools | EA
QD11-5DX | 00845384006206 | 5 mm Extra Coarse Diamond Ball. Use with QD11 Attachment. | Power Tools | EA
QD11-6BA-A | 00845384006251 | 6 mm x 11.3 mm Fluted Barrell. Use with QD11 Attachment. | Power Tools | EA
QD11-6DC | 00845384006275 | 6 mm Coarse Diamond Ball. Use with QD11 Attachment. | Power Tools | EA
QD11-8NS-M | 00845384006367 | 3 mm Fluted Matchstick, Less Aggressive. Use with QD11 Attachment. | Power Tools | EA
QD14-1SD | 00845384006411 | 1 mm Diamond Ball. Use with QD14 Attachment. | Power Tools | EA
QD11-3SDC | 00845384006008 | 3 mm Coarse Diamond Ball. Use with QD11 Attachment. | Power Tools | EA
QD14-2SD | 00845384006428 | 2 mm Diamond Ball. Use with QD14 Attachment. | Power Tools | EA
QD14-4D | 00845384006473 | 4 mm Diamond Ball. Use with QD14 Attachment. | Power Tools | EA
QD14-6B | 00845384006534 | 6 mm Fluted Ball. Use with QD14 Attachment. | Power Tools | EA
QD14-6D | 00845384006541 | 6 mm Diamond Ball. Use with QD14 Attachment. | Power Tools | EA
QD14-6DX | 00845384006558 | 6 mm Extra Coarse Diamond Ball. Use with QD14 Attachment. | Power Tools | EA
QD14-8N-18 | 00845384006572 | 1.8 mm Fluted Matchstick. Use with QD14 Attachment. | Power Tools | EA
QD14-8ND | 00845384006589 | 2.5 mm Diamond Matchstick. Use with QD14 Attachment. | Power Tools | EA
QD14-8NS | 00845384006596 | 3 mm Fluted Matchstick. Use with QD14 Attachment. | Power Tools | EA
QD8-05B | 00845384006633 | 0.5 mm Fluted Ball, Extended Length. Use with QD8 Attachment. | Power Tools | EA
QD8-15SD | 00845384006664 | 1.5 mm Diamond Ball. Use with QD8 Attachment. | Power Tools | EA
QD8-15SDC | 00845384006671 | 1.5 mm Coarse Diamond Ball, 120/140 Grit. Use with QD8 Attachment. | Power Tools | EA
QD8-1R | 00845384006688 | 1.4 mm x 12.8 mm Fluted Router. Use with QD8 Attachment. | Power Tools | EA
QD8-25SB | 00845384006725 | 2.5 mm Fluted Ball. Use with QD8 Attachment. | Power Tools | EA
QD8-25SD | 00845384006732 | 2.5 mm Diamond Ball. Use with QD8 Attachment. | Power Tools | EA
QD8-2SD | 00845384006763 | 2 mm Diamond Ball. Use with QD8 Attachment. | Power Tools | EA
QD8-2SDC | 00845384006787 | 2 mm Coarse Diamond Ball. Use with QD8 Attachment. | Power Tools | EA
QD8-35SDC | 00845384006800 | 3.5 mm Coarse Diamond Ball. Use with QD8 Attachment. | Power Tools | EA
QD8-3SD-100 | 00845384006848 | 3 mm Diamond Ball, 100/120 Grit. Use with QD8 Attachment. | Power Tools | EA
QD8-4DC | 00845384006893 | 4 mm Coarse Diamond Ball. Use with QD8 Attachment. | Power Tools | EA
QD8-5DX | 00845384007005 | 5 mm Extra Coarse Diamond Ball. Use with QD8 Attachment. | Power Tools | EA
QD8-6DC | 00845384007081 | 6 mm Coarse Diamond Ball. Use with QD8 Attachment. | Power Tools | EA
QD8-6DX | 00845384007098 | 6 mm Extra Coarse Diamond Ball. Use with QD8 Attachment. | Power Tools | EA
QD8-7B | 00845384007104 | 7 mm Fluted Ball. Use with QD8 Attachment. | Power Tools | EA
QD8-8N | 00845384007111 | 2.3 mm Fluted Matchstick. Use with QD8 Attachment. | Power Tools | EA
QD8-8N-18 | 00845384007128 | 1.8 mm Fluted Matchstick. Use with QD8 Attachment. | Power Tools | EA
QD8-8ND | 00845384007135 | 2.5 mm Diamond Matchstick. Use with QD8 Attachment. | Power Tools | EA
QD8-8NS | 00845384007142 | 3 mm Fluted Matchstick. Use with QD8 Attachment. | Power Tools | EA
AUTOLUBE-III-20 | 00845384000402 | Pneumatic Foot Control, 20 Ft Hose | Power Tools | EA
AUTOLUBE-III-MA7 | 00845384000464 | Pneumatic Foot Control, MA7 Adapter | Power Tools | EA
CDA | 00845384001676 | 6.8 cm Controlled Depth Attachment. Adjusts 1-4 mm increments. Use with XMax, eMax Systems. | Power Tools | EA
CDA-1R | 00845384001683 | 1.2 mm x 12.8 mm Fluted Router. Use with CDA Attachment. | Power Tools | EA
CRANI-L-R | 00845384001768 | 7.5 cm Large Rotating Craniotome Attachment. Use with XMax, eMax Systems. | Power Tools | EA
LHD-6B-M | 00845384003496 | 6 mm Fluted Ball. Use with LONG-HD Attachment. | Power Tools | EA
LS-3406 | 00845384003625 | 6 mm x 20 mm Graft Harvesting Blade. Use with E-SAGITTAL, B- SAGITTAL, and MM-SAGITTAL Saws. | Power Tools | EA
LS-3407 | 00845384003632 | 7 mm x 20 mm Graft Harvesting Blade. Use with E-SAGITTAL, B- SAGITTAL, and MM-SAGITTAL Saws. | Power Tools | EA
LS-3409 | 00845384003656 | 9 mm x 20 mm Graft Harvesting Blade. Use with E-SAGITTAL, B- SAGITTAL, and MM-SAGITTAL Saws. | Power Tools | EA
LS-3411 | 00845384003670 | 11 mm x 20 mm Graft Harvesting Blade. Use with E-SAGITTAL, B- SAGITTAL, and MM-SAGITTAL Saws. | Power Tools | EA
LS-3412 | 00845384003687 | 12 mm x 20 mm Graft Harvesting Blade. Use with E-SAGITTAL, B- SAGITTAL, and MM-SAGITTAL Saws. | Power Tools | EA
QD11-1R | 00845384005933 | 1.4 mm x 12.8 mm Fluted Router. Use with QD11 Attachment. | Power Tools | EA
QD11-2SB | 00845384005964 | 2 mm Fluted Ball. Use with QD11 Attachment. | Power Tools | EA
QD11-2SD | 00845384005971 | 2 mm Diamond Ball. Use with QD11 Attachment. | Power Tools | EA
E-HC | 00845384016595 | Hand Control, Electric Handpiece EM | Power Tools | EA
QD11-4DX | 00845384006084 | 4 mm Extra Coarse Diamond Ball. Use with QD11 Attachment. | Power Tools | EA
QD11-4OVDC | 00845384006114 | 4 mm x 8 mm Coarse Diamond Oval. Use with QD11 Attachment. | Power Tools | EA
QD11-5B-12F | 00845384006145 | 5 mm Fluted Ball, 12 Flutes. Use with QD11 Attachment. | Power Tools | EA
QD11-5BA-A | 00845384006169 | 5 mm x 11.3 mm Fluted Barrel. Use with QD11 Attachment. | Power Tools | EA
QD11-5D | 00845384006176 | 5 mm Diamond Ball. Use with QD11 Attachment. | Power Tools | EA
QD11-5OV | 00845384006213 | 5 mm x 10 mm Fluted Oval. Use with QD11 Attachment. | Power Tools | EA
QD11-6B | 00845384006244 | 6 mm Fluted Ball. Use with QD11 Attachment. | Power Tools | EA
QD11-6D | 00845384006268 | 6 mm Diamond Ball. Use with QD11 Attachment. | Power Tools | EA
QD11-6DX | 00845384006282 | 6 mm Extra Coarse Diamond Ball. Use with QD11 Attachment. | Power Tools | EA
QD11-7B | 00845384006305 | 7 mm Fluted Ball. Use with QD11 Attachment. | Power Tools | EA
QD11-8N | 00845384006329 | 2.3 mm Fluted Matchstick. Use with QD11 Attachment. | Power Tools | EA
QD11-8NS | 00845384006350 | 3 mm Fluted Matchstick. Use with QD11 Attachment. | Power Tools | EA
QD11-8NSDC | 00845384006374 | 3.2 mm Coarse Diamond Matchstick. Use with QD11 Attachment. | Power Tools | EA
QD14-3SB | 00845384006435 | 3 mm Fluted Ball. Use with QD14 Attachment. | Power Tools | EA
QD14-3SD | 00845384006442 | 3 mm Diamond Ball. Use with QD14 Attachment. | Power Tools | EA
QD14-47DRM | 00845384006459 | 4.7 mm x 8 mm Fluted Drum. Use with QD14 Attachment. | Power Tools | EA
QD14-4B | 00845384006466 | 4 mm Fluted Ball. Use with QD14 Attachment. | Power Tools | EA
QD14-4DC | 00845384006480 | 4 mm Coarse Diamond Ball. Use with QD14 Attachment. | Power Tools | EA
QD14-4OV | 00845384006497 | 4 mm x 8 mm Fluted Oval. Use with QD14 Attachment. | Power Tools | EA
QD14-5B | 00845384006503 | 5 mm Fluted Ball. Use with QD14 Attachment. | Power Tools | EA
QD14-5D | 00845384006510 | 5 mm Diamond Ball. Use with QD14 Attachment. | Power Tools | EA
QD14-8N | 00845384006565 | 2.3 mm Fluted Matchstick. Use with QD14 Attachment. | Power Tools | EA
QD8-05SD | 00845384006640 | 0.5 mm Diamond Ball. Use with QD8 Attachment. | Power Tools | EA
QD8-15SB | 00845384006657 | 1.5 mm Fluted Ball. Use with QD8 Attachment. | Power Tools | EA
QD8-1SB | 00845384006695 | 1 mm Fluted Ball. Use with QD8 Attachment. | Power Tools | EA
QD8-25SDC | 00845384006749 | 2.5 mm Coarse Diamond Ball. Use with QD8 Attachment. | Power Tools | EA
QD8-35SD | 00845384006794 | 3.5 mm Diamond Ball. Use with QD8 Attachment. | Power Tools | EA
QD8-3SD | 00845384006831 | 3 mm Diamond Ball. Use with QD8 Attachment. | Power Tools | EA
QD8-3SDC | 00845384006855 | 3 mm Coarse Diamond Ball. Use with QD8 Attachment. | Power Tools | EA
QD8-4B | 00845384006862 | 4 mm Fluted Ball. Use with QD8 Attachment. | Power Tools | EA
QD8-4D | 00845384006886 | 4 mm Diamond Ball. Use with QD8 Attachment. | Power Tools | EA
QD8-4DX | 00845384006916 | 4 mm Extra Coarse Diamond Ball. Use with QD8 Attachment. | Power Tools | EA
QD8-4OV | 00845384006923 | 4 mm x 8 mm Fluted Oval. Use with QD8 Attachment. | Power Tools | EA
QD8-5B | 00845384006954 | 5 mm Fluted Ball. Use with QD8 Attachment. | Power Tools | EA
QD8-5BA | 00845384006978 | 5 mm x 10 mm Fluted Barrel. Use with QD8 Attachment. | Power Tools | EA
QD8-5D | 00845384006985 | 5 mm Diamond Ball. Use with QD8 Attachment. | Power Tools | EA
QD8-5DC | 00845384006992 | 5 mm Coarse Diamond Ball. Use with QD8 Attachment. | Power Tools | EA
QD8-5OV | 00845384007012 | 5 mm x 10 mm Fluted Oval. Use with QD8 Attachment. | Power Tools | EA
QD8-6D | 00845384007074 | 6 mm Diamond Ball. Use with QD8 Attachment. | Power Tools | EA
R-SAW | 00845384007173 | Reciprocating microSaw Attachment. Use with all Anspach Systems. | Power Tools | EA
AUTOLUBE-III | 00845384000396 | Pneumatic Foot Control | Power Tools | EA
AUTOLUBE-III-IRR | 00845384000457 | Pneumatic Foot Control for Irrigation System | Power Tools | EA
CRANI-A-01 | 00845384001737 | 6.5 cm Adult Craniotome, Thin Foot Plate Attachment. Use with XMax, eMax Systems. | Power Tools | EA
CRANI-A-R | 00845384001744 | 6.5 cm Adult Rotating Craniotome Attachment. Use with XMax, eMax Systems. | Power Tools | EA
DRIVER | 00845384001928 | Keyless Driver. Use with XMax, eMax Systems. | Power Tools | EA
LS-3405 | 00845384003618 | 5 mm x 20 mm Graft Harvesting Blade. Use with E-SAGITTAL, B- SAGITTAL, and MM-SAGITTAL Saws. | Power Tools | EA
LS-3408 | 00845384003649 | 8 mm x 20 mm Graft Harvesting Blade. Use with E-SAGITTAL, B- SAGITTAL, and MM-SAGITTAL Saws. | Power Tools | EA
LS-3410 | 00845384003663 | 10 mm x 20 mm Graft Harvesting Blade. Use with E-SAGITTAL, B- SAGITTAL, and MM-SAGITTAL Saws. | Power Tools | EA
MO-3001 | 00845384005315 | 28.5 mm x 5.5 mm Oscillating Micro Blade. Use with O-SAW Attachment. | Power Tools | EA
MO-3003 | 00845384005339 | 21 mm x 5.5 mm Oscillating Micro Blade. Use with O-SAW Attachment. | Power Tools | EA
MO-3006 | 00845384005353 | 12 MM X 5.5 MM OSCILLATING MICRO BLADE. USE WITH O-SAW ATTACHMENT. | Power Tools | EA
MR-0500 | 00845384005384 | 6.6 mm, 9 Teeth/cm Reciprocating Micro Blade. Use with R-SAW Attachment. | Power Tools | EA
MR-0560 | 00845384005414 | 14 MM, 13 TEETH/CM RECIPROCATING MICRO BLADE. USE WITH R-SAW ATTACHMENT. | Power Tools | EA
MR-0580 | 00845384005421 | 20 MM, TEETH/CM RECIPROCATING MICRO BLADE. USE WITH R-SAW ATTACHMENT. | Power Tools | EA
MR-0600 | 00845384005438 | 25.4 mm, 9 Teeth/cm Reciprocating Micro Blade. Use with R-SAW Attachment. | Power Tools | EA
MR-14006 | 00845384005445 | 39.5 mm, 9 Teeth/cm Reciprocating Micro Blade. Use with R-SAW Attachment. | Power Tools | EA
MS-3100C | 00845384005483 | 41 mm x 14 mm Coarse Sagittal Saw Blade. Use with E-SAGITTAL, B- SAGITTAL, and MM-SAGITTAL Saws. | Power Tools | EA
MS-3101C | 00845384005506 | 24 MM X 9.5 MM COARSE SAGITTAL MICRO BLADE. USE WITH S-SAW ATTACHMENT. | Power Tools | EA
MS-3102 | 00845384005513 | 24 MM X 4.5 MM SAGITTAL MICRO BLADE. USE WITH S-SAW ATTACHMENT. | Power Tools | EA
MS-3104 | 00845384005520 | 15.2 mm x 9.5 mm Sagittal Micro Blade. Use with S-SAW Attachment. | Power Tools | EA
MS-3240 | 00845384005568 | 41 mm x 9.5 mm Sagittal Saw Blade. Use with E-SAGITTAL, B- SAGITTAL, and MM-SAGITTAL Saws. | Power Tools | EA
O-SAW | 00845384005612 | Oscillating microSaw Attachment. Use with all Anspach Systems. | Power Tools | EA
MO-3002 | 00845384005322 | 34 MM X 10 MM OSCILLATING MICRO BLADE. USE WITH O-SAW ATTACHMENT. | Power Tools | EA
MO-3005 | 00845384005346 | 18.5 mm x 10 mm Oscillating Micro Blade. Use with O-SAW Attachment. | Power Tools | EA
MR-0520 | 00845384005391 | 22.9 mm, 9 Teeth/cm Reciprocating Micro Blade. Use with R-SAW Attachment. | Power Tools | EA
MR-0540 | 00845384005407 | 25.1 mm, 14 Teeth/cm Reciprocating Micro Blade. Use with R-SAW Attachment. | Power Tools | EA
MS-3101 | 00845384005490 | 24 MM X 9.5 MM SAGITTAL MICRO BLADE. USE WITH S-SAW ATTACHMENT. | Power Tools | EA
MS-3106 | 00845384005537 | 24 MM X 5.5 MM SAGITTAL MICRO BLADE. USE WITH S-SAW ATTACHMENT. | Power Tools | EA
MS-3108 | 00845384005544 | 33 MM X 4 MM SAGITTAL MICRO BLADE. USE WITH S-SAW ATTACHMENT. | Power Tools | EA
MS-3231 | 00845384005551 | 41 mm x 19.5 mm Sagittal Saw Blade. Use with E-SAGITTAL, B- SAGITTAL, and MM-SAGITTAL Saws. | Power Tools | EA
SIL-15 | 00845384008897 | 3.2 mm Fluted Carbide Side Cutter. Use with B-SILVER Attachment. | Power Tools | EA
SIL-1510 | 00845384008903 | 1.55 mm x 10 mm Twist Drill. Use with B-SILVER Attachment. | Power Tools | EA
SIL-17-4C | 00845384009016 | 4 mm Coarse Diamond Ball. Use with B-SILVER Attachment. | Power Tools | EA
SIL-17-4CX | 00845384009023 | 4 mm Extra Coarse Diamond Ball. Use with B-SILVER Attachment. | Power Tools | EA
SIL-17-5 | 00845384009030 | 5 mm Diamond Ball. Use with B-SILVER Attachment. | Power Tools | EA
SIL-2 | 00845384009122 | 2.15 mm x 25.4 mm Fluted Router. Use with B-SILVER Attachment. | Power Tools | EA
SIL-23 | 00845384009160 | 14.7 mm Coring Tool. Use with B-SILVER Attachment. | Power Tools | EA
SIL-24 | 00845384009177 | 6 mm Fluted Acorn. Use with B-SILVER Attachment. | Power Tools | EA
SIL-3-10 | 00845384009214 | 1.93 mm Suture Pass Drill / 1.17 eye. Use with B-SILVER Attachment. | Power Tools | EA
SIL-32 | 00845384009221 | 7.5 mm Fluted Acorn. Use with B-SILVER Attachment. | Power Tools | EA
SIL-38 | 00845384009238 | 9.2 mm Fluted Acorn. Use with B-SILVER Attachment. | Power Tools | EA
SIL-464-4 | 00845384009269 | Twist Drill for 2.0 mm x 4 mm Screw. Use with B-SILVER Attachment. | Power Tools | EA
SIL-466-6 | 00845384009276 | Twist Drill for 2.0 mm x 6 mm Screw. Use with B-SILVER Attachment. | Power Tools | EA
SIL-6 | 00845384009313 | 6 mm Fluted Ball. Use with B-SILVER Attachment. | Power Tools | EA
SIL-8-18 | 00845384009351 | 1.8 mm Fluted Matchstick. Use with B-SILVER Attachment. | Power Tools | EA
SIL-14 | 00845384008873 | 25.4 mm Diamond Disc. Use with B-SILVER Attachment. | Power Tools | EA
SIL-DS-A | 00845384009405 | 1.7 mm x 11.9 mm Twist Drill with Depth Stop, Aesculap. Use with B-SILVER Attachment. | Power Tools | EA
TURQ-17-3 | 00845384009542 | 3 mm Diamond Ball. Use with B-TURQUOISE Attachment. | Power Tools | EA
TURQ-17-4 | 00845384009566 | 4 mm Diamond Ball. Use with B-TURQUOISE Attachment. | Power Tools | EA
TURQ-17-5C | 00845384009603 | 5 mm Coarse Diamond Ball. Use with B-TURQUOISE Attachment. | Power Tools | EA
TURQ-17-6 | 00845384009627 | 6 mm Diamond Ball. Use with B-TURQUOISE Attachment. | Power Tools | EA
TURQ-406-6 | 00845384009672 | Twist Drill for 1.25 mm x 6 mm Screw. Use with B-TURQUOISE Attachment. | Power Tools | EA
TURQ-434-4 | 00845384009689 | Twist Drill for 1.5 mm x 4 mm Screw. Use with B-TURQUOISE Attachment. | Power Tools | EA
TURQ-5 | 00845384009702 | 5 mm Fluted Ball. Use with B-TURQUOISE Attachment. | Power Tools | EA
TURQ-6 | 00845384009719 | 6 mm Fluted Ball. Use with B-TURQUOISE Attachment. | Power Tools | EA
TURQ-L17-3 | 00845384009832 | 3 mm Diamond Ball. Use with B-TURQ-L Attachment. | Power Tools | EA
TURQ-L17-4 | 00845384009856 | 4 mm Diamond Ball. Use with B-TURQ-L Attachment. | Power Tools | EA
TURQ-L17-4C | 00845384009863 | 4 mm Coarse Diamond Ball. Use with B-TURQ-L Attachment. | Power Tools | EA
TURQ-L17-5 | 00845384009887 | 5 mm Diamond Ball. Use with B-TURQ-L Attachment. | Power Tools | EA
TURQ-L17-5C | 00845384009894 | 5 mm Coarse Diamond Ball. Use with B-TURQ-L Attachment. | Power Tools | EA
TURQ-L17-6C | 00845384009924 | 6 mm Coarse Diamond Ball. Use with B-TURQ-L Attachment. | Power Tools | EA
TURQ-L17-6CX | 00845384009931 | 6 mm Extra Coarse Diamond Ball. Use with B-TURQ-L Attachment. | Power Tools | EA
TURQ-L3 | 00845384009962 | 3 mm Fluted Ball. Use with B-TURQ-L Attachment. | Power Tools | EA
TURQ-L6 | 00845384010012 | 6 mm Fluted Ball. Use with B-TURQ-L Attachment. | Power Tools | EA
TURQ-L8 | 00845384010029 | 3 mm Fluted Matchstick. Use with B-TURQ-L Attachment. | Power Tools | EA
TURQ-L8-18 | 00845384010036 | 1.8 mm Fluted Matchstick. Use with B-TURQ-L Attachment. | Power Tools | EA
TURQ-L8-L | 00845384010050 | 3 mm Fluted Matchstick, Extends 20.8 mm. Use with B-TURQ-L Attachment. | Power Tools | EA
TURQ-L8D-25 | 00845384010074 | 2.5 mm Diamond Matchstick. Use with B-TURQ-L Attachment. | Power Tools | EA
TURQ-L9-58 | 00845384010098 | 5 mm x 8.4 mm Fluted Drum. Use with B-TURQ-L Attachment. | Power Tools | EA
VIO-17-3 | 00845384010173 | 3 mm Diamond Ball. Use with B-VIOLET Attachment. | Power Tools | EA
VIO-17-4 | 00845384010197 | 4 mm Diamond Ball. Use with B-VIOLET Attachment. | Power Tools | EA
VIO-17-5 | 00845384010227 | 5 mm Diamond Ball. Use with B-VIOLET Attachment. | Power Tools | EA
VIO-17-6CX | 00845384010272 | 6 mm Extra Coarse Diamond Ball. Use with B-VIOLET Attachment. | Power Tools | EA
VIO-2 | 00845384010289 | 2.15 mm x 25.4 mm Fluted Router. Use with B-VIOLET Attachment. | Power Tools | EA
VIO-24 | 00845384010296 | 6 mm Fluted Acorn. Use with B-VIOLET Attachment. | Power Tools | EA
VIO-2XL | 00845384010319 | 3.05 mm x 38.2 mm Fluted Router. Use with B-VIOLET Attachment. | Power Tools | EA
VIO-32 | 00845384010333 | 7.5 mm Fluted Acorn. Use with B-VIOLET Attachment. | Power Tools | EA
VIO-38 | 00845384010340 | 9.2 mm Fluted Acorn. Use with B-VIOLET Attachment. | Power Tools | EA
VIO-40-5 | 00845384010388 | 5 mm x 10 mm Fluted Oval. Use with B-VIOLET Attachment. | Power Tools | EA
VIO-5 | 00845384010418 | 5 mm Fluted Ball. Use with B-VIOLET Attachment. | Power Tools | EA
VIO-6 | 00845384010425 | 6 mm Fluted Ball. Use with B-VIOLET Attachment. | Power Tools | EA
VIO-8 | 00845384010470 | 3 mm Fluted Matchstick. Use with B-VIOLET Attachment. | Power Tools | EA
VIO-8-18 | 00845384010487 | 1.8 mm Fluted Matchstick. Use with B-VIOLET Attachment. | Power Tools | EA
VIO-8-M | 00845384010494 | 3 mm Fluted Matchstick, Less Aggressive. Use with B-VIOLET Attachment. | Power Tools | EA
TURQ-L5 | 00845384010005 | 5 mm Fluted Ball. Use with B-TURQ-L Attachment. | Power Tools | EA
SIL-0 | 00845384008828 | 1.12 mm x 6.35 mm Fluted Router. Use with B-SILVER Attachment. | Power Tools | EA
SIL-1 | 00845384008835 | 1.85 mm x 16 mm Fluted Router. Use with B-SILVER Attachment. | Power Tools | EA
SIL-10 | 00845384008859 | 9.5 mm Fluted Drum. Use with B-SILVER Attachment. | Power Tools | EA
SIL-14-17 | 00845384008880 | 17 mm Diamond Disc. Use with B-SILVER Attachment. | Power Tools | EA
SIL-16XL2 | 00845384008934 | 6.7 mm x 45 mm Coring Tool. Use with B-SILVER Attachment. | Power Tools | EA
SIL-17-3 | 00845384008989 | 3 mm Diamond Ball. Use with B-SILVER Attachment. | Power Tools | EA
SIL-17-4 | 00845384009009 | 4 mm Diamond Ball. Use with B-SILVER Attachment. | Power Tools | EA
SIL-17-5CX | 00845384009054 | 5 mm Extra Coarse Diamond Ball. Use with B-SILVER Attachment. | Power Tools | EA
SIL-17-6 | 00845384009061 | 6 mm Diamond Ball. Use with B-SILVER Attachment. | Power Tools | EA
SIL-2XL | 00845384009191 | 3.05 mm x 38.2 mm Fluted Router. Use with B-SILVER Attachment. | Power Tools | EA
SIL-3 | 00845384009207 | 3 mm Fluted Ball. Use with B-SILVER Attachment. | Power Tools | EA
SIL-39 | 00845384009245 | 5 mm Fluted Acorn. Use with B-SILVER Attachment. | Power Tools | EA
SIL-4 | 00845384009252 | 4 mm Fluted Ball. Use with B-SILVER Attachment. | Power Tools | EA
SIL-47 | 00845384009283 | 6.2 mm Fluted Bell, Side Cut Only. Use with B-SILVER Attachment. | Power Tools | EA
SIL-5 | 00845384009290 | 5 mm Fluted Ball. Use with B-SILVER Attachment. | Power Tools | EA
SIL-7 | 00845384009320 | 7 mm Fluted Ball. Use with B-SILVER Attachment. | Power Tools | EA
SIL-7-9 | 00845384009337 | 9 mm Fluted Ball. Use with B-SILVER Attachment. | Power Tools | EA
SIL-8 | 00845384009344 | 3 mm Fluted Matchstick. Use with B-SILVER Attachment. | Power Tools | EA
SIL-9 | 00845384009382 | 6.4 mm Fluted Drum. Use with B-SILVER Attachment. | Power Tools | EA
TURQ-1 | 00845384009504 | 1.4 mm x 12.8 mm Fluted Router. Use with B-TURQUOISE, B-TURQ-X, or B- TURQ-CDA Attachments. | Power Tools | EA
TURQ-17-2 | 00845384009528 | 2 mm Diamond Ball. Use with B-TURQUOISE Attachment. | Power Tools | EA
TURQ-3 | 00845384009641 | 3 mm Fluted Ball. Use with B-TURQUOISE Attachment. | Power Tools | EA
TURQ-4 | 00845384009658 | 4 mm Fluted Ball. Use with B-TURQUOISE Attachment. | Power Tools | EA
TURQ-436-6 | 00845384009696 | Twist Drill for 1.5 mm x 6 mm Screw. Use with B-TURQUOISE Attachment. | Power Tools | EA
TURQ-8 | 00845384009733 | 3 mm Fluted Matchstick. Use with B-TURQUOISE Attachment. | Power Tools | EA
TURQ-L1 | 00845384009788 | 1.4 mm x 12.8 mm Fluted Router. Use with B-TURQ-L Attachment. | Power Tools | EA
TURQ-L17-2 | 00845384009818 | 2 mm Diamond Ball. Use with B-TURQ-L Attachment. | Power Tools | EA
TURQ-L17-3C | 00845384009849 | 3 mm Coarse Diamond Ball. Use with B-TURQ-L Attachment. | Power Tools | EA
TURQ-L17-4CX | 00845384009870 | 4 mm Extra Coarse Diamond Ball. Use with B-TURQ-L Attachment. | Power Tools | EA
TURQ-L17-5CX | 00845384009900 | 5 mm Extra Coarse Diamond Ball. Use with B-TURQ-L Attachment. | Power Tools | EA
TURQ-L17-7CX | 00845384009955 | 7 mm Extra Coarse Diamond Ball. Use with B-TURQ-L Attachment. | Power Tools | EA
TURQ-L4 | 00845384009979 | 4 mm Fluted Ball. Use with B-TURQ-L Attachment. | Power Tools | EA
TURQ-L8-23 | 00845384010043 | 2.3 mm Fluted Matchstick. Use with B-TURQ-L Attachment. | Power Tools | EA
TURQ-L8-M | 00845384010067 | 3 mm Fluted Matchstick, Less Aggressive. Use with B-TURQ-L Attachment. | Power Tools | EA
VIO-3 | 00845384010326 | 3 mm Fluted Ball. Use with B-VIOLET Attachment. | Power Tools | EA
VIO-4 | 00845384010364 | 4 mm Fluted Ball. Use with B-VIOLET Attachment. | Power Tools | EA
VIO-40-4 | 00845384010371 | 4 mm x 8 mm Fluted Oval. Use with B-VIOLET Attachment. | Power Tools | EA
VIO-7-2 | 00845384010456 | 2 mm Fluted Ball. Use with B-VIOLET Attachment. | Power Tools | EA
VIO-87-5 | 00845384010500 | 5 mm x 10 mm Fluted Barrel. Use with B-VIOLET Attachment. | Power Tools | EA
EM-1961-11-FP | 00845384012306 | IV Pole for Console (REPLACEMENT PART) | Power Tools | EA
GREY-471-50 | 00845384002192 | 1.1 mm Twist Drill for 1.5 mm Screw. Use with B-GREY-ADG Attachment. | Power Tools | EA
GRE-1 | 00845384002154 | 1.85 mm x 16 mm Fluted Router. Use with B-GREEN Attachments. | Power Tools | EA
RED-2 | 00845384007234 | 2.15 mm x 25.4 mm Fluted Router. Use with B-RED Attachment. | Power Tools | EA
RED-32 | 00845384007265 | 7.5 mm Fluted Acorn. Use with B-RED Attachment. | Power Tools | EA
RED-8 | 00845384007333 | 3 mm Fluted Matchstick. Use with B-RED Attachment. | Power Tools | EA
RED-9 | 00845384007340 | 6.4 mm Fluted Drum. Use with B-RED Attachment. | Power Tools | EA
AUTOLUBE-III-FG7 | 00845384000433 | Pneumatic Foot Control, Foot Guard and MA7 Adapter | Power Tools | EA
BLA-15 | 00845384000945 | 3.2 mm Fluted Carbide Side Cutter. Use with B-BLACK Attachment. | Power Tools | EA
BLA-2 | 00845384000952 | 2.15 mm x 25.4 mm Fluted Router. Use with B-BLACK Attachment. | Power Tools | EA
BLA-51 | 00845384001027 | 6.4 mm Fluted Cylindrical Carbide. Use with B-BLACK Attachment. | Power Tools | EA
BLU-32 | 00845384001294 | 7.5 mm Fluted Acorn. Use with B-BLUE-S Attachment. | Power Tools | EA
BLU-51 | 00845384001362 | 6.4 mm Fluted Cylindrical Carbide. Use with B-BLUE-S Attachment. | Power Tools | EA
BLU-8 | 00845384001409 | 3 mm Fluted Matchstick. Use with B-BLUE-S Attachment. | Power Tools | EA
BLU-8-18 | 00845384001416 | . Use with B-BLUE-S Attachment.1.8 mm Fluted Matchstick | Power Tools | EA
BLU-8D-32C | 00845384001447 | 3.7 mm Coarse Diamond Matchstick. Use with B-BLUE-S Attachment. | Power Tools | EA
BLU-9 | 00845384001454 | 6.4 mm Fluted Drum. Use with B-BLUE-S Attachment. | Power Tools | EA
BLU-9DCX | 00845384001492 | 6.8 mmx 10.6 mm Extra Coarse Diamond Drum. Use with B-BLUE-S Attachment. | Power Tools | EA
GOL-2 | 00845384002130 | 2.5 mm x 25.4 mm Fluted Router. Use with B-GOLD Attachment. | Power Tools | EA
GOL-2S | 00845384002147 | 2.47 mm x 30.3 mm Fluted Spiral Router. Use with B-GOLD Attachment. | Power Tools | EA
GREY-471-25 | 00845384002185 | 1.0 mm Twist Drill for 1.25 mm Screw. Use with B-GREY-ADG Attachment. | Power Tools | EA
LONG-01 | 00845384003588 | 10.5 cm Long Attachment, Non-Tapered End. Use with XMax, eMax Systems. | Power Tools | EA
S-62DRM-G1 | 00845384015840 | 6.2 mm x 4.6 mm Fluted Drum, Side Cut Only. Use with QD8-G1, SHORT-G1, QD8, QD8-S, SHORT Attachments. | Power Tools | EA
BLA-1 | 00845384000907 | 1.85 mm x 16 mm Fluted Router. Use with B-BLACK Attachment. | Power Tools | EA
BLA-10 | 00845384000914 | 9.5 mm Fluted Drum. Use with B-BLACK Attachment. | Power Tools | EA
BLA-5 | 00845384001010 | 5 mm Fluted Ball. Use with B-BLACK Attachment. | Power Tools | EA
BLA-9 | 00845384001072 | 6.4 mm Fluted Drum. Use with B-BLACK Attachment. | Power Tools | EA
BLU-10 | 00845384001157 | 9.5 mm Fluted Drum. Use with B-BLUE-S Attachment. | Power Tools | EA
BLU-7 | 00845384001386 | 7 mm Fluted Ball. Use with B-BLUE-S Attachment. | Power Tools | EA
BLU-8-M | 00845384001423 | 3 mm Fluted Matchstick, Less Aggressive. Use with B-BLUE-S Attachment. | Power Tools | EA
BLU-8D-32 | 00845384001430 | 3.2 mm Diamond Matchstick. Use with B-BLUE-S Attachment. | Power Tools | EA
BLU-CS5 | 00845384001515 | 5 mm x 14 mm Fluted Drum, Side Cut Only. Use with B-BLUE-S Attachment. | Power Tools | EA
BLU-LS9-35 | 00845384001560 | 3.5 mm x 19.8 mm Fluted Drum. Use with B-BLUE-S Attachment. | Power Tools | EA
BLU-LS9-5 | 00845384001577 | 4.7 mm x 20 mm Fluted Drum. Use with B-BLUE-S Attachment. | Power Tools | EA
BLU-LS9-5E | 00845384001584 | 4.7 mm x 20 mm Fluted Drum, Side Cut Only. Use with B-BLUE-S Attachment. | Power Tools | EA
GRE-1S | 00845384002178 | 2.15 mm x 22 mm Fluted Spiral Router. Use with B-GREEN Attachments. | Power Tools | EA
GREY-MIA20-7 | 00845384002413 | 7 mm Fluted Ball. Use with B-GREY-MIA20 Attachment. Use with B-GREY-MIA20 Attachment. | Power Tools | EA
MRA-8S | 00845384005476 | 2.3 mm x 4.5 mm Fluted Matchstick. Use with B-MRA-S Attachments. | Power Tools | EA
GREY-MIA20-4 | 00845384002406 | 4 mm Fluted Ball. Use with B-GREY-MIA20 Attachment. Use with B-GREY-MIA20 Attachment. | Power Tools | EA
MRA-8L | 00845384005452 | 2.3 mm x 4.5 mm Fluted Matchstick. Use with B-MRA-L Attachments. | Power Tools | EA
MRA-8M | 00845384005469 | 2.3 mm x 4.5 mm Fluted Matchstick. Use with B-MRA-M Attachments. | Power Tools | EA
ORNG-1 | 00845384005704 | 11.1 mm Fluted Router. Use with ORANGE Attachment. | Power Tools | EA
ORNG-1275 | 00845384005711 | 1.2 mm x 7.5 mm Twist Drill. Use with ORANGE Attachment. | Power Tools | EA
ORNG-8-18 | 00845384005766 | 1.8 mm Fluted Matchstick. Use with ORANGE Attachment. | Power Tools | EA
HE-4005-10-FP | 00845384012313 | Power Cord, Hospital Grade, 10 Ft, for Console and Irrigation Pump (REPLACEMENT PART) | Power Tools | EA
16-3100-FP | 00845384012276 | Console Indicator Label (REPLACEMENT PART) | Power Tools | EA
45-0432-FP | 00845384012320 | Ferrite Broadband Clamp On, 9.00 mm, for Power Cord (REPLACEMENT PART) | Power Tools | EA
B-COLLECTOR-1 | 00845384000549 | Bone Collector. Use with 3/16 in to 9/32 in (4.8 mm to 7.1 mm) internal diameter suction tubing. | Power Tools | EA
FILTER | 00845384002109 | Five Replacement Filters for AUTOLUBE-I | Power Tools | EA
FILTER-II | 00845384002116 | Five Replacement Filters for AUTOLUBE-II or AUTOLUBE-III | Power Tools | EA
1003-00-101 | 00845384018544 | KINCISE 4-PORT BATTERY CHARGER | Power Tools | EA
SDCB | 00845384017271 | Small Diameter Cleaning Brush | Power Tools | EA
G1-BSKT-INS | 00845384017462 | G1 Cleaning and Sterilization Basket - Insert | Power Tools | EA
CSRSC | 00845384001812 | Shaft Storage Cover for XMax, microMax, and eMax System Perforator Drivers. | Power Tools | EA
ACB | 00845384000211 | Attachment Cleaning Brushes (One 7 in Brush and One 12 in Brush) | Power Tools | EA
G1-BSKT-BTM | 00845384017455 | G1 Cleaning and Sterilization Basket - Bottom | Power Tools | EA
EMAX2-TRAY | 00845384002048 | eMax 2 Sterilization Case and Tray | Power Tools | EA
G1-BSKT-LID | 00845384017479 | G1 Cleaning and Sterilization Basket - Lid | Power Tools | EA
G1-BSKT-SLV | 00845384017486 | G1 Cleaning and Sterilization Basket - Connector Sleeve | Power Tools | EA
OIL-II | 00845384005636 | Instrument Oil and One Replacement Filter for AUTOLUBE-II or AUTOLUBE- III | Power Tools | EA
IRR-TUBE-HF | 00845384017202 | Sterile Irrigation High Flow Tube and Clips | Power Tools | EA
HOSECLIPS-G1 | 00845384017714 | G1 Irrigation Tube Hose Clips | Power Tools | EA
IRR-TUBE | 00845384017196 | Sterile Irrigation Tube and Clips | Power Tools | EA
IRR-CLIP-10 | 00845384002703 | 21.6 cm Irrigation Clip for 6 mm Diameter Tube. Use with QD8-G1, QD8-S-G1, SHORT-G1, SHORT Attachments. | Power Tools | EA
IRR-CLIP-60 | 00845384002758 | 31.8 cm Irrigation Clip for Tapered Tube Use with QD11, QD11-S, QD14, QD14-S, B-QD11, B-QD11-S, B-QD14, B-QD14-S Attachments. | Power Tools | EA
IRR-CLIP-20 | 00845384002710 | 26.7 cm Irrigation Clip for Tapered Tube. Use with QD8, QD8-S, B-QD8, B-QD8-S Attachments. | Power Tools | EA
IRR-CLIP-30 | 00845384002727 | 21.6 cm Irrigation Clip for 8 mm Diameter Tube. Use with SHORT-HD-G1, SHORT-HD, B-SILVER Attachments. | Power Tools | EA
IRR-CLIP-40 | 00845384002734 | 26.7 cm Irrigation Clip for 8 mm Diameter Tube. Use with LONG-HD-G1, MEDIUM-HD-G1, LONG-HD, MEDIUM-HD, B-BLUE-S, B-VIOLET Attachments. | Power Tools | EA
IRR-CLIP-50 | 00845384002741 | 26.7 cm Irrigation Clip for 6 mm Diameter Tube. Use with LONG-G1, MEDIUM-G1, MIA16-G1, QD11-G1, QD11-S-G1, LONG, LONG-S, LONG-01, MEDIUM, MIA16, B-TURQ-L Attachments. | Power Tools | EA
1000-00-101 | 00845384018520 | KINCISE AUTOMATED SURGICAL IMPACTOR | Power Tools | EA
1002-00-102 | 00845384018537 | KINCISE RECHARGEABLE LI-ION BATTERY | Power Tools | EA
1010-01-101 | 00845384018551 | KINCISE POSTERIOR BROACH ADAPTER | Power Tools | EA
1010-01-102 | 00845384018568 | KINCISE ANTERIOR BROACH ADAPTER | Power Tools | EA
1011-01-101 | 00845384018575 | KINCISE PINNACLE SHELL/LINER IMPACTOR | Power Tools | EA
1012-01-101 | 00845384018582 | KINCISE BULLET TIP STEM INSERTER | Power Tools | EA
1013-00-101 | 00845384018612 | KINCISE FEMORAL HEAD IMPACTOR | Power Tools | EA
1013-00-901 | 00845384018629 | KINCISE FEM HEAD IMPACTOR, REPLACE CAP | Power Tools | EA
SCHRADER-F | 00845384008613 | Schrader Adapter, Female | Power Tools | EA
EX-BSKT-INS | 00845384016663 | EM XM Cleaning and Sterilization Basket - Insert | Power Tools | EA
EX-BSKT-LID | 00845384016670 | EM XM Cleaning and Sterilization Basket - Lid | Power Tools | EA
EX-BSKT-BTM | 00845384016656 | EM XM Cleaning and Sterilization Basket - Bottom | Power Tools | EA
B-OIL | 00845384000662 | Instrument Oil and One Replacement Filter for AUTOLUBE-I | Power Tools | EA
HOSE | 00845384002475 | 20 Ft Air Extension Hose | Power Tools | EA
HOSE-15 | 00845384002512 | 15 Ft Air Extension Hose | Power Tools | EA
IMRI-S-8NS-M | 00845384011194 | 3 mm Fluted Matchstick, Extends 8.9 mm, Less Aggressive. Use with IMRI-SHORT Attachment. | Power Tools | EA
BLA-6 | 00845384001034 | 6 mm Fluted Ball. Use with B-BLACK Attachment. | Power Tools | EA
BLA-8 | 00845384001065 | 3 mm Fluted Matchstick. Use with B-BLACK Attachment. | Power Tools | EA
BLU-14 | 00845384001171 | 25.4 mm Diamond Disc. Use with B-BLUE-S Attachment. | Power Tools | EA
BLU-17-2 | 00845384001195 | 2 mm Diamond Ball. Use with B-BLUE-S Attachment. | Power Tools | EA
BLU-17-6 | 00845384001232 | 6 mm Diamond Ball. Use with B-BLUE-S Attachment. | Power Tools | EA
BLU-24 | 00845384001249 | 6 mm Fluted Acorn. Use with B-BLUE-S Attachment. | Power Tools | EA
BLU-39 | 00845384001317 | 5 mm Fluted Acorn. Use with B-BLUE-S Attachment. | Power Tools | EA
BLU-4 | 00845384001324 | 4 mm Fluted Ball. Use with B-BLUE-S Attachment. | Power Tools | EA
BLU-40-55 | 00845384001331 | 5.5 mm x 10 mm Fluted Oval. Use with B-BLUE-S Attachment. | Power Tools | EA
BLU-5 | 00845384001355 | 5 mm Fluted Ball. Use with B-BLUE-S Attachment. | Power Tools | EA
BLU-6 | 00845384001379 | 6 mm Fluted Ball. Use with B-BLUE-S Attachment. | Power Tools | EA
BLA-24 | 00845384000969 | 6 mm Fluted Acorn. Use with B-BLACK Attachment. | Power Tools | EA
BLA-32 | 00845384000983 | 7.5 mm Fluted Acorn. Use with B-BLACK Attachment. | Power Tools | EA
BLA-38 | 00845384000990 | 9.2 mm Fluted Acorn. Use with B-BLACK Attachment. | Power Tools | EA
BLA-7 | 00845384001041 | 7 mm Fluted Ball. Use with B-BLACK Attachment. | Power Tools | EA
BLU-1 | 00845384001140 | 1.85 mm x 16 mm Fluted Router. Use with B-BLUE-S Attachment. | Power Tools | EA
BLU-17-1 | 00845384001188 | 1 mm Diamond Ball. Use with B-BLUE-S Attachment. | Power Tools | EA
BLU-17-3 | 00845384001201 | 3 mm Diamond Ball. Use with B-BLUE-S Attachment. | Power Tools | EA
BLU-17-4 | 00845384001218 | 4 mm Diamond Ball. Use with B-BLUE-S Attachment. | Power Tools | EA
BLU-17-5 | 00845384001225 | 5 mm Diamond Ball. Use with B-BLUE-S Attachment. | Power Tools | EA
BLU-3 | 00845384001287 | 3 mm Fluted Ball. Use with B-BLUE-S Attachment. | Power Tools | EA
BLU-38 | 00845384001300 | 9.2 mm Fluted Acorn. Use with B-BLUE-S Attachment. | Power Tools | EA
IMRI-A-CRN | 00845384002574 | 1.85 mm x 16 mm Fluted Router. Use with IMRI-A-CRN or IMRI-SHORT-HD Attachments. | Power Tools | EA
IMRI-S-4B | 00845384002642 | 4 mm Fluted Ball. Use with IMRI-SHORT Attachment. | Power Tools | EA
IMRI-SHD-6B | 00845384002659 | 6 mm Fluted Ball. Use with IMRI-SHORT Attachment. | Power Tools | EA
IMRI-SHORT-HD | 00845384002680 | 5 cm Heavy Duty Short Attachment. Use with iMRI System Only | Power Tools | EA
MM-SAGITTAL | 00845384005308 | Sagittal Saw. Use with XMax, eMax Systems. | Power Tools | EA
IMRI-OIL | 00845384002611 | Synthetic Oil for iMRI Foot Control Only. | Power Tools | EA
IMRI-S-1004TD | 00845384002628 | 1.0 mm x 4.0 mm Twist Drill with Depth Stop. Use with IMRI-SHORT Attachment. | Power Tools | EA
IMRI-S-1R | 00845384002635 | 1.4 mm x 12.8 mm Fluted Router. Use with IMRI-SHORT Attachment. | Power Tools | EA
IMRI-SHORT | 00845384002673 | 5 cm Short Attachment. Use with iMRI System Only | Power Tools | EA
P-CRN-4 | 00845384005797 | 1.4 mm x 12.8 mm Fluted Router, 4-Series. Use with CRANI-P Attachment. | Power Tools | EA
L-2SB | 00845384002901 | 2 mm Fluted Ball, Standard Length. Use with LONG Attachment. | Power Tools | EA
S-12D | 00845384007401 | 1.2 mm Diamond Ball, Extended Length. Use with SHORT Attachment. | Power Tools | EA
S-5B | 00845384008149 | 5 mm Fluted Ball. Use with SHORT Attachment. | Power Tools | EA
A-CRN-S | 00845384000198 | 2.15 mm x 22 mm Fluted Spiral Router. Use with CRANI-A Attachment. | Power Tools | EA
S-25DC | 00845384007678 | 2.5 mm Coarse Diamond Ball, Extended Length. Use with SHORT Attachment. | Power Tools | EA
S-6DC | 00845384008316 | 6 mm Coarse Diamond Ball. Use with SHORT Attachment. | Power Tools | EA
M-8NSD | 00845384004295 | 3.2 mm Diamond Matchstick. Use with MEDIUM Attachment. | Power Tools | EA
M-8N | 00845384004257 | 2.3 mm Fluted Matchstick. Use with MEDIUM Attachment. | Power Tools | EA
M-8NS-M | 00845384004288 | 3 mm Fluted Matchstick, Less Aggressive. Use with MEDIUM Attachment. | Power Tools | EA
M-35SDC | 00845384003922 | 3.5 mm Coarse Diamond Ball, Standard Length. Use with MEDIUM Attachment. | Power Tools | EA
M-5DC | 00845384004141 | 5 mm Coarse Diamond Ball. Use with MEDIUM Attachment. | Power Tools | EA
M-6B | 00845384004165 | 6 mm Fluted Ball. Use with MEDIUM Attachment. | Power Tools | EA
M-4DC | 00845384004042 | 4 mm Coarse Diamond Ball. Use with MEDIUM Attachment. | Power Tools | EA
M-4DX | 00845384004059 | 4 mm Extra Coarse Diamond Ball. Use with MEDIUM Attachment. | Power Tools | EA
M-4OV | 00845384004073 | 4 mm x 8 mm Fluted Oval. Use with MEDIUM Attachment. | Power Tools | EA
M-5AC | 00845384004080 | 5 mm Fluted Acorn. Use with MEDIUM Attachment. | Power Tools | EA
M-5B-4 | 00845384004110 | 5 mm Fluted Ball, 4-Series. Use with MEDIUM Attachment. | Power Tools | EA
M-6DX | 00845384004219 | 6 mm Extra Coarse Diamond Ball. Use with MEDIUM Attachment. | Power Tools | EA
M-6P | 00845384004226 | 6 mm x 9 mm Fluted Pear. Use with MEDIUM Attachment. | Power Tools | EA
M-7B | 00845384004240 | 7 mm Fluted Ball. Use with MEDIUM Attachment. | Power Tools | EA
L-5B | 00845384003069 | 5 mm Fluted Ball. Use with LONG Attachment. | Power Tools | EA
L-6D | 00845384003175 | 6 mm Diamond Ball. Use with LONG Attachment. | Power Tools | EA
L-8N | 00845384003274 | 2.3 mm Fluted Matchstick. Use with LONG Attachment. | Power Tools | EA
L-8NS | 00845384003298 | 3 mm Fluted Matchstick. Use with LONG Attachment. | Power Tools | EA
L-4D | 00845384003007 | 4 mm Diamond Ball, Standard Length. Use with LONG Attachment. | Power Tools | EA
L-3SDC | 00845384002963 | 3 mm Coarse Diamond Ball, Standard Length. Use with LONG Attachment. | Power Tools | EA
L-4BA-S | 00845384002994 | 4 mm x 8 mm Fluted Barrel. Use with LONG Attachment. | Power Tools | EA
L-4OV | 00845384003045 | 4 mm x 8 mm Fluted Oval. Use with LONG Attachment. | Power Tools | EA
L-5AC | 00845384003052 | 5 mm Fluted Acorn. Use with LONG Attachment. | Power Tools | EA
L-5DC | 00845384003090 | 5 mm Coarse Diamond Ball. Use with LONG Attachment. | Power Tools | EA
L-5DRC | 00845384003106 | 5 mm x 14 mm Fluted Drum, Side Cut Only. Use with LONG Attachment. | Power Tools | EA
L-5DRM | 00845384003113 | 5 mm x 8.4 mm Fluted Drum. Use with LONG Attachment. | Power Tools | EA
L-5DX | 00845384003120 | 5 mm Extra Coarse Diamond Ball. Use with LONG Attachment. | Power Tools | EA
L-6DRC | 00845384003199 | 6 mm x 14 mm Fluted Drum, Side Cut Only. Use with LONG Attachment. | Power Tools | EA
L-7DRC | 00845384003236 | 7 mm x 14 mm Fluted Drum, Side Cut Only. Use with LONG Attachment. | Power Tools | EA
L-8NS-M | 00845384003304 | 3 mm Fluted Matchstick, Less Aggressive. Use with LONG Attachment. | Power Tools | EA
ORNG-33 | 00845384005728 | 10.5 mm Small Bone Burr. Use with ORANGE Attachment. | Power Tools | EA
ORNG-35 | 00845384005735 | 2.3 mm Fluted Ball. Use with ORANGE Attachment. | Power Tools | EA
ORNG-36 | 00845384005742 | 2.9 mm Fluted Ball. Use with ORANGE Attachment. | Power Tools | EA
M-3D | 00845384003946 | 3 mm Diamond Ball, Extended Length. Use with MEDIUM Attachment. | Power Tools | EA
M-1DC | 00845384003779 | 1 mm Coarse Diamond Ball, Extended Length. Use with MEDIUM Attachment. | Power Tools | EA
M-2B | 00845384003854 | 2 mm Fluted Ball, Extended Length. Use with MEDIUM Attachment. | Power Tools | EA
M-3SB | 00845384003977 | 3 mm Fluted Ball, Standard Length. Use with MEDIUM Attachment. | Power Tools | EA
L-3SB | 00845384002949 | 3 mm Fluted Ball, Standard Length. Use with LONG Attachment. | Power Tools | EA
M-1SB | 00845384003809 | 1 mm Fluted Ball, Standard Length. Use with MEDIUM Attachment. | Power Tools | EA
M-1SD | 00845384003816 | 1 mm Diamond Ball, Standard Length. Use with MEDIUM Attachment. | Power Tools | EA
M-25SD | 00845384003830 | 2.5 mm Diamond Ball, Standard Length. Use with MEDIUM Attachment. | Power Tools | EA
M-25SDC | 00845384003847 | 2.5 mm Coarse Diamond Ball, Standard Length. Use with MEDIUM Attachment. | Power Tools | EA
M-2DC | 00845384003878 | 2 mm Coarse Diamond Ball, Extended Length. Use with MEDIUM Attachment. | Power Tools | EA
M-2SD | 00845384003892 | 2 mm Diamond Ball, Standard Length. Use with MEDIUM Attachment. | Power Tools | EA
M-3B | 00845384003939 | 3 mm Fluted Ball, Extended Length. Use with MEDIUM Attachment. | Power Tools | EA
M-3SB-2 | 00845384003984 | 3 mm Fluted Ball, 2 mm Shaft Exposure. Use with MEDIUM Attachment. | Power Tools | EA
M-3SD | 00845384003991 | 3 mm Diamond Ball, Standard Length. Use with MEDIUM Attachment. | Power Tools | EA
M-3SDC | 00845384004004 | 3 mm Coarse Diamond Ball, Standard Length. Use with MEDIUM Attachment. | Power Tools | EA
M-4B-4 | 00845384004028 | 4 mm Fluted Ball, 4-Series. Use with MEDIUM Attachment. | Power Tools | EA
M-4D | 00845384004035 | 4 mm Diamond Ball. Use with MEDIUM Attachment. | Power Tools | EA
L-10DRC | 00845384002857 | 10 mm x 14 mm Fluted Drum, Side Cut Only. Use with LONG Attachment. | Power Tools | EA
MDA-8NSDC | 00845384004707 | 3 mm Coarse Diamond Matchstick. Use with MDA Attachment. | Power Tools | EA
MHD-15C | 00845384004929 | 3.2 mm Fluted Carbide Side Cutter. Use with MEDIUM-HD Attachment. | Power Tools | EA
MHD-16CT | 00845384004936 | 6.7 mm Coring Tool. Use with MEDIUM-HD Attachment. | Power Tools | EA
MHD-17DD | 00845384004943 | 17 mm Diamond Disc. Use with MEDIUM-HD Attachment. | Power Tools | EA
MHD-25DD | 00845384004967 | 25.4 mm Diamond Disc. Use with MEDIUM-HD Attachment. | Power Tools | EA
MHD-25R | 00845384004974 | 2.15 mm x 25.4 mm Fluted Router. Use with MEDIUM-HD Attachment. | Power Tools | EA
MHD-8NS-M | 00845384005032 | 3 mm Fluted Matchstick, Less Aggressive. Use with MEDIUM-HD Attachment. | Power Tools | EA
MIA16-6B | 00845384005124 | 6 mm Fluted Ball. Use with MIA16 Attachment. | Power Tools | EA
MIA16-8NS | 00845384005155 | 3 mm Fluted Matchstick. Use with MIA16 Attachment. | Power Tools | EA
MOTOR-CASE | 00845384005377 | Handpiece Sterilization Case | Power Tools | EA
M-5B | 00845384004097 | 5 mm Fluted Ball. Use with MEDIUM Attachment. | Power Tools | EA
M-8NS | 00845384004271 | 3 mm Fluted Matchstick. Use with MEDIUM Attachment. | Power Tools | EA
M-4FD | 00845384004066 | 4 mm x 10 mm Diamond Pear Inverted. Use with MEDIUM Attachment. | Power Tools | EA
M-5B-2 | 00845384004103 | 5 mm Fluted Ball, 2 mm Shaft Exposure. Use with MEDIUM Attachment. | Power Tools | EA
M-5BA-20 | 00845384004127 | 5 mm x 20 mm Fluted Barrel. Use with MEDIUM Attachment. | Power Tools | EA
M-5D | 00845384004134 | 5 mm Diamond Ball. Use with MEDIUM Attachment. | Power Tools | EA
M-5OV | 00845384004158 | 5 mm x 10 mm Fluted Oval. Use with MEDIUM Attachment. | Power Tools | EA
M-6B-4 | 00845384004172 | 6 mm Fluted Ball, 4-Series. Use with MEDIUM Attachment. | Power Tools | EA
M-6D | 00845384004189 | 6 mm Diamond Ball. Use with MEDIUM Attachment. | Power Tools | EA
M-6DC | 00845384004196 | 6 mm Coarse Diamond Ball. Use with MEDIUM Attachment. | Power Tools | EA
M-6DC-2 | 00845384004202 | 6 mm Coarse Diamond Ball, 2 mm Shaft Exposure. Use with MEDIUM Attachment. | Power Tools | EA
M-7AC | 00845384004233 | 7 mm Fluted Acorn. Use with MEDIUM Attachment. | Power Tools | EA
M-8ND | 00845384004264 | 2.5 mm Diamond Matchstick. Use with MEDIUM Attachment. | Power Tools | EA
L-5D | 00845384003083 | 5 mm Diamond Ball. Use with LONG Attachment. | Power Tools | EA
L-7AC | 00845384003212 | 7 mm Fluted Acorn. Use with LONG Attachment. | Power Tools | EA
L-8ND | 00845384003281 | 2.5 mm Diamond Matchstick. Use with LONG Attachment. | Power Tools | EA
L-6B | 00845384003151 | 6 mm Fluted Ball. Use with LONG Attachment. | Power Tools | EA
L-4DX | 00845384003038 | 4 mm Extra Coarse Diamond Ball. Use with LONG Attachment. | Power Tools | EA
L-5BA | 00845384003076 | 5 mm x 10 mm Fluted Barrel. Use with LONG Attachment. | Power Tools | EA
L-5OV | 00845384003137 | 5 mm x 10 mm Fluted Oval. Use with LONG Attachment. | Power Tools | EA
L-68DRMDX | 00845384003144 | 6.8 mm x 10.6 mm Extra Coarse Diamond Drum. Use with LONG Attachment. | Power Tools | EA
L-6DC | 00845384003182 | 6 mm Coarse Diamond Ball. Use with LONG Attachment. | Power Tools | EA
L-6DX | 00845384003205 | 6 mm Extra Coarse Diamond Ball. Use with LONG Attachment. | Power Tools | EA
L-7B | 00845384003229 | 7 mm Fluted Ball. Use with LONG Attachment. | Power Tools | EA
L-8DRC | 00845384003250 | 8 mm x 14 mm Fluted Drum, Side Cut Only. Use with LONG Attachment. | Power Tools | EA
L-4B | 00845384002970 | 4 mm Fluted Ball. Use with LONG Attachment. | Power Tools | EA
L-4DC | 00845384003014 | 4 mm Coarse Diamond Ball. Use with LONG Attachment. | Power Tools | EA
L-4DRM | 00845384003021 | 4 mm x 8.9 mm Fluted Drum, Side Cut Only. Use with LONG Attachment. | Power Tools | EA
M-3DC | 00845384003953 | 3 mm Coarse Diamond Ball, Extended Length. Use with MEDIUM Attachment. | Power Tools | EA
M-3DC-2 | 00845384003960 | 3 mm Coarse Diamond Ball, 2 mm Shaft Exposure. Use with MEDIUM Attachment. | Power Tools | EA
M-4B | 00845384004011 | 4 mm Fluted Ball. Use with MEDIUM Attachment. | Power Tools | EA
N/REGULATOR | 00845384005605 | Nitrogen Regulator with Schrader | Power Tools | EA
P-CRN | 00845384005780 | 1.4 mm x 12.8 mm Fluted Router. Use with CRANI-P Attachment. | Power Tools | EA
M-1B | 00845384003755 | 1 mm Fluted Ball, Extended Length. Use with MEDIUM Attachment. | Power Tools | EA
M-1D | 00845384003762 | 1 mm Diamond Ball, Extended Length. Use with MEDIUM Attachment. | Power Tools | EA
M-2D | 00845384003861 | 2 mm Diamond Ball, Extended Length. Use with MEDIUM Attachment. | Power Tools | EA
M-1R | 00845384003786 | 1.2 mm x 12.8 mm Fluted Router. Use with MEDIUM Attachment. | Power Tools | EA
M-1R-4 | 00845384003793 | 1.2 mm x 12.8 mm Fluted Router, 4-Series. Use with MEDIUM Attachment. | Power Tools | EA
M-1SDC | 00845384003823 | 1 mm Coarse Diamond Ball, Standard Length. Use with MEDIUM Attachment. | Power Tools | EA
M-2SB | 00845384003885 | 2 mm Fluted Ball, Standard Length. Use with MEDIUM Attachment. | Power Tools | EA
M-2SDC | 00845384003908 | 2 mm Coarse Diamond Ball, Standard Length. Use with MEDIUM Attachment. | Power Tools | EA
M-35SD | 00845384003915 | 3.5 mm Diamond Ball, Standard Length. Use with MEDIUM Attachment. | Power Tools | EA
L-2SD | 00845384002925 | 2 mm Diamond Ball, Standard Length. Use with LONG Attachment. | Power Tools | EA
L-3SD | 00845384002956 | 3 mm Diamond Ball, Standard Length. Use with LONG Attachment. | Power Tools | EA
MDA-3SD | 00845384004677 | 3 mm Diamond Ball. Use with MDA Attachment. | Power Tools | EA
MDA-4D | 00845384004684 | 4 mm Diamond Ball. Use with MDA Attachment. | Power Tools | EA
MDA-8N-18 | 00845384004691 | 1.8 mm Fluted Matchstick. Use with MDA Attachment. | Power Tools | EA
MHD-19CT | 00845384004950 | 9.9 mm Coring Tool. Use with MEDIUM-HD Attachment. | Power Tools | EA
MHD-6B | 00845384005018 | 6 mm Fluted Ball. Use with MEDIUM-HD Attachment. | Power Tools | EA
MHD-8NS | 00845384005025 | 3 mm Fluted Matchstick. Use with MEDIUM-HD Attachment. | Power Tools | EA
MIA16-4B | 00845384005094 | 4 mm Fluted Ball. Use with MIA16 Attachment. | Power Tools | EA
L-1R | 00845384002864 | 1.2 mm x 12.8 mm Fluted Router. Use with LONG Attachment. | Power Tools | EA
L-1SB | 00845384002888 | 1 mm Fluted Ball, Standard Length. Use with LONG Attachment. | Power Tools | EA
L-1SD | 00845384002895 | 1 mm Diamond Ball, Standard Length. Use with LONG Attachment. | Power Tools | EA
MDA-3SB | 00845384004660 | 3 mm Fluted Ball. Use with MDA Attachment. | Power Tools | EA
MDA-2SB | 00845384004646 | 2 mm Fluted Ball. Use with MDA Attachment. | Power Tools | EA
MDA-2SD | 00845384004653 | 2 mm Diamond Ball. Use with MDA Attachment. | Power Tools | EA
L-8NSDC | 00845384003328 | 3.2 mm Coarse Diamond Matchstick. Use with LONG Attachment. | Power Tools | EA
L-CRN | 00845384003359 | 2.5 mm x 25.4 mm Fluted Router. Use with CRANI-L Attachment. | Power Tools | EA
LHD-6B | 00845384003489 | 6 mm Fluted Ball. Use with LONG-HD Attachment. | Power Tools | EA
LHD-8NS | 00845384003519 | 3 mm Fluted Matchstick. Use with LONG-HD Attachment. | Power Tools | EA
LHD-LS9-5 | 00845384003557 | 4.7 mm x 20 mm Fluted Drum. Use with LONG-HD Attachment. | Power Tools | EA
M-05D | 00845384003700 | 0.5 mm Diamond Ball, Extended Length. Use with MEDIUM Attachment. | Power Tools | EA
M-05SD | 00845384003717 | 0.5 mm Diamond Ball, Standard Length. Use with MEDIUM Attachment. | Power Tools | EA
M-15SD | 00845384003731 | 1.5 mm Diamond Ball, Standard Length. Use with MEDIUM Attachment. | Power Tools | EA
M-15SDC | 00845384003748 | 1.5 mm Coarse Diamond Ball, Standard Length. Use with MEDIUM Attachment. | Power Tools | EA
ADG-11 | 00845384000242 | 1.1 mm Twist Drill for 1.50 mm Screw. Use with ADG Attachments. | Power Tools | EA
ADG-13 | 00845384000259 | 1.3 mm Twist Drill for 1.7 mm Screw. Use with ADG Attachments. | Power Tools | EA
ADG-155 | 00845384000266 | 1.55 mm Twist Drill for 2.0 mm Screw. Use with ADG Attachments. | Power Tools | EA
A-CRN-M | 00845384000181 | 2 mm x 15.6 mm Fluted Router. Use with CRANI-A Attachment. | Power Tools | EA
QD8-4OVD | 00845384006930 | 4 mm x 8 mm Diamond Oval. Use with QD8 Attachment. | Power Tools | EA
RED-17-55C | 00845384007210 | 5.5 mm Coarse Diamond Ball. Use with B-RED Attachment. | Power Tools | EA
SHD-4840DS | 00845384016618 | 4.8 mm x 4 mm Twist Drill with Depth Stop. Use with SHORTHD Attachment. | Power Tools | EA
QD11-7DX | 00845384006312 | 7 mm Extra Coarse Diamond Ball. Use with QD11 Attachment. | Power Tools | EA
S-5AC | 00845384008132 | 5 mm Fluted Acorn. Use with SHORT Attachment. | Power Tools | EA
L-8NSD | 00845384003311 | 3.2 mm Diamond Matchstick. Use with LONG Attachment. | Power Tools | EA
L-9B | 00845384003335 | 9 mm Fluted Ball. Use with LONG Attachment. | Power Tools | EA
L-9DRC | 00845384003342 | 9 mm x 14 mm Fluted Drum, Side Cut Only. Use with LONG Attachment. | Power Tools | EA
L-CRN-S | 00845384003366 | 2.47 mm x 30.3 mm Fluted Spiral Router. Use with CRANI-L Attachment. | Power Tools | EA
M-15D | 00845384003724 | 1.5 mm Diamond Ball, Extended Length. Use with MEDIUM Attachment. | Power Tools | EA
A-CRN-4 | 00845384000174 | 1.85 mm x 16 mm Fluted Router, 4-Series. Use with CRANI-A Attachments. | Power Tools | EA
A-CRN-S-4 | 00845384000204 | 2.15 mm x 22 mm Fluted Spiral Router, 4-Series. Use with CRANI-A Attachment. | Power Tools | EA
ADG-10 | 00845384000235 | 1.0 mm Twist Drill for 1.25 mm Screw. Use with ADG Attachments. | Power Tools | EA
A-CRN | 00845384000167 | 1.85 mm x 16 mm Fluted Router. Use with CRANI-A Attachments. | Power Tools | EA
QD11-4OVD | 00845384006107 | 4 mm x 8 mm Diamond Oval. Use with QD11 Attachment. | Power Tools | EA
QD8-1SDC | 00845384006718 | 1 mm Coarse Diamond Ball. Use with QD8 Attachment. | Power Tools | EA
P-CRN-M | 00845384005803 | 1.3 mm x 12.8 mm Fluted Router. Use with CRANI-P Attachment. | Power Tools | EA
S-4B | 00845384008026 | 4 mm Fluted Ball. Use with SHORT Attachment. | Power Tools | EA
S-4B-C | 00845384008040 | 4 mm Carbide Fluted Ball, Standard Length. Use with SHORT Attachment. | Power Tools | EA
S-2D | 00845384007739 | 2 mm Diamond Ball, Extended Length. Use with SHORT Attachment. | Power Tools | EA
S-3B | 00845384007876 | 3 mm Fluted Ball, Extended Length. Use with SHORT Attachment. | Power Tools | EA
S-3DC | 00845384007913 | 3 mm Coarse Diamond Ball, Extended Length. Use with SHORT Attachment. | Power Tools | EA
S-3SD | 00845384007975 | 3 mm Diamond Ball, Standard Length. Use with SHORT Attachment. | Power Tools | EA
S-25D | 00845384007661 | 2.5 mm Diamond Ball, Extended Length. Use with SHORT Attachment. | Power Tools | EA
S-2DC | 00845384007746 | 2 mm Coarse Diamond Ball, Extended Length. Use with SHORT Attachment. | Power Tools | EA
S-2B-C | 00845384007722 | 2 mm Carbide Fluted Ball, Extended Length. Use with SHORT Attachment. | Power Tools | EA
S-2SB-C | 00845384007760 | 2 mm Carbide Fluted Ball, Standard Length. Use with SHORT Attachment. | Power Tools | EA
S-2SBT | 00845384007777 | 2 mm Fluted Ball, Tapered, Standard Length. Use with SHORT Attachment. | Power Tools | EA
S-2SD-120 | 00845384007791 | 2 mm Diamond Ball, 120/140 Grit, Standard Length. Use with SHORT Attachment. | Power Tools | EA
S-35B | 00845384007821 | 3.5 mm Fluted Ball, Extended Length. Use with SHORT Attachment. | Power Tools | EA
S-35SD | 00845384007869 | 3.5 mm Diamond Ball, Standard Length. Use with SHORT Attachment. | Power Tools | EA
S-3SDC-50 | 00845384008002 | 3 mm Coarse Diamond Ball, 50/60 Grit, Standard Length. Use with SHORT Attachment. | Power Tools | EA
S-4D-L | 00845384008095 | 4 mm Diamond Ball, Extends 27 mm. Use with SHORT Attachment. | Power Tools | EA
S-4OV | 00845384008125 | 4 mm x 8 mmFluted Oval. Use with SHORT Attachment. | Power Tools | EA
S-4D | 00845384008071 | 4 mm Diamond Ball. Use with SHORT Attachment. | Power Tools | EA
S-4DC | 00845384008101 | 4 mm Coarse Diamond Ball. Use with SHORT Attachment. | Power Tools | EA
S-4DX | 00845384008118 | 4 mm Extra Coarse Diamond Ball. Use with SHORT Attachment. | Power Tools | EA
S-4BT | 00845384008064 | 4 mm Fluted Ball, Tapered. Use with SHORT Attachment. | Power Tools | EA
S-4D-100 | 00845384008088 | 4 mm Diamond Ball, 100/120 Grit. Use with SHORT Attachment. | Power Tools | EA
S-2SD | 00845384007784 | 2 mm Diamond Ball, Standard Length. Use with SHORT Attachment. | Power Tools | EA
S-4BL-C | 00845384008057 | 4 mm Carbide Fluted Ball, Extends 27 mm. Use with SHORT Attachment. | Power Tools | EA
S-35DC | 00845384007845 | 3.5 mm Coarse Diamond Ball, Extended Length. Use with SHORT Attachment. | Power Tools | EA
S-3D | 00845384007906 | 3 mm Diamond Ball, Extended Length. Use with SHORT Attachment. | Power Tools | EA
S-25SB | 00845384007685 | 2.5 mm Fluted Ball, Standard Length. Use with SHORT Attachment. | Power Tools | EA
S-25SD | 00845384007692 | 2.5 mm Diamond Ball, Standard Length. Use with SHORT Attachment. | Power Tools | EA
S-25SDC | 00845384007708 | 2.5 mm Coarse Diamond Ball, Standard Length. Use with SHORT Attachment. | Power Tools | EA
S-2B | 00845384007715 | 2 mm Fluted Ball, Extended Length. Use with SHORT Attachment. | Power Tools | EA
S-2SB | 00845384007753 | 2 mm Fluted Ball, Standard Length. Use with SHORT Attachment. | Power Tools | EA
S-2SDC | 00845384007807 | 2 mm Coarse Diamond Ball, Standard Length. Use with SHORT Attachment. | Power Tools | EA
S-2SDCT | 00845384007814 | 2 mm Coarse Diamond Ball, Tapered, Standard Length. Use with SHORT Attachment. | Power Tools | EA
S-35D | 00845384007838 | 3.5 mm Diamond Ball, Extended Length. Use with SHORT Attachment. | Power Tools | EA
S-35SB | 00845384007852 | 3.5 mm Fluted Ball, Standard Length. Use with SHORT Attachment. | Power Tools | EA
S-3B-C | 00845384007890 | 3 mm Carbide Fluted Ball, Extended Length. Use with SHORT Attachment. | Power Tools | EA
S-3SB | 00845384007920 | 3 mm Fluted Ball, Standard Length. Use with SHORT Attachment. | Power Tools | EA
S-3SB-C | 00845384007944 | 3 mm Carbide Fluted Ball, Standard Length. Use with SHORT Attachment. | Power Tools | EA
S-3SBT | 00845384007968 | 3 mm Fluted Ball, Tapered, Standard Length. Use with SHORT Attachment. | Power Tools | EA
S-3SD-100 | 00845384007982 | 3 mm Diamond Ball, 100/120 Grit, Standard Length. Use with SHORT Attachment. | Power Tools | EA
S-3SDC | 00845384007999 | 3 mm Coarse Diamond Ball, Standard Length. Use with SHORT Attachment. | Power Tools | EA
S-3SDCT | 00845384008019 | 3 mm Coarse Diamond Ball, Tapered, Standard Length. Use with SHORT Attachment. | Power Tools | EA
S-4B-4 | 00845384008033 | 4 mm Fluted Ball, 4-Series. Use with SHORT Attachment. | Power Tools | EA
S-15SD | 00845384007500 | 1.5 mm Diamond Ball, Standard Length. Use with SHORT Attachment. | Power Tools | EA
S-15B | 00845384007456 | 1.5 mm Fluted Ball, Extended Length. Use with SHORT Attachment. | Power Tools | EA
S-05D | 00845384007357 | 0.5 mm Diamond Ball, Extended Length. Use with SHORT Attachment. | Power Tools | EA
S-1254TD | 00845384007395 | Twist Drill for 1.25 mm x 4 mm Screw. Use with SHORT Attachment. | Power Tools | EA
S-1510TD | 00845384007449 | 1.55 mm x 10 mm Fluted Twist Drill. Use with SHORT Attachment. | Power Tools | EA
S-15D | 00845384007463 | 1.5 mm Diamond Ball, Extended Length. Use with SHORT Attachment. | Power Tools | EA
S-15DC | 00845384007470 | 1.5 mm Coarse Diamond Ball, Extended Length. Use with SHORT Attachment. | Power Tools | EA
S-1B | 00845384007524 | 1 mm Fluted Ball, Extended Length. Use with SHORT Attachment. | Power Tools | EA
S-1DC | 00845384007555 | 1 mm Coarse Diamond Ball, Extended Length. Use with SHORT Attachment. | Power Tools | EA
S-1R | 00845384007562 | 1.4 mm x 12.8 mm Fluted Router. Use with SHORT Attachment. | Power Tools | EA
S-1SB | 00845384007586 | 1 mm Fluted Ball, Standard Length. Use with SHORT Attachment. | Power Tools | EA
S-2006TD | 00845384007630 | Twist Drill for 2.0 mm x 6 mm Screw. Use with SHORT Attachment. | Power Tools | EA
S-2433TD | 00845384007647 | 2.4 mm x 3.3 mm Twist Drill. Use with SHORT Attachment. | Power Tools | EA
S-25B | 00845384007654 | 2.5 mm Fluted Ball, Extended Length. Use with SHORT Attachment. | Power Tools | EA
S-1D | 00845384007548 | 1 mm Diamond Ball, Extended Length. Use with SHORT Attachment. | Power Tools | EA
S-1SDC | 00845384007616 | 1 mm Coarse Diamond Ball, Standard Length. Use with SHORT Attachment. | Power Tools | EA
S-06SD | 00845384007364 | 0.6 mm Diamond Ball, Standard Length. Use with SHORT Attachment. | Power Tools | EA
S-08SD | 00845384007371 | 0.8 mm Diamond Ball, Standard Length. Use with SHORT Attachment. | Power Tools | EA
S-1203TD | 00845384007388 | 1.2 mm x 3 mm Twist Drill. Use with SHORT Attachment. | Power Tools | EA
S-1504TD | 00845384007418 | Twist Drill for 1.5 mm x 4 mm Screw. Use with SHORT Attachment. | Power Tools | EA
S-1506TD | 00845384007425 | Twist Drill for 1.5 mm x 6 mm Screw. Use with SHORT Attachment. | Power Tools | EA
S-1506TD-M | 00845384007432 | 1.5 mm x 6 mm Fluted Twist Drill. Use with SHORT Attachment. | Power Tools | EA
S-15SB | 00845384007494 | 1.5 mm Fluted Ball, Standard Length. Use with SHORT Attachment. | Power Tools | EA
S-15SDC | 00845384007517 | 1.5 mm Coarse Diamond Ball, Standard Length. Use with SHORT Attachment. | Power Tools | EA
S-1SD | 00845384007609 | 1 mm Diamond Ball, Standard Length. Use with SHORT Attachment. | Power Tools | EA
S-2004TD | 00845384007623 | Twist Drill for 2.0 mm x 4 mm Screw. Use with SHORT Attachment. | Power Tools | EA
A-CRN-S-4-G1 | 00845384013457 | 2.15 mm x 22 mm Fluted Spiral Router, 4-Series. Use with CRANI-A-G1, CRANI-A-R-G1, CRANI-A, CRANI-A-R Attachments. | Power Tools | EA
S-5DC-22 | 00845384011736 | 5 mm Coarse Diamond Ball, 22 mm Shaft Exposure. Use with SHORT Attachment. | Power Tools | EA
QD11-3BA-A | 00845384012009 | 3 mm x 11.3 mm Fluted Barrel, 14 Flutes. Use with QD11 Attachment. | Power Tools | EA
L-58OV | 00845384012030 | 5 mm x 8 mm Fluted Oval. Use with LONG Attachment. | Power Tools | EA
S-15DCT | 00845384012153 | 1.5 mm Coarse Diamond Ball, Tapered, Extended Length. Use with SHORT Attachment. | Power Tools | EA
XLHD-25R | 00845384010647 | 2.15 mm x 25.4 mm Fluted Router. Use with XL-HD Attachment. | Power Tools | EA
QD11-45DRMDX | 00845384011026 | 4 mm x 5 mm Extra Coarse Diamond Drum. Use with QD11 Attachment. | Power Tools | EA
L-6B-4 | 00845384011149 | 6 mm Fluted Ball, 4-Series. Use with LONG Attachment. | Power Tools | EA
L-CRN-S-4 | 00845384011156 | 2.47 mm x 30.3 mm Fluted Spiral Router, 4 Series. Use with CRANI-L Attachment. | Power Tools | EA
M-3SB-4 | 00845384011163 | 3 mm Fluted Ball, 4 Series, Standard Length. Use with MEDIUM Attachment. | Power Tools | EA
L-4B-C | 00845384011200 | 4 mm Carbide Fluted Ball. Use with LONG Attachment. | Power Tools | EA
M-5B-C | 00845384011569 | 5 mm Carbide Fluted Ball. Use with MEDIUM Attachment. | Power Tools | EA
L-8NS-M-C | 00845384011583 | 3 mm Carbide Fluted Matchstick, Less Aggressive. Use with LONG Attachment. | Power Tools | EA
M-6DX-20 | 00845384011590 | 6 mm Extra Coarse Diamond Ball, 20/30 Grit. Use with MEDIUM Attachment. | Power Tools | EA
S-3SDC-22 | 00845384011712 | 3 mm Coarse Diamond Ball, 22 mm Shaft Exposure. Use with SHORT Attachment. | Power Tools | EA
S-4DC-22 | 00845384011729 | 4 mm Coarse Diamond Ball, 22 mm Shaft Exposure. Use with SHORT Attachment. | Power Tools | EA
S-8ND | 00845384008460 | 2.5 mm Diamond Matchstick. Use with SHORT Attachment. | Power Tools | EA
S-8NSD | 00845384008491 | 3.2 mm Diamond Matchstick. Use with SHORT Attachment. | Power Tools | EA
S-9B | 00845384008514 | 9 mm Fluted Ball. Use with SHORT Attachment. | Power Tools | EA
SHD-25R | 00845384008651 | 2.15 mm x 25.4 mm Fluted Router. Use with SHORT-HD Attachment. | Power Tools | EA
SHD-6DX | 00845384008729 | 6 mm Extra Coarse Diamond Ball. Use with SHORT-HD Attachment. | Power Tools | EA
SHD-8NS | 00845384008767 | 3 mm Fluted Matchstick. Use with SHORT-HD Attachment. | Power Tools | EA
SHD-9AC | 00845384008774 | 9.2 mm Fluted Acorn. Use with SHORT-HD Attachment. | Power Tools | EA
S-5B-C | 00845384008170 | 5 mm Carbide Fluted Ball, Standard Length. Use with SHORT Attachment. | Power Tools | EA
S-5DC | 00845384008200 | 5 mm Coarse Diamond Ball. Use with SHORT Attachment. | Power Tools | EA
S-5DX | 00845384008224 | 5 mm Extra Coarse Diamond Ball. Use with SHORT Attachment. | Power Tools | EA
S-68DRMDC | 00845384008231 | 6.8 mmx 10.6 mm Coarse Diamond Drum. Use with SHORT Attachment. | Power Tools | EA
S-68DRMDX | 00845384008248 | 6.8 mmx 10.6 mm Extra Coarse Diamond Drum. Use with SHORT Attachment. | Power Tools | EA
S-6B-C | 00845384008286 | 6 mm Carbide Fluted Ball, Standard Length. Use with SHORT Attachment. | Power Tools | EA
S-6IP | 00845384008330 | 6 mm x 11.8 mm Fluted Pear, Inverted. Use with SHORT Attachment. | Power Tools | EA
S-6P | 00845384008347 | 6 mm x 9 mm Fluted Pear. Use with SHORT Attachment. | Power Tools | EA
S-8B | 00845384008415 | 8 mm Fluted Ball. Use with SHORT Attachment. | Power Tools | EA
S-8N-18 | 00845384008446 | 1.8 mm Fluted Matchstick. Use with SHORT Attachment. | Power Tools | EA
S-8N-L | 00845384008453 | 2.3 mm Fluted Matchstick, Extends 22 mm. Use with SHORT Attachment. | Power Tools | EA
L-3SB-4 | 00845384011118 | 3 mm Fluted Ball, 4-Series, Standard Length. Use with LONG Attachment. | Power Tools | EA
L-4B-4 | 00845384011125 | 4 mm Fluted Ball, 4-Series. Use with LONG Attachment. | Power Tools | EA
L-5B-4 | 00845384011132 | 5 mm Fluted Ball, 4-Series. Use with LONG Attachment. | Power Tools | EA
S-2SB-4 | 00845384011170 | 2 mm Fluted Ball 4 Series, Standard Length. Use with SHORT Attachment. | Power Tools | EA
S-8N-18-4 | 00845384011187 | 1.8 mm Fluted Matchstick, 4 Series. Use with SHORT Attachment. | Power Tools | EA
L-8DX | 00845384011255 | 8 mm Extra Coarse Diamond Ball. Use with LONG Attachment. | Power Tools | EA
QD8-5B-2 | 00845384011538 | 5 mm Fluted Ball, 2 mm Shaft Exposure. Use with QD8 Attachment. | Power Tools | EA
XLHD-95DRM | 00845384010760 | 9.5 mm Fluted Drum. Use with XL-HD Attachment. | Power Tools | EA
L-56OV | 00845384012023 | 5 mm x 6 mm Fluted Oval. Use with LONG Attachment. | Power Tools | EA
M-56OV | 00845384012047 | 5 mm x 6 mm Fluted Oval. Use with MEDIUM Attachment. | Power Tools | EA
M-58OV | 00845384012054 | 5 mm x 8 mm Fluted Oval. Use with MEDIUM Attachment. | Power Tools | EA
L-6DX-20 | 00845384012160 | 6 mm Extra Coarse Diamond Ball, 20/30 Grit. Use with LONG Attachment. | Power Tools | EA
L-8BA | 00845384012214 | 8 mm x 12.5 mm Fluted Barrel. Use with LONG Attachment. | Power Tools | EA
M-8BA | 00845384012221 | 8 mm x 12.5 mm Fluted Barrel. Use with MEDIUM Attachment. | Power Tools | EA
S-4DX-20 | 00845384012368 | 4 mm Extra Coarse Diamond Ball, 20/30 Grit. Use with SHORT Attachment. | Power Tools | EA
S-6DX-20 | 00845384012375 | 6 mm Extra Coarse Diamond Ball, 20/30 Grit. Use with SHORT Attachment. | Power Tools | EA
MHD-9B | 00845384012412 | 9 mm Fluted Ball. Use with MEDIUM-HD Attachment. | Power Tools | EA
SHD-7B | 00845384008750 | 7 mm Fluted Ball. Use with SHORT-HD Attachment. | Power Tools | EA
SHD-DS-A | 00845384008781 | 1.7 mm x 11.9 mm Twist Drill with Depth Stop, Aesculap. Use with SHORT-HD Attachment. | Power Tools | EA
S-6B-4 | 00845384008279 | 6 mm Fluted Ball, 4-Series. Use with SHORT Attachment. | Power Tools | EA
S-6D | 00845384008293 | 6 mm Diamond Ball. Use with SHORT Attachment. | Power Tools | EA
S-6D-100 | 00845384008309 | 6 mm Diamond Ball, 100/120 Grit. Use with SHORT Attachment. | Power Tools | EA
S-6DX | 00845384008323 | 6 mm Extra Coarse Diamond Ball. Use with SHORT Attachment. | Power Tools | EA
S-6PD | 00845384008354 | 6 mm x 9 mm Diamond Pear. Use with SHORT Attachment. | Power Tools | EA
S-6R | 00845384008361 | 1.12 mm x 6.35 mm Fluted Router. Use with SHORT Attachment. | Power Tools | EA
S-7B | 00845384008378 | 7 mm Fluted Ball. Use with SHORT Attachment. | Power Tools | EA
S-7IP | 00845384008408 | 7 mm x 13.1 mm Fluted Pear, Inverted. Use with SHORT Attachment. | Power Tools | EA
S-8DC | 00845384008422 | 8 mm Coarse Diamond Ball. Use with SHORT Attachment. | Power Tools | EA
S-8N | 00845384008439 | 2.3 mm Fluted Matchstick. Use with SHORT Attachment. | Power Tools | EA
S-8NS | 00845384008477 | 3 mm Fluted Matchstick. Use with SHORT Attachment. | Power Tools | EA
S-8NS-M | 00845384008484 | 3 mm Fluted Matchstick, Extends 8.9 mm, Less Aggressive. Use with SHORT Attachment. | Power Tools | EA
S-9AC | 00845384008507 | 9.2 mm Fluted Acorn. Use with SHORT Attachment. | Power Tools | EA
SHD-1504TD | 00845384008620 | 1.15 mm Twist Drill for 1.5 mm x 4 mm Screw. Use with SHORT-HD Attachment. | Power Tools | EA
SHD-17DD | 00845384008637 | 17 mm Diamond Disc. Use with SHORT-HD Attachment. | Power Tools | EA
SHD-25DD | 00845384008644 | 25.4 mm Diamond Disc. Use with SHORT-HD Attachment. | Power Tools | EA
SHD-3-10 | 00845384008668 | 1.93 mm Suture Pass Drill / 1.17 eye. Use with SHORT-HD Attachment. | Power Tools | EA
SHD-5B | 00845384008699 | 5 mm Fluted Ball. Use with SHORT-HD Attachment. | Power Tools | EA
SHD-6AC | 00845384008705 | 6 mm Fluted Acorn. Use with SHORT-HD Attachment. | Power Tools | EA
SHD-6B | 00845384008712 | 6 mm Fluted Ball. Use with SHORT-HD Attachment. | Power Tools | EA
SHD-6R | 00845384008736 | 1.12 mm x 6.35 mm Fluted Router. Use with SHORT-HD Attachment. | Power Tools | EA
SHD-75AC | 00845384008743 | 7.5 mm Fluted Acorn. Use with SHORT-HD Attachment. | Power Tools | EA
S-5B-12F | 00845384008156 | 5 mm Fluted Ball, 12 Flutes. Use with SHORT Attachment. | Power Tools | EA
S-5B-4 | 00845384008163 | 5 mm Fluted Ball, 4-Series. Use with SHORT Attachment. | Power Tools | EA
S-5D | 00845384008187 | 5 mm Diamond Ball. Use with SHORT Attachment. | Power Tools | EA
S-5D-100 | 00845384008194 | 5 mm Diamond Ball, 100/120 Grit. Use with SHORT Attachment. | Power Tools | EA
S-5DC-40 | 00845384008217 | 5 mm Coarse Diamond Ball, 40/60 Grit. Use with SHORT Attachment. | Power Tools | EA
S-6AC | 00845384008255 | 6 mm Fluted Acorn. Use with SHORT Attachment. | Power Tools | EA
S-6B | 00845384008262 | 6 mm Fluted Ball. Use with SHORT Attachment. | Power Tools | EA