200.687 | 10886982141361 | 1.3MM CORTEX SCREW SELF-TAPPING 7MM | Trauma | EA
200.688 | 10886982141378 | 1.3MM CORTEX SCREW SELF-TAPPING 8MM | Trauma | EA
221.320 | 10886982156327 | 1.3MM EXTENDED H-PLATE/RIGHT | Trauma | EA
200.689 | 10886982141385 | 1.3MM CORTEX SCREW SELF-TAPPING 9MM | Trauma | EA
221.321 | 10886982156334 | 1.3MM EXTENDED H-PLATE/LEFT | Trauma | EA
200.690 | 10886982141392 | 1.3MM CORTEX SCREW SELF-TAPPING 10MM | Trauma | EA
200.691 | 10886982141408 | 1.3MM CORTEX SCREW SELF-TAPPING 11MM | Trauma | EA
221.333 | 10886982156341 | 1.3MM T-PLATE 3 HOLES HEAD/ 8 HOLES SHAFT | Trauma | EA
221.334 | 10886982156358 | 1.3MM T-PLATE 4 HOLES HEAD/ 8 HOLES SHAFT | Trauma | EA
200.692 | 10886982141415 | 1.3MM CORTEX SCREW SELF-TAPPING 12MM | Trauma | EA
200.693 | 10886982141422 | 1.3MM CORTEX SCREW SELF-TAPPING 13MM | Trauma | EA
200.694 | 10886982141439 | 1.3MM CORTEX SCREW SELF-TAPPING 14MM | Trauma | EA
200.696 | 10886982141446 | 1.3MM CORTEX SCREW SELF-TAPPING 16MM | Trauma | EA
200.698 | 10886982141453 | 1.3MM CORTEX SCREW SELF-TAPPING 18MM | Trauma | EA
221.335 | 10886982156365 | 1.3MM Y-PLATE 3 HOLES HEAD/ 8 HOLES SHAFT | Trauma | EA
200.813 | 10886982141538 | 1.5MM CORTEX SCREW SELF-TAPPING 13MM | Trauma | EA
246.031 | 10886982170507 | 1.5MM STRAIGHT PLATE 6 HOLES | Trauma | EA
246.191 | 10886982170521 | 1.5MM STRAIGHT PLATE 12 HOLES | Trauma | EA
246.233 | 10886982170545 | 1.5MM T-PLATE 3 HOLES HEAD/ 8 HOLES SHAFT | Trauma | EA
246.234 | 10886982170552 | 1.5MM T-PLATE 4 HOLES HEAD/ 8 HOLES SHAFT | Trauma | EA
246.612 | 10886982170651 | 1.5MM Y-PLATE 3 HOLES HEAD/ 8 HOLES SHAFT | Trauma | EA
246.483 | 10886982170637 | 1.5MM EXTENDED H-PLATE/LEFT | Trauma | EA
246.482 | 10886982170620 | 1.5 MM EXTENDED H-PLATE/RIGHT | Trauma | EA
201.807 | 10886982142900 | 2.0MM CORTEX SCREW SELF-TAPPING 7MM | Trauma | EA
201.809 | 10886982142924 | 2.0MM CORTEX SCREW SELF-TAPPING 9MM | Trauma | EA
201.811 | 10886982142948 | 2.0MM CORTEX SCREW SELF-TAPPING 11MM | Trauma | EA
201.813 | 10886982142962 | 2.0MM CORTEX SCREW SELF-TAPPING 13MM | Trauma | EA
247.031 | 10886982170675 | 2.0MM STRAIGHT PLATE 6 HOLES | Trauma | EA
243.091 | 10886982168962 | 2.0MM STRAIGHT PLATE 12 HOLES | Trauma | EA
247.232 | 10886982170682 | 2.0MM T-PLATE 2 HOLES HEAD/ 8 HOLES SHAFT | Trauma | EA
247.233 | 10886982170699 | 2.0MM T-PLATE 3 HOLES HEAD/ 8 HOLES SHAFT | Trauma | EA
247.612 | 10886982170910 | 2.0MM Y-PLATE 3 HOLES HEAD/ 8 HOLES SHAFT | Trauma | EA
201.636 | 10886982142146 | 2.4MM CORTEX SCREW SELF-TAPPING 6MM | Trauma | EA
201.637 | 10886982142153 | 2.4MM CORTEX SCREW SELF-TAPPING 7MM | Trauma | EA
201.639 | 10886982142177 | 2.4MM CORTEX SCREW SELF-TAPPING 9MM | Trauma | EA
201.641 | 10886982142191 | 2.4MM CORTEX SCREW SELF-TAPPING 11MM | Trauma | EA
201.643 | 10886982142214 | 2.4MM CORTEX SCREW SELF-TAPPING 13MM | Trauma | EA
249.906 | 10886982171443 | 2.4MM STRAIGHT PLATE 6 HOLES | Trauma | EA
249.912 | 10886982171450 | 2.4MM STRAIGHT PLATE 12 HOLES | Trauma | EA
249.913 | 10886982171467 | 2.4MM T-PLATE 2 HOLES HEAD/ 8 HOLES SHAFT | Trauma | EA
249.914 | 10886982171474 | 2.4MM T-PLATE 3 HOLES HEAD/ 8 HOLES SHAFT | Trauma | EA
249.915 | 10886982171481 | 2.4MM Y-PLATE 3 HOLES HEAD/ 8 HOLES SHAFT | Trauma | EA
305.085 | 10886982184566 | 1.0MM/1.3MM HAND MODULE CASE | Trauma | EA
305.086 | 10886982184573 | 1.5MM HAND MODULE CASE | Trauma | EA
305.087 | 10886982184580 | 2.0MM HAND MODULE CASE | Trauma | EA
305.088 | 10886982184597 | 2.4MM HAND MODULE CASE | Trauma | EA
395.779 | 10886982200693 | 8.0MM CARBON FIBER ROD 160MM | Trauma | EA
201.758 | 10886982142696 | 2.4MM CORTEX SCREW SLF-TPNG WITH T8 STARDRIVE RECESS 8MM | Trauma | EA
201.760 | 10886982142719 | 2.4MM CORTEX SCREW SLF-TPNG WITH T8 STARDRIVE RECESS 10MM | Trauma | EA
201.762 | 10886982142733 | 2.4MM CORTEX SCREW SLF-TPNG WITH T8 STARDRIVE RECESS 12MM | Trauma | EA
201.764 | 10886982142757 | 2.4MM CORTEX SCREW SLF-TPNG WITH T8 STARDRIVE RECESS 14MM | Trauma | EA
201.766 | 10886982142764 | 2.4MM CORTEX SCREW SLF-TPNG WITH T8 STARDRIVE RECESS 16MM | Trauma | EA
201.768 | 10886982142771 | 2.4MM CORTEX SCREW SLF-TPNG WITH T8 STARDRIVE RECESS 18MM | Trauma | EA
201.770 | 10886982142788 | 2.4MM CORTEX SCREW SLF-TPNG WITH T8 STARDRIVE RECESS 20MM | Trauma | EA
201.772 | 10886982142795 | 2.4MM CORTEX SCREW SLF-TPNG WITH T8 STARDRIVE RECESS 22MM | Trauma | EA
201.774 | 10886982142801 | 2.4MM CORTEX SCREW SLF-TPNG WITH T8 STARDRIVE RECESS 24MM | Trauma | EA
201.776 | 10886982142818 | 2.4MM CORTEX SCREW SLF-TPNG WITH T8 STARDRIVE RECESS 26MM | Trauma | EA
201.778 | 10886982142825 | 2.4MM CORTEX SCREW SLF-TPNG WITH T8 STARDRIVE RECESS 28MM | Trauma | EA
201.780 | 10886982142832 | 2.4MM CORTEX SCREW SLF-TPNG WITH T8 STARDRIVE RECESS 30MM | Trauma | EA
242.479 | 10886982168511 | 2.4MM LCPÂ® DISTAL RADIUS PLATE STRAIGHT/SHORT | Trauma | EA
242.490 | 10886982168542 | 2.4MM LCPÂ® DISTAL RADIUS PLATE STRAIGHT/LONG | Trauma | EA
242.491 | 10886982168559 | LCPÂ® DISTAL RADIUS PLATE-VOLAR LEFT/SHORT | Trauma | EA
242.492 | 10886982168566 | LCPÂ® DISTAL RADIUS PLATE-VOLAR LEFT/LONG | Trauma | EA
242.493 | 10886982168573 | LCPÂ® DISTAL RADIUS PLATE-VOLAR RIGHT/SHORT | Trauma | EA
242.494 | 10886982168580 | LCPÂ® DISTAL RADIUS PLATE-VOLAR RIGHT/LONG | Trauma | EA
242.505 | 10886982168641 | 2.4MM LCPÂ® DISTAL RADIUS L-PLATE/+90 DEG 3H HD/4H SHAFT | Trauma | EA
242.504 | 10886982168634 | 2.4MM LCPÂ® DISTAL RADIUS L-PLATE/+90 DEG 3H HD/3H SHAFT | Trauma | EA
242.503 | 10886982168627 | 2.4MM LCPÂ® DISTAL RADIUS L-PLATE/+90 DEG 2H HD/4H SHAFT | Trauma | EA
242.502 | 10886982168610 | 2.4MM LCPÂ® DISTAL RADIUS L-PLATE/+90 DEG 2H HD/3H SHAFT | Trauma | EA
242.501 | 10886982168603 | 2.4MM LCPÂ® DISTAL RADIUS L-PLATE/-90 DEG 2H HD/4H SHAFT | Trauma | EA
242.500 | 10886982168597 | 2.4MM LCPÂ® DISTAL RADIUS L-PLATE/-90 DEG 2H HD/3H SHAFT | Trauma | EA
242.506 | 10886982168658 | 2.4MM LCPÂ® DISTAL RADIUS L-PLATE/-90 DEG 3H HD/3H SHAFT | Trauma | EA
242.507 | 10886982168665 | 2.4MM LCPÂ® DISTAL RADIUS L-PLATE/-90 DEG 3H HD/4H SHAFT | Trauma | EA
242.508 | 10886982168672 | 2.4MM LCPÂ® DISTAL RADIUS L-PLATE/+20 DEG 3H HD/3H SHAFT | Trauma | EA
242.509 | 10886982168689 | 2.4MM LCPÂ® DISTAL RADIUS L-PLATE/+20 DEG 3H HD/4H SHAFT | Trauma | EA
242.511 | 10886982168702 | 2.4MM LCPÂ® DISTAL RADIUS L-PLATE/-20 DEG 3H HD/3H SHAFT | Trauma | EA
242.512 | 10886982168719 | 2.4MM LCPÂ® DISTAL RADIUS L-PLATE/-20 DEG 3H HD/4H SHAFT | Trauma | EA
690.447 | 10886982253736 | NOMENCLATURE PLATE KIT FOR SMALL FRAGMENT LCPÂ® SCREW RACK | Trauma | EA
690.410 | 10886982253422 | GRAPHIC CASE F/SMALL FRAG LCPÂ® INSTRUMENT AND TI IMPLANT SET | Trauma | EA
690.390 | 10886982253330 | GRAPHIC CASE FOR 3.5MM LCPÂ® PROXIMAL TIBIA PLATE SET | Trauma | EA
690.378 | 10886982253194 | GRAPHIC CASE FOR SMALL EXTERNAL FIXATOR | Trauma | EA
242.120 | 10886982168061 | 4.5MM LCPÂ® PROXIMAL FEMUR HOOK PLATE 2 HOLES/133MM | Trauma | EA
242.121 | 10886982168085 | 4.5MM LCPÂ® PROXIMAL FEMUR HOOK PLATE 4 HOLES/169MM | Trauma | EA
242.122 | 10886982168108 | 4.5MM LCPÂ® PROXIMAL FEMUR HOOK PLATE 6 HOLES/205MM | Trauma | EA
242.123 | 10886982168122 | 4.5MM LCPÂ® PROXIMAL FEMUR HOOK PLATE 8 HOLES/241MM | Trauma | EA
242.124 | 10886982168146 | 4.5MM LCPÂ® PROXIMAL FEMUR HOOK PLATE 10 HOLES/277MM | Trauma | EA
242.125 | 10886982168160 | 4.5MM LCPÂ® PROXIMAL FEMUR HOOK PLATE 12 HOLES/313MM | Trauma | EA
242.126 | 10886982168184 | 4.5MM LCPÂ® PROXIMAL FEMUR HOOK PLATE 14 HOLES/349MM | Trauma | EA
242.127 | 10886982168207 | 4.5MM LCPÂ® PROXIMAL FEMUR HOOK PLATE 16 HOLES/385MM | Trauma | EA
242.128 | 10886982168221 | 4.5MM LCPÂ® PROXIMAL FEMUR HOOK PLATE 18 HOLES/421MM | Trauma | EA
322.535 | 10886982190543 | 5.5MM UNIVERSAL DRILL GUIDE | Trauma | EA
441.132 | 10886982221230 | 3.5MM TI LCPÂ® T-PLATE 4H HEAD/ 3H SHAFT/50MM-RIGHT ANGLE | Trauma | EA
441.141 | 10886982221254 | 3.5MM TI LCPÂ® T-PLATE 4H HEAD/ 4H SHAFT/56MM-RIGHT ANGLE | Trauma | EA
441.152 | 10886982221292 | 3.5MM TI LCPÂ® T-PLATE 4H HEAD/ 5H SHAFT/67MM-RIGHT ANGLE | Trauma | EA
441.161 | 10886982221315 | 3.5MM TI LCPÂ® T-PLATE 4H HEAD/ 6H SHAFT/78MM-RIGHT ANGLE | Trauma | EA
412.101 | 10886982210340 | 3.5MM TI LOCKING SCR SLF-TPNG WITH STARDRIVE RECESS 10MM | Trauma | EA
441.172 | 10886982221346 | 3.5MM TI LCPÂ® T-PLATE 4H HEAD/ 7H SHAFT/89MM-RIGHT ANGLE | Trauma | EA
412.102 | 10886982210357 | 3.5MM TI LOCKING SCR SLF-TPNG WITH STARDRIVE RECESS 12MM | Trauma | EA
412.103 | 10886982210364 | 3.5MM TI LOCKING SCR SLF-TPNG WITH STARDRIVE RECESS 14MM | Trauma | EA
441.182 | 10886982221360 | 3.5MM TI LCPÂ® T-PLATE 4H HEAD/ 8H SHAFT/100MM-RIGHT ANGLE | Trauma | EA
412.104 | 10886982210371 | 3.5MM TI LOCKING SCR SLF-TPNG WITH STARDRIVE RECESS 16MM | Trauma | EA
412.105 | 10886982210388 | 3.5MM TI LOCKING SCR SLF-TPNG WITH STARDRIVE RECESS 18MM | Trauma | EA
412.106 | 10886982210395 | 3.5MM TI LOCKING SCR SLF-TPNG WITH STARDRIVE RECESS 20MM | Trauma | EA
412.107 | 10886982210401 | 3.5MM TI LOCKING SCR SLF-TPNG WITH STARDRIVE RECESS 22MM | Trauma | EA
412.108 | 10886982210418 | 3.5MM TI LOCKING SCR SLF-TPNG WITH STARDRIVE RECESS 24MM | Trauma | EA
412.109 | 10886982210425 | 3.5MM TI LOCKING SCR SLF-TPNG WITH STARDRIVE RECESS 26MM | Trauma | EA
412.110 | 10886982210449 | 3.5MM TI LOCKING SCR SLF-TPNG WITH STARDRIVE RECESS 28MM | Trauma | EA
412.111 | 10886982210463 | 3.5MM TI LOCKING SCR SLF-TPNG WITH STARDRIVE RECESS 30MM | Trauma | EA
412.112 | 10886982210487 | 3.5MM TI LOCKING SCR SLF-TPNG WITH STARDRIVE RECESS 32MM | Trauma | EA
412.113 | 10886982210500 | 3.5MM TI LOCKING SCR SLF-TPNG WITH STARDRIVE RECESS 34MM | Trauma | EA
412.115 | 10886982210548 | 3.5MM TI LOCKING SCR SLF-TPNG WITH STARDRIVE RECESS 36MM | Trauma | EA
412.116 | 10886982210562 | 3.5MM TI LOCKING SCR SLF-TPNG WITH STARDRIVE RECESS 38MM | Trauma | EA
412.117 | 10886982210586 | 3.5MM TI LOCKING SCR SLF-TPNG WITH STARDRIVE RECESS 40MM | Trauma | EA
412.119 | 10886982210623 | 3.5MM TI LOCKING SCR SLF-TPNG WITH STARDRIVE RECESS 45MM | Trauma | EA
412.121 | 10886982210661 | 3.5MM TI LOCKING SCR SLF-TPNG WITH STARDRIVE RECESS 50MM | Trauma | EA
412.123 | 10886982210708 | 3.5MM TI LOCKING SCR SLF-TPNG WITH STARDRIVE RECESS 55MM | Trauma | EA
412.124 | 10886982210722 | 3.5MM TI LOCKING SCR SLF-TPNG WITH STARDRIVE RECESS 60MM | Trauma | EA
441.131 | 10886982221223 | 3.5MM TI LCPÂ® T-PLATE 3H HEAD/ 3H SHAFT/50MM-RIGHT ANGLE | Trauma | EA
441.142 | 10886982221261 | 3.5MM TI LCPÂ® T-PLATE 3H HEAD/ 4H SHAFT/57MM-RIGHT ANGLE | Trauma | EA
441.151 | 10886982221285 | 3.5MM TI LCPÂ® T-PLATE 3H HEAD/ 5H SHAFT/67MM-RIGHT ANGLE | Trauma | EA
441.162 | 10886982221322 | 3.5MM TI LCPÂ® T-PLATE 3H HEAD/ 6H SHAFT/77MM-RIGHT ANGLE | Trauma | EA
441.171 | 10886982221339 | 3.5MM TI LCPÂ® T-PLATE 3H HEAD/ 7H SHAFT/87MM-RIGHT ANGLE | Trauma | EA
441.181 | 10886982221353 | 3.5MM TI LCPÂ® T-PLATE 3H HEAD/ 8H SHAFT/97MM-RIGHT ANGLE | Trauma | EA
690.411 | 10886982253439 | SCREW RACK F/SM FRAG LCPÂ® INSTR/TI IMPL SET GRAPHIC CASE | Trauma | EA
690.412 | 10886982253446 | SCREW RACK F/SM FRAG LCPÂ® SET & 4.0MM TI CANN SCREWS | Trauma | EA
294.771SHA | 10886982181848 | 4.0MM/3.0MM SLF-DRLG SCHANZ SCREW 80MM/HA COATING-STERILE | Trauma | EA
294.775SHA | 10886982181947 | 4.0MM SELF-DRILLING SCHANZ SCREW 80MM/HA COATING-STERILE | Trauma | EA
294.776SHA | 10886982181978 | 4.0MM SELF-DRILLING SCHANZ SCREW 100MM/HA COATING-STERILE | Trauma | EA
294.777SHA | 10886982182005 | 4.0MM SELF-DRILLING SCHANZ SCREW 125MM/HA COATING-STERILE | Trauma | EA
294.778SHA | 10886982182036 | 4.0MM SELF-DRILLING SCHANZ SCREW 150MM/HA COATING-STERILE | Trauma | EA
294.779SHA | 10886982182067 | 4.0MM SELF-DRILLING SCHANZ SCREW 175MM/HA COATING-STERILE | Trauma | EA
294.782SHA | 10886982182098 | 5.0MM SELF-DRILLING SCHANZ SCREW 100MM/HA COATING-STERILE | Trauma | EA
294.783SHA | 10886982182128 | 5.0MM SELF-DRILLING SCHANZ SCREW 125MM/HA COATING-STERILE | Trauma | EA
294.784SHA | 10886982182159 | 5.0MM SELF-DRILLING SCHANZ SCREW 150MM/HA COATING-STERILE | Trauma | EA
294.785SHA | 10886982182180 | 5.0MM SELF-DRILLING SCHANZ SCREW 175MM/HA COATING-STERILE | Trauma | EA
294.786SHA | 10886982182210 | 5.0MM SELF-DRILLING SCHANZ SCREW 200MM/HA COATING-STERILE | Trauma | EA
294.788SHA | 10886982182241 | 5.0MM SELF-DRILLING SCHANZ SCREW 250MM/HA COATING-STERILE | Trauma | EA
294.796SHA | 10886982182395 | 6.0MM SELF-DRILLING SCHANZ SCREW 200MM/HA COATING-STERILE | Trauma | EA
494.771SHA | 10886982236401 | 4.0MM/3.0MM TI SLF-DRLG SCHANZ SCREW 80MM/HA COATING-STERILE | Trauma | EA
494.784SHA | 10886982236692 | 5.0MM TI SELF-DRILLING SCHANZ SCREW 150MM/HA COATING-STERILE | Trauma | EA
494.785SHA | 10886982236722 | 5.0MM TI SELF-DRILLING SCHANZ SCREW 175MM/HA COATING-STERILE | Trauma | EA
494.786SHA | 10886982236753 | 5.0MM TI SELF-DRILLING SCHANZ SCREW 200MM/HA COATING-STERILE | Trauma | EA
690.397 | 10886982253385 | SCREW RACK FOR LONGER 3.5MM LOCKING SCR W/STARDRIVE RECESS | Trauma | EA
426.561 | 10886982217110 | 4.5MM TI BROAD LCPÂ® PLATE 6 HOLES/116MM | Trauma | EA
426.571 | 10886982217134 | 4.5MM TI BROAD LCPÂ® PLATE 7 HOLES/134MM | Trauma | EA
426.581 | 10886982217158 | 4.5MM TI BROAD LCPÂ® PLATE 8 HOLES/152MM | Trauma | EA
426.591 | 10886982217172 | 4.5MM TI BROAD LCPÂ® PLATE 9 HOLES/170MM | Trauma | EA
426.601 | 10886982217196 | 4.5MM TI BROAD LCPÂ® PLATE 10 HOLES/188MM | Trauma | EA
426.611 | 10886982217219 | 4.5MM TI BROAD LCPÂ® PLATE 11 HOLES/206MM | Trauma | EA
426.621 | 10886982217233 | 4.5MM TI BROAD LCPÂ® PLATE 12 HOLES/224MM | Trauma | EA
426.661 | 10886982217356 | 4.5MM TI BROAD LCPÂ® PLATE 16 HOLES/296MM | Trauma | EA
426.681 | 10886982217417 | 4.5MM TI BROAD LCPÂ® PLATE 18 HOLES/332MM | Trauma | EA
426.701 | 10886982217455 | 4.5MM TI BROAD LCPÂ® PLATE 20 HOLES/368MM | Trauma | EA
426.721 | 10886982217486 | 4.5MM TI BROAD LCPÂ® PLATE 22 HOLES/404MM | Trauma | EA
426.641 | 10886982217295 | 4.5MM TI BROAD LCPÂ® PLATE 14 HOLES/260MM | Trauma | EA
440.141 | 10886982220387 | 4.5MM TI LCPÂ® T-PLATE 4 HOLES 83MM | Trauma | EA
440.161 | 10886982220417 | 4.5MM TI LCPÂ® T-PLATE 6 HOLES 115MM | Trauma | EA
440.181 | 10886982220431 | 4.5MM TI LCPÂ® T-PLATE 8 HOLES 147MM | Trauma | EA
424.521 | 10886982216649 | 4.5MM TI NARROW LCPÂ® PLATE 2 HOLES/44MM | Trauma | EA
424.531 | 10886982216663 | 4.5MM TI NARROW LCPÂ® PLATE 3 HOLES/62MM | Trauma | EA
424.541 | 10886982216687 | 4.5MM TI NARROW LCPÂ® PLATE 4 HOLES/80MM | Trauma | EA
424.551 | 10886982216700 | 4.5MM TI NARROW LCPÂ® PLATE 5 HOLES/98MM | Trauma | EA
424.561 | 10886982216724 | 4.5MM TI NARROW LCPÂ® PLATE 6 HOLES/116MM | Trauma | EA
424.571 | 10886982216748 | 4.5MM TI NARROW LCPÂ® PLATE 7 HOLES/134MM | Trauma | EA
424.581 | 10886982216762 | 4.5MM TI NARROW LCPÂ® PLATE 8 HOLES/152MM | Trauma | EA
424.591 | 10886982216786 | 4.5MM TI NARROW LCPÂ® PLATE 9 HOLES/170MM | Trauma | EA
424.601 | 10886982216809 | 4.5MM TI NARROW LCPÂ® PLATE 10 HOLES/188MM | Trauma | EA
424.611 | 10886982216823 | 4.5MM TI NARROW LCPÂ® PLATE 11 HOLES/206MM | Trauma | EA
424.621 | 10886982216847 | 4.5MM TI NARROW LCPÂ® PLATE 12 HOLES/224MM | Trauma | EA
424.631 | 10886982216861 | 4.5MM TI NARROW LCPÂ® PLATE 13 HOLES/242MM | Trauma | EA
424.651 | 10886982216908 | 4.5MM TI NARROW LCPÂ® PLATE 15 HOLES/278MM | Trauma | EA
424.661 | 10886982216922 | 4.5MM TI NARROW LCPÂ® PLATE 16 HOLES/296MM | Trauma | EA
424.681 | 10886982216953 | 4.5MM TI NARROW LCPÂ® PLATE 18 HOLES/332MM | Trauma | EA
424.701 | 10886982216977 | 4.5MM TI NARROW LCPÂ® PLATE 20 HOLES/368MM | Trauma | EA
424.721 | 10886982216991 | 4.5MM TI NARROW LCPÂ® PLATE 22 HOLES/404MM | Trauma | EA
424.641 | 10886982216885 | 4.5MM TI NARROW LCPÂ® PLATE 14 HOLES/260MM | Trauma | EA
245.024 | 10886982169372 | 3.5MM LOW PROFILE RECONSTRUCTION PLATE 4 HOLES | Trauma | EA
245.025 | 10886982169389 | 3.5MM LOW PROFILE RECONSTRUCTION PLATE 5 HOLES | Trauma | EA
245.026 | 10886982169396 | 3.5MM LOW PROFILE RECONSTRUCTION PLATE 6 HOLES | Trauma | EA
245.028 | 10886982169419 | 3.5MM LOW PROFILE RECONSTRUCTION PLATE 8 HOLES | Trauma | EA
245.029 | 10886982169426 | 3.5MM LOW PROFILE RECONSTRUCTION PLATE 9 HOLES | Trauma | EA
245.030 | 10886982169440 | 3.5MM LOW PROFILE RECONSTRUCTION PLATE 10 HOLES | Trauma | EA
245.031 | 10886982169457 | 3.5MM LOW PROFILE RECONSTRUCTION PLATE 11 HOLES | Trauma | EA
245.032 | 10886982169464 | 3.5MM LOW PROFILE RECONSTRUCTION PLATE 12 HOLES | Trauma | EA
359.086S | 10886982196941 | REMOVAL ADAPTOR-STERILE FOR FLEXIBLE HUMERAL NAILS | Trauma | EA
222.580 | 10886982157140 | 4.0MM LOCKING SCREW 14MM | Trauma | EA
222.581 | 10886982157157 | 4.0MM LOCKING SCREW 16MM | Trauma | EA
222.582 | 10886982157164 | 4.0MM LOCKING SCREW 18MM | Trauma | EA
222.583 | 10886982157171 | 4.0MM LOCKING SCREW 22MM | Trauma | EA
222.584 | 10886982157188 | 4.0MM LOCKING SCREW 26MM | Trauma | EA
222.585 | 10886982157195 | 4.0MM LOCKING SCREW 30MM | Trauma | EA
222.586 | 10886982157201 | 4.0MM LOCKING SCREW 34MM | Trauma | EA
222.587 | 10886982157218 | 4.0MM LOCKING SCREW 38MM | Trauma | EA
222.588 | 10886982157225 | 4.0MM LOCKING SCREW 42MM | Trauma | EA
222.589 | 10886982157232 | 4.0MM LOCKING SCREW 46MM | Trauma | EA
222.590 | 10886982157249 | 4.0MM LOCKING SCREW 50MM | Trauma | EA
222.591 | 10886982157256 | 4.0MM LOCKING SCREW 54MM | Trauma | EA
222.592 | 10886982157263 | 4.0MM LOCKING SCREW 58MM | Trauma | EA
222.593 | 10886982157270 | 4.0MM LOCKING SCREW 62MM | Trauma | EA
510.101 | 10886982237118 | QUICK COUPLING FOR DRILL BITS | Trauma | EA
510.121 | 10886982237156 | JACOBS CHUCK WITH KEY | Trauma | EA
510.131 | 10886982237187 | KEYLESS JACOBS CHUCK | Trauma | EA
510.161 | 10886982237217 | LARGE QUICK COUPLING | Trauma | EA
338.442 | 10886982193483 | CONTOURED REAMER 56MM | Trauma | EA
319.186 | 10886982190062 | LONG PULL REDUCTION INSTRUMENT FOR LISS | Trauma | EA
SD314.001 | 10886982004567 | SMALL HEXAGONAL PELVIC SCREWDRIVER/LARGE HANDLE | Trauma | EA
204.735 | 10886982146199 | 3.5MM PELVIC CORTEX SCREW SELF-TAPPING 135MM | Trauma | EA
204.740 | 10886982146205 | 3.5MM PELVIC CORTEX SCREW SELF-TAPPING 140MM | Trauma | EA
204.745 | 10886982146212 | 3.5MM PELVIC CORTEX SCREW SELF-TAPPING 145MM | Trauma | EA
204.750 | 10886982146229 | 3.5MM PELVIC CORTEX SCREW SELF-TAPPING 150MM | Trauma | EA
391.919 | 10886982198433 | IMPACTOR | Trauma | EA
199.933S | 10886982141033 | 6.0MM THREADED SACRAL BAR KIT 200MM-STERILE | Trauma | EA
199.936S | 10886982141040 | 6.0MM THREADED SACRAL BAR KIT 260MM-STERILE | Trauma | EA
324.170 | 10886982191137 | CONDYLAR PLATE GUIDE-RIGHT | Trauma | EA
324.171 | 10886982191144 | CONDYLAR PLATE GUIDE-LEFT | Trauma | EA
319.461 | 10886982190307 | 2.5MM CLEANING STYLET | Trauma | EA
222.578 | 10886982157133 | 5.0MM SCREW NUT | Trauma | EA
319.091 | 10886982190000 | DEPTH GAUGE FOR 3.5MM CORTEX SCREWS | Trauma | EA
394.052 | 10886982199461 | WRIST COVER | Trauma | EA
324.174 | 10886982191151 | 2.5MM WIRE GUIDE FOR 5.0MM SCREWS | Trauma | EA
324.175 | 10886982191168 | 2.5MM WIRE GUIDE FOR 7.3MM SCREWS | Trauma | EA
324.176 | 10886982191175 | 3.2MM DRILL GUIDE FOR 4.0MM SCREWS | Trauma | EA
519.118S | 10886982239051 | SAW BLADE 12.5MM WIDTH 90MM/0.9MM CUT THICKNESS-STER | Trauma | EA
690.315 | 10886982252104 | LARGE EXTERNAL FIXATOR GRAPHIC CASE | Trauma | EA
319.701 | 10886982190321 | CANNULATED SCREW MEASURING DEVICE | Trauma | EA
311.682 | 10886982187512 | CANNULATED TAP FOR 7.3MM SCREWS | Trauma | EA
310.632 | 10886982186836 | 5.0MM CANNULATED DRILL BIT/QC 200MM | Trauma | EA
310.634 | 10886982186843 | 4.3MM CANNULATED DRILL BIT/QC 200MM | Trauma | EA
611.105.01S | 10886982250728 | 1.7MM COCR CABLE WITH TI CRIMP 750MM-STERILE | Trauma | EA
498.807S | 10886982236982 | TI TROCHANTERIC REATTACHMENT DEVICE W/CABLES/LONG-STERILE | Trauma | EA
392.178 | 20886982198638 | PROTECTIVE CAPS FOR 1.6MM KIRSCHNER WIRES | Trauma | TP
392.179 | 20886982198652 | PROTECTIVE CAPS FOR 2.0MM KIRSCHNER WIRES | Trauma | TP
304.365.60 | 10886982183675 | LABEL SHEET PACK FOR LARGE SUPPLEMENTAL SCREW RACKS | Trauma | EA
392.177 | 20886982198621 | PROTECTIVE CAPS FOR 1.0MM/1.25MM KIRSCHNER WIRES | Trauma | TP
358.679 | 10886982196736 | EXTENDED AIMING ARM FOR TI SOLID HUMERAL NAILS | Trauma | EA
358.699 | 10886982196866 | INSERTER/EXTRACTOR FOR TI SOLID HUMERAL NAILS | Trauma | EA
223.521 | 10886982157836 | 3.5MM LCP PLATE 2 HOLES 33MM | Trauma | EA
223.531 | 10886982157850 | 3.5MM LCP PLATE 3 HOLES 46MM | Trauma | EA
223.541 | 10886982157874 | 3.5MM LCP PLATE 4 HOLES 59MM | Trauma | EA
223.551 | 10886982157898 | 3.5MM LCP PLATE 5 HOLES 72MM | Trauma | EA
223.561 | 10886982157911 | 3.5MM LCP PLATE 6 HOLES 85MM | Trauma | EA
223.571 | 10886982157935 | 3.5MM LCP PLATE 7 HOLES 98MM | Trauma | EA
223.581 | 10886982157959 | 3.5MM LCP PLATE 8 HOLES 111MM | Trauma | EA
223.591 | 10886982157973 | 3.5MM LCP PLATE 9 HOLES 124MM | Trauma | EA
223.601 | 10886982157997 | 3.5MM LCP PLATE 10 HOLES 137MM | Trauma | EA
223.611 | 10886982158017 | 3.5MM LCP PLATE 11 HOLES 150MM | Trauma | EA
223.621 | 10886982158031 | 3.5MM LCP PLATE 12 HOLES 163MM | Trauma | EA
223.631 | 10886982158048 | 3.5MM LCP PLATE 13 HOLES 176MM | Trauma | EA
223.641 | 10886982158062 | 3.5MM LCP PLATE 14 HOLES 189MM | Trauma | EA
223.651 | 10886982158086 | 3.5MM LCP PLATE 15 HOLES 202MM | Trauma | EA
223.661 | 10886982158109 | 3.5MM LCP PLATE 16 HOLES 215MM | Trauma | EA
223.671 | 10886982158116 | 3.5MM LCP PLATE 18 HOLES 241MM | Trauma | EA
223.681 | 10886982158130 | 3.5MM LCP PLATE 20 HOLES 267MM | Trauma | EA
223.691 | 10886982158147 | 3.5MM LCP PLATE 22 HOLES 293MM | Trauma | EA
423.521 | 10886982216205 | 3.5MM TI LCPÂ® PLATE 2 HOLES 33MM | Trauma | EA
423.531 | 10886982216229 | 3.5MM TI LCPÂ® PLATE 3 HOLES 46MM | Trauma | EA
423.541 | 10886982216243 | 3.5MM TI LCPÂ® PLATE 4 HOLES 59MM | Trauma | EA
423.551 | 10886982216267 | 3.5MM TI LCPÂ® PLATE 5 HOLES 72MM | Trauma | EA
423.561 | 10886982216281 | 3.5MM TI LCPÂ® PLATE 6 HOLES 85MM | Trauma | EA
423.571 | 10886982216304 | 3.5MM TI LCPÂ® PLATE 7 HOLES 98MM | Trauma | EA
423.581 | 10886982216328 | 3.5MM TI LCPÂ® PLATE 8 HOLES 111MM | Trauma | EA
423.591 | 10886982216342 | 3.5MM TI LCPÂ® PLATE 9 HOLES 124MM | Trauma | EA
423.601 | 10886982216366 | 3.5MM TI LCPÂ® PLATE 10 HOLES 137MM | Trauma | EA
423.611 | 10886982216380 | 3.5MM TI LCPÂ® PLATE 11 HOLES 150MM | Trauma | EA
423.621 | 10886982216403 | 3.5MM TI LCPÂ® PLATE 12 HOLES 163MM | Trauma | EA
423.631 | 10886982216410 | 3.5MM TI LCPÂ® PLATE 13 HOLES 176MM | Trauma | EA
423.641 | 10886982216434 | 3.5MM TI LCPÂ® PLATE 14 HOLES 189MM | Trauma | EA
423.651 | 10886982216458 | 3.5MM TI LCPÂ® PLATE 15 HOLES 202MM | Trauma | EA
423.661 | 10886982216472 | 3.5MM TI LCPÂ® PLATE 16 HOLES 215MM | Trauma | EA
423.671 | 10886982216489 | 3.5MM TI LCPÂ® PLATE 18 HOLES 241MM | Trauma | EA
423.681 | 10886982216502 | 3.5MM TI LCPÂ® PLATE 20 HOLES 267MM | Trauma | EA
423.691 | 10886982216519 | 3.5MM TI LCPÂ® PLATE 22 HOLES 293MM | Trauma | EA
310.243 | 10886982186300 | 2.5MM DRILL TIP GUIDE WIRE 200MM | Trauma | EA
249.924 | 10886982171535 | 2.4MM LC-DCPÂ® PLATE 4 HOLES/35MM | Trauma | EA
249.928 | 10886982171559 | 2.4MM LC-DCPÂ® PLATE 8 HOLES/67MM | Trauma | EA
304.391 | 10886982183750 | 4.0MM SCREW RACK AND INSTRUMENT TRAY | Trauma | EA
314.075 | 10886982188465 | HEXAGONAL SCREWDRIVER 2.5MM WITH ERGONOMIC HANDLE | Trauma | EA
305.069 | 10886982184498 | K-WIRE IMPLANT MODULE | Trauma | EA
245.341 | 10886982170064 | 3.5MM LCPÂ® CURVED RECON PLATE 4 HOLES | Trauma | EA
245.361 | 10886982170101 | 3.5MM LCPÂ® CURVED RECON PLATE 6 HOLES | Trauma | EA
245.381 | 10886982170125 | 3.5MM LCPÂ® CURVED RECON PLATE 8 HOLES | Trauma | EA
245.401 | 10886982170149 | 3.5MM LCPÂ® CURVED RECON PLATE 10 HOLES | Trauma | EA
245.421 | 10886982170163 | 3.5MM LCPÂ® CURVED RECON PLATE 12 HOLES | Trauma | EA
245.441 | 10886982170187 | 3.5MM LCPÂ® CURVED RECON PLATE 14 HOLES | Trauma | EA
245.461 | 10886982170194 | 3.5MM LCPÂ® CURVED RECON PLATE 16 HOLES | Trauma | EA
245.481 | 10886982170200 | 3.5MM LCPÂ® CURVED RECON PLATE 18 HOLES | Trauma | EA
245.041 | 10886982169549 | 3.5MM LCP RECONSTRUCTION PLATE 4 HOLES/56MM | Trauma | EA
245.051 | 10886982169570 | 3.5MM LCP RECONSTRUCTION PLATE 5 HOLES/70MM | Trauma | EA
245.061 | 10886982169594 | 3.5MM LCP RECONSTRUCTION PLATE 6 HOLES/84MM | Trauma | EA
245.071 | 10886982169600 | 3.5MM LCP RECONSTRUCTION PLATE 7 HOLES/98MM | Trauma | EA
245.081 | 10886982169624 | 3.5MM LCP RECONSTRUCTION PLATE 8 HOLES/112MM | Trauma | EA
245.091 | 10886982169631 | 3.5MM LCP RECONSTRUCTION PLATE 9 HOLES/126MM | Trauma | EA
245.101 | 10886982169655 | 3.5MM LCP RECONSTRUCTION PLATE 10 HOLES/140MM | Trauma | EA
245.111 | 10886982169662 | 3.5MM LCP RECONSTRUCTION PLATE 11 HOLES/154MM | Trauma | EA
245.121 | 10886982169686 | 3.5MM LCP RECONSTRUCTION PLATE 12 HOLES/168MM | Trauma | EA
245.131 | 10886982169693 | 3.5MM LCP RECONSTRUCTION PLATE 13 HOLES/182MM | Trauma | EA
245.141 | 10886982169716 | 3.5MM LCP RECONSTRUCTION PLATE 14 HOLES/196MM | Trauma | EA
245.161 | 10886982169747 | 3.5MM LCP RECONSTRUCTION PLATE 16 HOLES/224MM | Trauma | EA
245.181 | 10886982169778 | 3.5MM LCP RECONSTRUCTION PLATE 18 HOLES/252MM | Trauma | EA
245.201 | 10886982169815 | 3.5MM LCP RECONSTRUCTION PLATE 20 HOLES/280MM | Trauma | EA
245.221 | 10886982169860 | 3.5MM LCP RECONSTRUCTION PLATE 22 HOLES/308MM | Trauma | EA
445.041 | 10886982223364 | 3.5MM TI LCPÂ® RECONSTRUCTION PLATE 4 HOLES/56MM | Trauma | EA
445.051 | 10886982223371 | 3.5MM TI LCPÂ® RECONSTRUCTION PLATE 5 HOLES/70MM | Trauma | EA
445.061 | 10886982223388 | 3.5MM TI LCPÂ® RECONSTRUCTION PLATE 6 HOLES/84MM | Trauma | EA
445.071 | 10886982223395 | 3.5MM TI LCPÂ® RECONSTRUCTION PLATE 7 HOLES/98MM | Trauma | EA
445.081 | 10886982223401 | 3.5MM TI LCPÂ® RECONSTRUCTION PLATE 8 HOLES/112MM | Trauma | EA
445.091 | 10886982223418 | 3.5MM TI LCPÂ® RECONSTRUCTION PLATE 9 HOLES/126MM | Trauma | EA
445.101 | 10886982223425 | 3.5MM TI LCPÂ® RECONSTRUCTION PLATE 10 HOLES/140MM | Trauma | EA
445.111 | 10886982223432 | 3.5MM TI LCPÂ® RECONSTRUCTION PLATE 11 HOLES/154MM | Trauma | EA
445.121 | 10886982223449 | 3.5MM TI LCPÂ® RECONSTRUCTION PLATE 12 HOLES/168MM | Trauma | EA
445.131 | 10886982223456 | 3.5MM TI LCPÂ® RECONSTRUCTION PLATE 13 HOLES/182MM | Trauma | EA
445.141 | 10886982223463 | 3.5MM TI LCPÂ® RECONSTRUCTION PLATE 14 HOLES/196MM | Trauma | EA
445.161 | 10886982223494 | 3.5MM TI LCPÂ® RECONSTRUCTION PLATE 16 HOLES/224MM | Trauma | EA
445.181 | 10886982223524 | 3.5MM TI LCPÂ® RECONSTRUCTION PLATE 18 HOLES/252MM | Trauma | EA
445.201 | 10886982223548 | 3.5MM TI LCPÂ® RECONSTRUCTION PLATE 20 HOLES/280MM | Trauma | EA
445.221 | 10886982223555 | 3.5MM TI LCPÂ® RECONSTRUCTION PLATE 22 HOLES/308MM | Trauma | EA
SD216.001 | 10886982003058 | 6.5MM CANCELLOUS BONE SCREW 7.0MM SHAFT LENGTH/30MM | Trauma | EA
SD216.002 | 10886982003065 | 6.5MM CANCELLOUS BONE SCREW 7.0MM SHAFT LENGTH/35MM | Trauma | EA
213.055 | 10886982153203 | 3.5MM LOCKING SCREW SELF-TAPPING 55MM | Trauma | EA
213.060 | 10886982153210 | 3.5MM LOCKING SCREW SELF-TAPPING 60MM | Trauma | EA
338.329 | 10886982193353 | DEPTH GAUGE FOR LCPÂ® DHHS(TM) ANGLE GUIDE-VARIABLE | Trauma | EA
392.966 | 10886982198914 | REDUCTION HANDLE | Trauma | EA
392.961 | 10886982198877 | ADJUSTABLE LARGE FIXATOR | Trauma | EA
690.305 | 10886982252067 | ADJUSTABLE LARGE FIXATOR GRAPHIC CASE | Trauma | EA
690.325 | 10886982252395 | DYNAMIC HELICAL HIP SYSTEM BASIC SET GRAPHIC CASE | Trauma | EA
394.994 | 20886982200089 | PROTECTIVE CAPS FOR 6.0MM FIXATION PINS | Trauma | TP
394.993 | 20886982200065 | PROTECTIVE CAPS FOR 5.0MM FIXATION PINS | Trauma | TP
394.992 | 20886982200041 | PROTECTIVE CAPS FOR 4.5MM FIXATION PINS | Trauma | TP
394.991 | 20886982200027 | PROTECTIVE CAPS FOR 4.0MM FIXATION PINS | Trauma | TP
310.215 | 10886982186225 | 1.7MM CANNULATED DRILL BIT/QC 100MM | Trauma | EA
310.803 | 10886982186997 | CANNULATED COUNTERSINK FOR 2.4MM CANNULATED SCREWS | Trauma | EA
312.145 | 10886982187628 | 1.7MM/0.8MM DOUBLE DRILL SLEEVE | Trauma | EA
319.703 | 10886982190345 | MEASURING DEVICE FOR 2.4MM CANNULATED SCREWS | Trauma | EA
358.696 | 10886982196835 | SPIRAL BLADE INSERTER FOR TI HUMERAL NAILS | Trauma | EA
241.331 | 10886982166814 | LCP ONE-THIRD TUBULAR PLATE WITH COLLAR 3 HOLES/33MM | Trauma | EA
241.341 | 10886982166838 | LCP ONE-THIRD TUBULAR PLATE WITH COLLAR 4 HOLES/45MM | Trauma | EA
241.351 | 10886982166852 | LCP ONE-THIRD TUBULAR PLATE WITH COLLAR 5 HOLES/57MM | Trauma | EA
241.361 | 10886982166876 | LCP ONE-THIRD TUBULAR PLATE WITH COLLAR 6 HOLES/69MM | Trauma | EA
241.371 | 10886982166890 | LCP ONE-THIRD TUBULAR PLATE WITH COLLAR 7 HOLES/81MM | Trauma | EA
241.381 | 10886982166913 | LCP ONE-THIRD TUBULAR PLATE WITH COLLAR 8 HOLES/93MM | Trauma | EA
241.391 | 10886982166937 | LCP ONE-THIRD TUBULAR PLATE WITH COLLAR 9 HOLES/105MM | Trauma | EA
241.401 | 10886982166951 | LCP ONE-THIRD TUBULAR PLATE WITH COLLAR 10 HOLES/117MM | Trauma | EA
241.421 | 10886982166982 | LCP ONE-THIRD TUBULAR PLATE WITH COLLAR 12 HOLES/141MM | Trauma | EA
441.331 | 10886982221742 | TI LCPÂ® ONE-THIRD TUBULAR PLATE W/COLLAR 3 HOLES/33MM | Trauma | EA
441.341 | 10886982221766 | TI LCPÂ® ONE-THIRD TUBULAR PLATE W/COLLAR 4 HOLES/45MM | Trauma | EA
441.351 | 10886982221780 | TI LCPÂ® ONE-THIRD TUBULAR PLATE W/COLLAR 5 HOLES/57MM | Trauma | EA
441.361 | 10886982221803 | TI LCPÂ® ONE-THIRD TUBULAR PLATE W/COLLAR 6 HOLES/69MM | Trauma | EA
441.371 | 10886982221827 | TI LCPÂ® ONE-THIRD TUBULAR PLATE W/COLLAR 7 HOLES/81MM | Trauma | EA
441.381 | 10886982221841 | TI LCPÂ® ONE-THIRD TUBULAR PLATE W/COLLAR 8 HOLES/93MM | Trauma | EA
441.391 | 10886982221865 | TI LCPÂ® ONE-THIRD TUBULAR PLATE W/COLLAR 9 HOLES/105MM | Trauma | EA
441.401 | 10886982221889 | TI LCPÂ® ONE-THIRD TUBULAR PLATE W/COLLAR 10 HOLES/117MM | Trauma | EA
441.421 | 10886982221902 | TI LCPÂ® ONE-THIRD TUBULAR PLATE W/COLLAR 12 HOLES/141MM | Trauma | EA
305.108 | 10886982184672 | 2.4MM CANNULATED SCREW SET MODULE CASE | Trauma | EA
SD312.001 | 10886982004291 | 2.4MM/1.8MM DOUBLE DRILL SLEEVE | Trauma | EA
SD312.002 | 10886982004307 | 2.0MM/1.5MM DOUBLE DRILL SLEEVE | Trauma | EA
236.003S | 10886982160263 | 90 DEG TODDLER OSTEOTOMY PLATE 38MM/4MM-STERILE | Trauma | EA
310.495 | 10886982186720 | 7.3MM CANNULATED DRILL BIT LARGE QC 300MM | Trauma | EA
422.402 | 10886982215925 | 5.0MM TI LOCKING SCREW SELF-TAPPING 14MM | Trauma | EA
422.404 | 10886982215932 | 5.0MM TI LOCKING SCREW SELF-TAPPING 18MM | Trauma | EA
310.423 | 10886982186614 | 4.3MM DRILL BIT/QC/280MM | Trauma | EA
212.125 | 10886982151995 | 3.5MM LOCKING SCREW SLF-TPNG WITH STARDRIVE RECESS 65MM | Trauma | EA
212.126 | 10886982152008 | 3.5MM LOCKING SCREW SLF-TPNG WITH STARDRIVE RECESS 70MM | Trauma | EA
212.127 | 10886982152015 | 3.5MM LOCKING SCREW SLF-TPNG WITH STARDRIVE RECESS 75MM | Trauma | EA
212.128 | 10886982152022 | 3.5MM LOCKING SCREW SLF-TPNG WITH STARDRIVE RECESS 80MM | Trauma | EA
212.129 | 10886982152039 | 3.5MM LOCKING SCREW SLF-TPNG WITH STARDRIVE RECESS 85MM | Trauma | EA
212.130 | 10886982152046 | 3.5MM LOCKING SCREW SLF-TPNG WITH STARDRIVE RECESS 90MM | Trauma | EA
212.131 | 10886982152053 | 3.5MM LOCKING SCREW SLF-TPNG WITH STARDRIVE RECESS 95MM | Trauma | EA
519.109S | 10886982238986 | SAW BLADE 25MM WIDTH 60MM/0.9MM CUT THICKNESS-STER | Trauma | EA
355.399S | 10886982194961 | EXTRACTION HOOK - STERILE FOR TI CANNULATED NAILS | Trauma | EA
399.555 | 10886982202918 | CHISEL BLADE 10MM WIDTH-LONG | Trauma | EA
399.565 | 10886982202932 | CHISEL BLADE 16MM WIDTH-LONG | Trauma | EA
399.575 | 10886982202956 | CHISEL BLADE 25MM WIDTH-LONG | Trauma | EA
399.585 | 10886982202970 | CHISEL BLADE 5MM WIDTH-LONG | Trauma | EA
900.726 | 10886982256362 | 2.8MM THREADED GUIDE WIRE 450MM/TROCAR POINT/300MM CALIB | Trauma | EA
321.121 | 10886982190376 | LARGE DISTRACTOR/COMPRESSOR- SPAN 60MM | Trauma | EA
241.062 | 10886982165619 | 3.5MM CLAVICLE HOOK PLATE 6 HOLES RIGHT-15MM HOOK DEPTH | Trauma | EA
241.063 | 10886982165626 | 3.5MM CLAVICLE HOOK PLATE 6 HOLES LEFT-15MM HOOK DEPTH | Trauma | EA
241.064 | 10886982165633 | 3.5MM CLAVICLE HOOK PLATE 6 HOLES RIGHT-18MM HOOK DEPTH | Trauma | EA
241.065 | 10886982165640 | 3.5MM CLAVICLE HOOK PLATE 6 HOLES LEFT-18MM HOOK DEPTH | Trauma | EA
241.066 | 10886982165657 | 3.5MM CLAVICLE HOOK PLATE 8 HOLES RIGHT-15MM HOOK DEPTH | Trauma | EA
241.067 | 10886982165664 | 3.5MM CLAVICLE HOOK PLATE 8 HOLES LEFT-15MM HOOK DEPTH | Trauma | EA
241.068 | 10886982165671 | 3.5MM CLAVICLE HOOK PLATE 8 HOLES RIGHT-18MM HOOK DEPTH | Trauma | EA
441.062 | 10886982220875 | 3.5MM TI CLAVICLE HOOK PLATE 6 HOLES RIGHT-15MM HOOK DEPTH | Trauma | EA
241.069 | 10886982165688 | 3.5MM CLAVICLE HOOK PLATE 8 HOLES LEFT-18MM HOOK DEPTH | Trauma | EA
441.063 | 10886982220882 | 3.5MM TI CLAVICLE HOOK PLATE 6 HOLES LEFT-15MM HOOK DEPTH | Trauma | EA
441.064 | 10886982220899 | 3.5MM TI CLAVICLE HOOK PLATE 6 HOLES RIGHT-18MM HOOK DEPTH | Trauma | EA
441.065 | 10886982220905 | 3.5MM TI CLAVICLE HOOK PLATE 6 HOLES LEFT-18MM HOOK DEPTH | Trauma | EA
441.066 | 10886982220912 | 3.5MM TI CLAVICLE HOOK PLATE 8 HOLES RIGHT-15MM HOOK DEPTH | Trauma | EA
441.067 | 10886982220929 | 3.5MM TI CLAVICLE HOOK PLATE 8 HOLES LEFT-15MM HOOK DEPTH | Trauma | EA
441.068 | 10886982220936 | 3.5MM TI CLAVICLE HOOK PLATE 8 HOLES RIGHT-18MM HOOK DEPTH | Trauma | EA
441.069 | 10886982220943 | 3.5MM TI CLAVICLE HOOK PLATE 8 HOLES LEFT-18MM HOOK DEPTH | Trauma | EA
390.035 | 10886982198037 | MEDIUM OPEN ADJUSTABLE CLAMP | Trauma | EA
390.037 | 10886982198051 | 8.0MM/11.0MM COMBINATION CLAMP | Trauma | EA
530.411 | 10886982239860 | MONITOR FOR COMPARTMENTAL PRESSURE MONITORING SYSTEM | Trauma | EA
530.412 | 10886982239884 | PROBE FOR COMPARTMENTAL PRESSURE MONITORING SYSTEM | Trauma | EA
530.413 | 10886982239914 | CABLE FOR COMPARTMENTAL PRESSURE MONITORING SYSTEM | Trauma | EA
440.874 | 10886982220776 | TI TOMOFIX(TM) LATERAL DISTAL FEMUR PLATE-4 HOLES/LEFT | Trauma | EA
440.864 | 10886982220752 | TI TOMOFIX(TM) LATERAL DISTAL FEMUR PLATE-4 HOLES/RIGHT | Trauma | EA
440.853 | 10886982220738 | TI TOMOFIX(TM) LATERAL HIGH TIBIA PLATE-3 HOLES/LEFT | Trauma | EA
440.843 | 10886982220714 | TI TOMOFIX(TM) LATERAL HIGH TIBIA PLATE-3 HOLES/RIGHT | Trauma | EA
440.834 | 10886982220691 | TI TOMOFIX(TM) MEDIAL HIGH TIBIA PLATE-4 HOLES | Trauma | EA
390.036 | 10886982198044 | MEDIUM MULTI-PIN CLAMP 6 POSITION | Trauma | EA
690.377 | 10886982253187 | GRAPHIC CASE FOR MODULAR HAND SYSTEM | Trauma | EA
282.600 | 10886982178527 | 130 DEG LCPÂ® DHHS(TM) SIDEPLATE-STD BARREL 2 HOLES | Trauma | EA
282.601 | 10886982178541 | 130 DEG LCPÂ® DHHS(TM) SIDEPLATE-STD BARREL 3 HOLES | Trauma | EA
282.602 | 10886982178565 | 130 DEG LCPÂ® DHHS(TM) SIDEPLATE-STD BARREL 4 HOLES | Trauma | EA
282.603 | 10886982178589 | 130 DEG LCPÂ® DHHS(TM) SIDEPLATE-STD BARREL 5 HOLES | Trauma | EA
282.604 | 10886982178602 | 130 DEG LCPÂ® DHHS(TM) SIDEPLATE-STD BARREL 6 HOLES | Trauma | EA
282.610 | 10886982178664 | 135 DEG LCPÂ® DHHS(TM) SIDEPLATE-STD BARREL 2 HOLES | Trauma | EA
282.611 | 10886982178688 | 135 DEG LCPÂ® DHHS(TM) SIDEPLATE-STD BARREL 3 HOLES | Trauma | EA
282.612 | 10886982178701 | 135 DEG LCPÂ® DHHS(TM) SIDEPLATE-STD BARREL 4 HOLES | Trauma | EA
282.613 | 10886982178725 | 135 DEG LCPÂ® DHHS(TM) SIDEPLATE-STD BARREL 5 HOLES | Trauma | EA
282.614 | 10886982178749 | 135 DEG LCPÂ® DHHS(TM) SIDEPLATE-STD BARREL 6 HOLES | Trauma | EA
282.630 | 10886982178831 | 140 DEG LCPÂ® DHHS(TM) SIDEPLATE-STD BARREL 2 HOLES | Trauma | EA
282.631 | 10886982178855 | 140 DEG LCPÂ® DHHS(TM) SIDEPLATE-STD BARREL 3 HOLES | Trauma | EA
282.632 | 10886982178879 | 140 DEG LCPÂ® DHHS(TM) SIDEPLATE-STD BARREL 4 HOLES | Trauma | EA
282.633 | 10886982178893 | 140 DEG LCPÂ® DHHS(TM) SIDEPLATE-STD BARREL 5 HOLES | Trauma | EA
282.634 | 10886982178916 | 140 DEG LCPÂ® DHHS(TM) SIDEPLATE-STD BARREL 6 HOLES | Trauma | EA
690.477 | 10886982253996 | GRAPHIC CASE LID FOR MODULAR HAND SYSTEM | Trauma | EA
282.640 | 10886982178985 | 145 DEG LCPÂ® DHHS(TM) SIDEPLATE-STD BARREL 2 HOLES | Trauma | EA
282.641 | 10886982179005 | 145 DEG LCPÂ® DHHS(TM) SIDEPLATE-STD BARREL 3 HOLES | Trauma | EA
282.642 | 10886982179029 | 145 DEG LCPÂ® DHHS(TM) SIDEPLATE-STD BARREL 4 HOLES | Trauma | EA
282.643 | 10886982179043 | 145 DEG LCPÂ® DHHS(TM) SIDEPLATE-STD BARREL 5 HOLES | Trauma | EA
282.644 | 10886982179067 | 145 DEG LCPÂ® DHHS(TM) SIDEPLATE-STD BARREL 6 HOLES | Trauma | EA
282.650 | 10886982179135 | 150 DEG LCPÂ® DHHS(TM) SIDEPLATE-STD BARREL 2 HOLES | Trauma | EA
282.651 | 10886982179159 | 150 DEG LCPÂ® DHHS(TM) SIDEPLATE-STD BARREL 3 HOLES | Trauma | EA
282.652 | 10886982179173 | 150 DEG LCPÂ® DHHS(TM) SIDEPLATE-STD BARREL 4 HOLES | Trauma | EA
282.653 | 10886982179197 | 150 DEG LCPÂ® DHHS(TM) SIDEPLATE-STD BARREL 5 HOLES | Trauma | EA
282.654 | 10886982179210 | 150 DEG LCPÂ® DHHS(TM) SIDEPLATE-STD BARREL 6 HOLES | Trauma | EA
282.670 | 10886982179302 | 130 DEG LCPÂ® DHHS(TM) SIDEPLATE-SHORT BARREL 2 HOLES | Trauma | EA
282.672 | 10886982179333 | 130 DEG LCPÂ® DHHS(TM) SIDEPLATE-SHORT BARREL 4 HOLES | Trauma | EA
282.676 | 10886982179371 | 135 DEG LCPÂ® DHHS(TM) SIDEPLATE-SHORT BARREL 2 HOLES | Trauma | EA
282.678 | 10886982179401 | 135 DEG LCPÂ® DHHS(TM) SIDEPLATE-SHORT BARREL 4 HOLES | Trauma | EA
282.683 | 10886982179463 | 140 DEG LCPÂ® DHHS(TM) SIDEPLATE-SHORT BARREL 4 HOLES | Trauma | EA
282.691 | 10886982179562 | 150 DEG LCPÂ® DHHS(TM) SIDEPLATE-SHORT BARREL 2 HOLES | Trauma | EA
282.693 | 10886982179593 | 150 DEG LCPÂ® DHHS(TM) SIDEPLATE-SHORT BARREL 4 HOLES | Trauma | EA
314.291 | 10886982188779 | SLIDING MECHANISM | Trauma | EA
398.752 | 10886982201560 | HOHMANN-STYLE ARM 183MM | Trauma | EA
398.753 | 10886982201577 | PELVIC ARM 225MM | Trauma | EA
398.754 | 10886982201584 | PERCUTANEOUS ARM 255MM | Trauma | EA
282.688 | 10886982179524 | 145 DEG LCPÂ® DHHS(TM) SIDEPLATE-SHORT BARREL 4 HOLES | Trauma | EA
3002 | 10886982182593 | 2003 SYNTHES VETERINARY CATALOG | Trauma | EA
392.969 | 10886982198921 | COMBINATION T-WRENCH 8MM | Trauma | EA
391.944 | 10886982198495 | WIRE CUTTERS | Trauma | EA
SD319.002 | 10886982004925 | DEPTH GAUGE FOR 2.0MM AND 2.4MM SCREWS-70MM | Trauma | EA
201.756 | 10886982142672 | 2.4MM CORTEX SCREW SLF-TPNG WITH T8 STARDRIVE RECESS 6MM | Trauma | EA
241.265 | 10886982166258 | 3.5MM LCPÂ® POSTEROLATERAL DISTAL HUMERUS PLATE 5H-LEFT | Trauma | EA
241.266 | 10886982166272 | 3.5MM LCPÂ® POSTEROLATERAL DISTAL HUMERUS PLATE 7H-RIGHT | Trauma | EA
241.267 | 10886982166296 | 3.5MM LCPÂ® POSTEROLATERAL DISTAL HUMERUS PLATE 7H-LEFT | Trauma | EA
241.268 | 10886982166319 | 3.5MM LCPÂ® POSTEROLATERAL DISTAL HUMERUS PLATE 9H-RIGHT | Trauma | EA
241.269 | 10886982166333 | 3.5MM LCPÂ® POSTEROLATERAL DISTAL HUMERUS PLATE 9H-LEFT | Trauma | EA
241.300 | 10886982166678 | 3.5MM LCPÂ® POSTEROLATERAL DISTAL HUMERUS PLATE 14H-RIGHT | Trauma | EA
241.301 | 10886982166692 | 3.5MM LCPÂ® POSTEROLATERAL DISTAL HUMERUS PLATE 14H-LEFT | Trauma | EA
241.282 | 10886982166517 | 3.5MM LCPÂ® MEDIAL DISTAL HUMERUS PLATE 3 HOLES-RIGHT | Trauma | EA
241.283 | 10886982166531 | 3.5MM LCPÂ® MEDIAL DISTAL HUMERUS PLATE 3 HOLES-LEFT | Trauma | EA
241.284 | 10886982166555 | 3.5MM LCPÂ® MEDIAL DISTAL HUMERUS PLATE 5 HOLES-RIGHT | Trauma | EA
241.285 | 10886982166579 | 3.5MM LCPÂ® MEDIAL DISTAL HUMERUS PLATE 5 HOLES-LEFT | Trauma | EA
241.286 | 10886982166593 | 3.5MM LCPÂ® MEDIAL DISTAL HUMERUS PLATE 7 HOLES-RIGHT | Trauma | EA
241.287 | 10886982166616 | 3.5MM LCPÂ® MEDIAL DISTAL HUMERUS PLATE 7 HOLES-LEFT | Trauma | EA
241.288 | 10886982166630 | 3.5MM LCPÂ® MEDIAL DISTAL HUMERUS PLATE 9 HOLES-RIGHT | Trauma | EA
241.289 | 10886982166654 | 3.5MM LCPÂ® MEDIAL DISTAL HUMERUS PLATE 9 HOLES-LEFT | Trauma | EA
241.304 | 10886982166753 | 3.5MM LCPÂ® MEDIAL DISTAL HUMERUS PLATE 14 HOLES-RIGHT | Trauma | EA
241.305 | 10886982166777 | 3.5MM LCPÂ® MEDIAL DISTAL HUMERUS PLATE 14 HOLES-LEFT | Trauma | EA
03.010.030 | 10886982067043 | 13.0MM PROTECTION SLEEVE | Trauma | EA
03.010.031 | 10886982067050 | 13.0MM/3.2MM WIRE GUIDE WITH TROCAR TIP | Trauma | EA
03.010.035 | 10886982067081 | 12.0MM PROTECTION SLEEVE | Trauma | EA
332.062 | 10886982192516 | ROUTER QC 130MM | Trauma | EA
358.682 | 10886982196767 | 9.5MM CONICAL BURR WITH QC | Trauma | EA
357.133 | 10886982195883 | EXTRACTION SCREW FOR TI FEMORAL AND TIBIAL NAILS | Trauma | EA
03.010.020 | 10886982066961 | RADIOGRAPHIC RULER FOR TI CANNULATED FEMORAL NAILS | Trauma | EA
03.010.021 | 10886982066978 | RADIOGRAPHIC RULER FOR TI CANNULATED TIBIAL NAILS | Trauma | EA
03.010.022 | 10886982066985 | RADIOGRAPHIC RULER FOR TI CANNULATED HUMERAL NAILS | Trauma | EA
03.010.023 | 10886982066992 | RADIOGRAPHIC CANAL WIDTH ESTIMATOR FOR IM NAILS | Trauma | EA
323.062 | 10886982190758 | 2.0MM DRILL BIT WITH DEPTH MARK/QC/140MM | Trauma | EA
241.272 | 10886982166357 | 3.5MM LCPÂ® POSTEROLATERAL DSTL HUMERUS PL-LAT SUPPORT 3H-RT | Trauma | EA
241.273 | 10886982166371 | 3.5MM LCPÂ® POSTEROLATERAL DSTL HUMERUS PL-LAT SUPPORT 3H-LT | Trauma | EA
241.274 | 10886982166395 | 3.5MM LCPÂ® POSTEROLATERAL DSTL HUMERUS PL-LAT SUPPORT 5H-RT | Trauma | EA
241.275 | 10886982166418 | 3.5MM LCPÂ® POSTEROLATERAL DSTL HUMERUS PL-LAT SUPPORT 5H-LT | Trauma | EA
241.276 | 10886982166432 | 3.5MM LCPÂ® POSTEROLATERAL DSTL HUMERUS PL-LAT SUPPORT 7H-RT | Trauma | EA
241.277 | 10886982166456 | 3.5MM LCPÂ® POSTEROLATERAL DSTL HUMERUS PL-LAT SUPPORT 7H-LT | Trauma | EA
241.278 | 10886982166470 | 3.5MM LCPÂ® POSTEROLATERAL DSTL HUMERUS PL-LAT SUPPORT 9H-RT | Trauma | EA
241.279 | 10886982166494 | 3.5MM LCPÂ® POSTEROLATERAL DSTL HUMERUS PL-LAT SUPPORT 9H-LT | Trauma | EA
241.302 | 10886982166715 | 3.5MM LCPÂ® POSTEROLATERAL DSTL HUMERUS PL-LAT SUPPORT 14H-RT | Trauma | EA
241.303 | 10886982166739 | 3.5MM LCPÂ® POSTEROLATERAL DSTL HUMERUS PL-LAT SUPPORT 14H-LT | Trauma | EA
356.717 | 10886982195609 | GUIDE WIRE 2.8MM LENGTH 460MM WITH HOOK | Trauma | EA
03.010.025 | 10886982067012 | 2.0MM GUIDE WIRE 240MM | Trauma | EA
323.061 | 10886982190741 | 2.0MM THREADED DRILL GUIDE WITH DEPTH GAUGE | Trauma | EA
03.010.056 | 10886982067289 | SLIDE/FIXED HAMMER 700 GRAMS | Trauma | EA
03.010.058 | 10886982067296 | SLIDE/FIXED HAMMER 400 GRAMS | Trauma | EA
03.010.059 | 10886982067302 | HAMMER GUIDE FOR SLIDE/FIXED HAMMER 400 GRAMS | Trauma | EA
03.010.075 | 10886982067456 | 11.5MM/8.5MM PROTECTION SLEEVE FOR RECON LOCKING | Trauma | EA
03.010.076 | 10886982067463 | 8.5MM/3.2MM WIRE GUIDE FOR RECON LOCKING | Trauma | EA
03.010.077 | 10886982067470 | 3.2MM TROCAR FOR RECON LOCKING | Trauma | EA
03.010.083 | 10886982067531 | SPIRAL BLADE MEASURING DEVICE FOR RETROGRADE FEMORAL NAIL-EX | Trauma | EA
03.010.106 | 10886982067784 | DIRECT MEASURING DEVICE FOR LCKNG SCR TO 100MM F/IM NAILS | Trauma | EA
03.010.072 | 10886982067449 | DEPTH GAUGE FOR LOCKING SCREWS TO 100MM FOR IM NAILS | Trauma | EA
03.010.084 | 10886982067548 | SPIRAL BLADE INSERTER FOR RETROGRADE FEMORAL NAILS-EX | Trauma | EA
03.010.085 | 10886982067555 | SPECIALTY LOCKING MEASURING DEVICE FOR TI FEMORAL NAILS-EX | Trauma | EA
03.010.090 | 10886982067616 | SPIRAL BLADE MEASURING DEVICE FOR TI CANN HUMERAL NAILS-EX | Trauma | EA
03.010.024 | 10886982067005 | HOLDING DEVICE FOR GUIDE WIRES AND REAMING RODS | Trauma | EA
03.010.044 | 10886982067166 | CANNULATED CONNECTING SCREW FOR STANDARD INSERTION HANDLE | Trauma | EA
03.010.047 | 10886982067197 | DRIVING CAP WITH HANDLE ADAPTER | Trauma | EA
03.010.053 | 10886982067258 | CANNULATED CONNECTING SCREW F/ TI CANNULATED HUMERAL NAILS-EX | Trauma | EA
03.010.054 | 10886982067265 | INSERTION HANDLE FOR TI CANNULATED HUMERAL NAILS-EX | Trauma | EA
03.010.092 | 10886982067630 | BALL HEX SCREWDRIVER 8MM | Trauma | EA
03.010.113 | 10886982067852 | COMPRESSION DEVICE FOR TI CANNULATED HUMERAL NAILS-EX | Trauma | EA
03.010.079 | 10886982067494 | DRILL STOP FOR 4.5MM/6.5MM STEPPED DRILL BIT | Trauma | EA
03.010.093 | 10886982067647 | REAMING ROD PUSH ROD WITH BALL HANDLE | Trauma | EA
03.010.055 | 10886982067272 | SPIRAL BLADE AIMING ARM FOR TI CANNULATED HUMERAL NAILS-EX | Trauma | EA
03.010.091 | 10886982067623 | STANDARD AIMING ARM FOR TI CANNULATED HUMERAL NAILS-EX | Trauma | EA
03.010.038 | 10886982067111 | 10.0MM PROTECTION SLEEVE | Trauma | EA
03.010.040 | 10886982067135 | 12.0MM CANNULATED AWL | Trauma | EA
03.010.039 | 10886982067128 | 10.0MM CANNULATED AWL | Trauma | EA
03.010.041 | 10886982067142 | 14.0MM CANNULATED AWL | Trauma | EA
03.010.045 | 10886982067173 | STANDARD INSERTION HANDLE | Trauma | EA
03.010.046 | 10886982067180 | PERCUTANEOUS INSERTION HANDLE | Trauma | EA
03.010.017 | 10886982066954 | TIBIAL NAIL-EX INSERTION HANDLE | Trauma | EA
03.010.051 | 10886982067234 | AIMING ARM FOR RETROGRADE SPIRAL BLADE LOCKING | Trauma | EA
03.010.109 | 10886982067814 | STARDRIVE SCREWDRIVER SHAFT T25/SELF-RETAINING QC 280MM | Trauma | EA
03.010.107 | 10886982067791 | STARDRIVE SCREWDRIVER T25/SELF-RETAINING | Trauma | EA
03.010.110 | 10886982067821 | CANNULATED STARDRIVE SCREWDRIVER T40/SELF-RETAINING | Trauma | EA
03.010.108 | 10886982067807 | STARDRIVE SCREWDRIVER T25/SELF-RETAINING/LONG | Trauma | EA
03.010.050 | 10886982067227 | AIMING ARM FOR RETROGRADE STANDARD LOCKING | Trauma | EA
03.010.049 | 10886982067210 | AIMING ARM FOR ANTEGRADE STANDARD LOCKING | Trauma | EA
03.010.048 | 10886982067203 | RECON LOCKING AIMING ARM FOR LATERAL ENTRY FEMORAL NAILS-EX | Trauma | EA
03.010.052 | 10886982067241 | AIMING ARM FOR TI CANNULATED TIBIAL NAILS-EX | Trauma | EA
03.010.063 | 10886982067371 | 12.0MM/8.0MM PROTECTION SLEEVE 188MM | Trauma | EA
03.010.064 | 10886982067388 | 8.0MM/3.2MM DRILL SLEEVE 200MM | Trauma | EA
03.010.070 | 10886982067425 | 4.2MM TROCAR 210MM | Trauma | EA
03.010.069 | 10886982067418 | 3.2MM TROCAR | Trauma | EA
03.010.066 | 10886982067401 | 8.0MM/5.0MM DRILL SLEEVE 200MM | Trauma | EA
03.010.065 | 10886982067395 | 8.0MM/4.2MM DRILL SLEEVE 200MM | Trauma | EA
03.010.071 | 10886982067432 | 5.0MM TROCAR 210MM | Trauma | EA
03.010.086 | 10886982067562 | 14.0MM/8.0MM DRILL SLEEVE 130MM | Trauma | EA
03.010.087 | 10886982067579 | 8.0MM/2.0MM WIRE GUIDE 140MM | Trauma | EA
03.010.088 | 10886982067586 | 2.0MM TROCAR 150MM | Trauma | EA
03.010.111 | 10886982067838 | CANN STARDRIVE SCREWDRIVER T40 W/LEVER HANDLE SELF-RETAINING | Trauma | EA
03.010.112 | 10886982067845 | HOLDING SLEEVE WITH LOCKING DEVICE | Trauma | EA
202.208 | 10886982143921 | 2.7MM LOCKING SCREW SLF-TPNG WITH T8 STARDRIVE RECESS 8MM | Trauma | EA
03.010.081 | 10886982067517 | 15.0MM/13.0MM PROTECTION SLEEVE F/SPIRAL BLD AIMING ARM | Trauma | EA
03.010.082 | 10886982067524 | 13.0MM/3.2MM WIRE GUIDE FOR SPIRAL BLADE AIMING ARM | Trauma | EA
202.209 | 10886982143938 | 2.7MM LOCKING SCREW SLF-TPNG WITH T8 STARDRIVE RECESS 9MM | Trauma | EA
202.210 | 10886982143945 | 2.7MM LOCKING SCREW SLF-TPNG WITH T8 STARDRIVE RECESS 10MM | Trauma | EA
202.211 | 10886982143952 | 2.7MM LOCKING SCREW SLF-TPNG WITH T8 STARDRIVE RECESS 11MM | Trauma | EA
202.212 | 10886982143969 | 2.7MM LOCKING SCREW SLF-TPNG WITH T8 STARDRIVE RECESS 12MM | Trauma | EA
202.213 | 10886982143976 | 2.7MM LOCKING SCREW SLF-TPNG WITH T8 STARDRIVE RECESS 13MM | Trauma | EA
202.214 | 10886982143983 | 2.7MM LOCKING SCREW SLF-TPNG WITH T8 STARDRIVE RECESS 14MM | Trauma | EA
202.216 | 10886982143990 | 2.7MM LOCKING SCREW SLF-TPNG WITH T8 STARDRIVE RECESS 16MM | Trauma | EA
202.218 | 10886982144003 | 2.7MM LOCKING SCREW SLF-TPNG WITH T8 STARDRIVE RECESS 18MM | Trauma | EA
202.220 | 10886982144010 | 2.7MM LOCKING SCREW SLF-TPNG WITH T8 STARDRIVE RECESS 20MM | Trauma | EA
202.222 | 10886982144027 | 2.7MM LOCKING SCREW SLF-TPNG WITH T8 STARDRIVE RECESS 22MM | Trauma | EA
202.224 | 10886982144034 | 2.7MM LOCKING SCREW SLF-TPNG WITH T8 STARDRIVE RECESS 24MM | Trauma | EA
202.226 | 10886982144041 | 2.7MM LOCKING SCREW SLF-TPNG WITH T8 STARDRIVE RECESS 26MM | Trauma | EA
202.228 | 10886982144058 | 2.7MM LOCKING SCREW SLF-TPNG WITH T8 STARDRIVE RECESS 28MM | Trauma | EA
202.230 | 10886982144065 | 2.7MM LOCKING SCREW SLF-TPNG WITH T8 STARDRIVE RECESS 30MM | Trauma | EA
202.232 | 10886982144072 | 2.7MM LOCKING SCREW SLF-TPNG WITH T8 STARDRIVE RECESS 32MM | Trauma | EA
202.234 | 10886982144089 | 2.7MM LOCKING SCREW SLF-TPNG WITH T8 STARDRIVE RECESS 34MM | Trauma | EA
202.236 | 10886982144096 | 2.7MM LOCKING SCREW SLF-TPNG WITH T8 STARDRIVE RECESS 36MM | Trauma | EA
202.238 | 10886982144102 | 2.7MM LOCKING SCREW SLF-TPNG WITH T8 STARDRIVE RECESS 38MM | Trauma | EA
202.240 | 10886982144119 | 2.7MM LOCKING SCREW SLF-TPNG WITH T8 STARDRIVE RECESS 40MM | Trauma | EA
202.242 | 10886982144126 | 2.7MM LOCKING SCREW SLF-TPNG WITH T8 STARDRIVE RECESS 42MM | Trauma | EA
202.244 | 10886982144133 | 2.7MM LOCKING SCREW SLF-TPNG WITH T8 STARDRIVE RECESS 44MM | Trauma | EA
202.246 | 10886982144140 | 2.7MM LOCKING SCREW SLF-TPNG WITH T8 STARDRIVE RECESS 46MM | Trauma | EA
202.248 | 10886982144157 | 2.7MM LOCKING SCREW SLF-TPNG WITH T8 STARDRIVE RECESS 48MM | Trauma | EA
202.250 | 10886982144164 | 2.7MM LOCKING SCREW SLF-TPNG WITH T8 STARDRIVE RECESS 50MM | Trauma | EA
202.255 | 10886982144171 | 2.7MM LOCKING SCREW SLF-TPNG WITH T8 STARDRIVE RECESS 55MM | Trauma | EA
202.260 | 10886982144188 | 2.7MM LOCKING SCREW SLF-TPNG WITH T8 STARDRIVE RECESS 60MM | Trauma | EA
SD357.400 | 10886982006110 | 7.0MM CANNULATED DRILL BIT LARGE QC/435MM | Trauma | EA
358.692 | 10886982196811 | INSERTION HANDLE FOR TI SOLID HUMERAL NAILS | Trauma | EA
395.788 | 10886982200778 | 8.0MM CARBON FIBER ROD 280MM | Trauma | EA
395.792 | 10886982200792 | 8.0MM CARBON FIBER ROD 320MM | Trauma | EA
SD219.001 | 10886982003072 | WASHER 15.0MM | Trauma | EA
690.322 | 10886982252364 | CONDYLAR BUTTRESS PLATE SET GRAPHIC CASE | Trauma | EA
333.683 | 10886982193001 | ADJUSTABLE WIRE GUIDE FOR 1.6MM TO 2.0MM GUIDE WIRES | Trauma | EA
358.691 | 10886982196804 | 4.5MM CANNULATED DRILL BIT WITH 102MM STOP/170MM JC | Trauma | EA
358.697 | 10886982196842 | SPIRAL BLADE COUPLING SCREW FOR TI HUMERAL NAILS | Trauma | EA
358.698 | 10886982196859 | SPIRAL BLADE MEASURING DEVICE FOR TI SOLID HUMERAL NAILS | Trauma | EA
358.689 | 10886982196798 | STANDARD AIMING ARM FOR TI SOLID HUMERAL NAILS | Trauma | EA
395.780 | 10886982200716 | 8.0MM CARBON FIBER ROD 120MM | Trauma | EA
690.352 | 10886982252807 | MEDIAL DISTAL TIBIA PLATE SET GRAPHIC CASE | Trauma | EA
690.353 | 10886982252814 | TI MEDIAL DISTAL TIBIA PLATE SET GRAPHIC CASE | Trauma | EA
532.018 | 10886982240521 | HUDSON REDUCTION DRIVE UNIT | Trauma | EA
532.017 | 10886982240507 | AO REDUCTION DRIVE UNIT | Trauma | EA
690.326 | 10886982252456 | DYNAMIC HELICAL HIP SYSTEM IMPLANT SET GRAPHIC CASE | Trauma | EA
511.915 | 10886982238238 | RECIP SAW BLADE FOR 511.904 LGTH 40MM/CUT THK 1.10MM | Trauma | EA
511.915S | 10886982238245 | RECIP SAW BLADE FOR 511.904 LGTH 40MM/CUT THK 1.10MM-STER | Trauma | EA
511.904 | 10886982238115 | STERNUM TOP FOR RECIPROCATING SAW ATTACHMENT | Trauma | EA
SD442.001 | 10886982007377 | TI WRIST FUSION PLATE-NARROW STD BEND F/2.4 & 2.7MM SCREWS | Trauma | EA
690.344 | 10886982252678 | DHSÂ® ONE-STEP IMPLANT SET GRAPHIC CASE | Trauma | EA
241.189 | 10886982166111 | 3.5MM T-PLATE 4 HOLES HEAD/ 9 HOLES SHAFT-RIGHT ANGLE | Trauma | EA
511.771 | 10886982237774 | TORQUE LIMITING ATTACHMENT 4NM | Trauma | EA
SD241.001 | 10886982003171 | CALCANEAL PLATE ANTEROLATERAL 5 HOLES | Trauma | EA
511.770 | 10886982237743 | TORQUE LIMITING ATTACHMENT 1.5NM | Trauma | EA
329.820 | 10886982192189 | BENDING TEMPLATE 12H FOR 3.5MM LC-DCPÂ® & DCPÂ® & LCP PLATES | Trauma | EA
462.634 | 10886982231857 | TI SPIRAL BLADE 34MM FOR TI HUMERAL NAILS | Trauma | EA
462.636 | 10886982231871 | TI SPIRAL BLADE 36MM FOR TI HUMERAL NAILS | Trauma | EA
462.638 | 10886982231895 | TI SPIRAL BLADE 38MM FOR TI HUMERAL NAILS | Trauma | EA
462.640 | 10886982231918 | TI SPIRAL BLADE 40MM FOR TI HUMERAL NAILS | Trauma | EA
462.642 | 10886982231932 | TI SPIRAL BLADE 42MM FOR TI HUMERAL NAILS | Trauma | EA
462.644 | 10886982231956 | TI SPIRAL BLADE 44MM FOR TI HUMERAL NAILS | Trauma | EA
462.634S | 10886982231864 | TI SPIRAL BLADE 34MM-STERILE FOR TI HUMERAL NAILS | Trauma | EA
462.646 | 10886982231970 | TI SPIRAL BLADE 46MM FOR TI HUMERAL NAILS | Trauma | EA
462.648 | 10886982231994 | TI SPIRAL BLADE 48MM FOR TI HUMERAL NAILS | Trauma | EA
462.650 | 10886982232014 | TI SPIRAL BLADE 50MM FOR TI HUMERAL NAILS | Trauma | EA
462.652 | 10886982232038 | TI SPIRAL BLADE 52MM FOR TI HUMERAL NAILS | Trauma | EA
462.636S | 10886982231888 | TI SPIRAL BLADE 36MM-STERILE FOR TI HUMERAL NAILS | Trauma | EA
462.654 | 10886982232052 | TI SPIRAL BLADE 54MM FOR TI HUMERAL NAILS | Trauma | EA
462.638S | 10886982231901 | TI SPIRAL BLADE 38MM-STERILE FOR TI HUMERAL NAILS | Trauma | EA
462.640S | 10886982231925 | TI SPIRAL BLADE 40MM-STERILE FOR TI HUMERAL NAILS | Trauma | EA
462.642S | 10886982231949 | TI SPIRAL BLADE 42MM-STERILE FOR TI HUMERAL NAILS | Trauma | EA
462.644S | 10886982231963 | TI SPIRAL BLADE 44MM-STERILE FOR TI HUMERAL NAILS | Trauma | EA
462.646S | 10886982231987 | TI SPIRAL BLADE 46MM-STERILE FOR TI HUMERAL NAILS | Trauma | EA
462.648S | 10886982232007 | TI SPIRAL BLADE 48MM-STERILE FOR TI HUMERAL NAILS | Trauma | EA
462.650S | 10886982232021 | TI SPIRAL BLADE 50MM-STERILE FOR TI HUMERAL NAILS | Trauma | EA
462.652S | 10886982232045 | TI SPIRAL BLADE 52MM-STERILE FOR TI HUMERAL NAILS | Trauma | EA
462.654S | 10886982232069 | TI SPIRAL BLADE 54MM-STERILE FOR TI HUMERAL NAILS | Trauma | EA
462.660 | 10886982232076 | TI END CAP 0MM EXT FOR HUMERAL NAIL SPIRAL BLADE | Trauma | EA
462.665 | 10886982232090 | TI END CAP 5MM EXT FOR HUMERAL NAIL SPIRAL BLADE | Trauma | EA
462.666 | 10886982232113 | TI END CAP 10MM EXT FOR HUMERAL NAIL SPIRAL BLADE | Trauma | EA
357.591 | 10886982196552 | RADIOGRAPHIC RULER FOR TI SOLID HUMERAL NAILS | Trauma | EA
226.561 | 10886982159038 | 4.5MM BROAD LCPÂ® PLATE 6 HOLES/116MM | Trauma | EA
226.571 | 10886982159052 | 4.5MM BROAD LCPÂ® PLATE 7 HOLES/134MM | Trauma | EA
226.581 | 10886982159076 | 4.5MM BROAD LCPÂ® PLATE 8 HOLES/152MM | Trauma | EA
226.591 | 10886982159090 | 4.5MM BROAD LCPÂ® PLATE 9 HOLES/170MM | Trauma | EA
226.601 | 10886982159113 | 4.5MM BROAD LCPÂ® PLATE 10 HOLES/188MM | Trauma | EA
226.611 | 10886982159137 | 4.5MM BROAD LCPÂ® PLATE 11 HOLES/206MM | Trauma | EA
226.621 | 10886982159151 | 4.5MM BROAD LCPÂ® PLATE 12 HOLES/224MM | Trauma | EA
226.641 | 10886982159212 | 4.5MM BROAD LCPÂ® PLATE 14 HOLES/260MM | Trauma | EA
226.661 | 10886982159274 | 4.5MM BROAD LCPÂ® PLATE 16 HOLES/296MM | Trauma | EA
226.681 | 10886982159335 | 4.5MM BROAD LCPÂ® PLATE 18 HOLES/332MM | Trauma | EA
226.701 | 10886982159373 | 4.5MM BROAD LCPÂ® PLATE 20 HOLES/368MM | Trauma | EA
226.721 | 10886982159397 | 4.5MM BROAD LCPÂ® PLATE 22 HOLES/404MM | Trauma | EA
224.521 | 10886982158383 | 4.5MM NARROW LCPÂ® PLATE 2 HOLES/44MM | Trauma | EA
224.531 | 10886982158406 | 4.5MM NARROW LCPÂ® PLATE 3 HOLES/62MM | Trauma | EA
224.541 | 10886982158420 | 4.5MM NARROW LCPÂ® PLATE 4 HOLES/80MM | Trauma | EA
224.551 | 10886982158444 | 4.5MM NARROW LCPÂ® PLATE 5 HOLES/98MM | Trauma | EA
224.561 | 10886982158468 | 4.5MM NARROW LCPÂ® PLATE 6 HOLES/116MM | Trauma | EA
224.571 | 10886982158482 | 4.5MM NARROW LCPÂ® PLATE 7 HOLES/134MM | Trauma | EA
224.581 | 10886982158505 | 4.5MM NARROW LCPÂ® PLATE 8 HOLES/152MM | Trauma | EA
224.591 | 10886982158529 | 4.5MM NARROW LCPÂ® PLATE 9 HOLES/170MM | Trauma | EA
224.601 | 10886982158543 | 4.5MM NARROW LCPÂ® PLATE 10 HOLES/188MM | Trauma | EA
224.611 | 10886982158567 | 4.5MM NARROW LCPÂ® PLATE 11 HOLES/206MM | Trauma | EA
224.621 | 10886982158581 | 4.5MM NARROW LCPÂ® PLATE 12 HOLES/224MM | Trauma | EA
224.641 | 10886982158604 | 4.5MM NARROW LCPÂ® PLATE 14 HOLES/260MM | Trauma | EA
224.661 | 10886982158628 | 4.5MM NARROW LCPÂ® PLATE 16 HOLES/296MM | Trauma | EA
224.681 | 10886982158635 | 4.5MM NARROW LCPÂ® PLATE 18 HOLES/332MM | Trauma | EA
224.701 | 10886982158659 | 4.5MM NARROW LCPÂ® PLATE 20 HOLES/368MM | Trauma | EA
224.721 | 10886982158666 | 4.5MM NARROW LCPÂ® PLATE 22 HOLES/404MM | Trauma | EA
212.101 | 10886982151759 | 3.5MM LOCKING SCREW SLF-TPNG W/STARDRIVE(TM) RECESS 10MM | Trauma | EA
212.102 | 10886982151766 | 3.5MM LOCKING SCREW SLF-TPNG W/STARDRIVE(TM) RECESS 12MM | Trauma | EA
212.103 | 10886982151773 | 3.5MM LOCKING SCREW SLF-TPNG W/STARDRIVE(TM) RECESS 14MM | Trauma | EA
212.104 | 10886982151780 | 3.5MM LOCKING SCREW SLF-TPNG W/STARDRIVE(TM) RECESS 16MM | Trauma | EA
212.105 | 10886982151797 | 3.5MM LOCKING SCREW SLF-TPNG W/STARDRIVE(TM) RECESS 18MM | Trauma | EA
212.106 | 10886982151803 | 3.5MM LOCKING SCREW SLF-TPNG W/STARDRIVE(TM) RECESS 20MM | Trauma | EA
212.107 | 10886982151810 | 3.5MM LOCKING SCREW SLF-TPNG W/STARDRIVE(TM) RECESS 22MM | Trauma | EA
212.108 | 10886982151827 | 3.5MM LOCKING SCREW SLF-TPNG W/STARDRIVE(TM) RECESS 24MM | Trauma | EA
212.109 | 10886982151834 | 3.5MM LOCKING SCREW SLF-TPNG W/STARDRIVE(TM) RECESS 26MM | Trauma | EA
212.110 | 10886982151841 | 3.5MM LOCKING SCREW SLF-TPNG W/STARDRIVE(TM) RECESS 28MM | Trauma | EA
212.111 | 10886982151858 | 3.5MM LOCKING SCREW SLF-TPNG W/STARDRIVE(TM) RECESS 30MM | Trauma | EA
212.112 | 10886982151865 | 3.5MM LOCKING SCREW SLF-TPNG W/STARDRIVE(TM) RECESS 32MM | Trauma | EA
212.113 | 10886982151872 | 3.5MM LOCKING SCREW SLF-TPNG W/STARDRIVE(TM) RECESS 34MM | Trauma | EA
212.115 | 10886982151896 | 3.5MM LOCKING SCREW SLF-TPNG W/STARDRIVE(TM) RECESS 36MM | Trauma | EA
212.116 | 10886982151902 | 3.5MM LOCKING SCREW SLF-TPNG W/STARDRIVE(TM) RECESS 38MM | Trauma | EA
212.117 | 10886982151919 | 3.5MM LOCKING SCREW SLF-TPNG W/STARDRIVE(TM) RECESS 40MM | Trauma | EA
212.119 | 10886982151933 | 3.5MM LOCKING SCREW SLF-TPNG W/STARDRIVE(TM) RECESS 45MM | Trauma | EA
212.121 | 10886982151957 | 3.5MM LOCKING SCREW SLF-TPNG W/STARDRIVE(TM) RECESS 50MM | Trauma | EA
212.123 | 10886982151971 | 3.5MM LOCKING SCREW SLF-TPNG W/STARDRIVE(TM) RECESS 55MM | Trauma | EA
212.124 | 10886982151988 | 3.5MM LOCKING SCREW SLF-TPNG W/STARDRIVE(TM) RECESS 60MM | Trauma | EA
441.185 | 10886982221377 | 3.5MM TI LCP PROXIMAL HUMERUS PLATE 4H HEAD/5H SHAFT | Trauma | EA
441.188 | 10886982221384 | 3.5MM TI LCP PROXIMAL HUMERUS PLATE 4H HEAD/8H SHAFT | Trauma | EA
241.185 | 10886982166098 | 3.5MM LCP PROXIMAL HUMERUS PLATE 4H HEAD/5H SHAFT | Trauma | EA
241.188 | 10886982166104 | 3.5MM LCP PROXIMAL HUMERUS PLATE 4H HEAD/8H SHAFT | Trauma | EA
SD242.002 | 10886982003621 | STRAIGHT WRIST FUSION PLATE 3H PROXIMAL/3H DISTAL 170MM | Trauma | EA
SD442.002 | 10886982007384 | TI STRAIGHT WRIST FUSION PLATE 3H PROXIMAL/3H DISTAL 170MM | Trauma | EA
332.354 | 10886982192752 | SAW GUIDE FOR CHILD/ADOLESCENT OSTEOTOMY PLATES | Trauma | EA
332.353 | 10886982192745 | INSERTER/EXTRACTOR FOR CHILD & ADOLESCENT OSTEOTOMY PLATES | Trauma | EA
332.355 | 10886982192769 | SAW GUIDE FOR TODDLER OSTEOTOMY PLATES | Trauma | EA
332.356 | 10886982192776 | SAW GUIDE FOR INFANT OSTEOTOMY PLATES | Trauma | EA
690.319.11 | 10886982252319 | SM FRAG SET--LC-DCPÂ® GRAPHIC CASE LID F/TI SLF-TPNG SCREWS | Trauma | EA
690.317.00 | 10886982252234 | SM FRAG SET--LC-DCPÂ® GRAPHIC CASE LID F/SLF-TPNG SCREWS | Trauma | EA
690.316.00 | 10886982252197 | SM FRAG INSTR & IMPLANT SET-- LC-DCPÂ® GRAPHIC CASE LID | Trauma | EA
690.318.11 | 10886982252272 | SM FRAG INSTR & TI IMPLANT SET--LC-DCPÂ® GRAPHIC CASE LID | Trauma | EA
690.315.11 | 10886982252111 | LARGE EXTERNAL FIXATOR GRAPHIC CASE LID | Trauma | EA
DLS-7083-01S | 10886982000279 | DELIVERY NEEDLE 8GA X 10CM-STERILE | Trauma | EA
DLS-7103-01S | 10886982000293 | DELIVERY NEEDLE 10GA X 10CM-STERILE | Trauma | EA
DLS-7122-01S | 10886982000323 | DELIVERY NEEDLE 12GA X 7.5CM-STERILE | Trauma | EA
DLS-7123-01S | 10886982000347 | DELIVERY NEEDLE 12GA X 10CM-STERILE | Trauma | EA
DLS-7126-01S | 10886982000378 | DELIVERY NEEDLE 12GA X 10CM CURVED-STERILE | Trauma | EA
DLS-7083-05S | 20886982000283 | DELIVERY NEEDLE 8GA X 10CM-STERILE | Trauma | P5
DLS-7103-05S | 20886982000306 | DELIVERY NEEDLE 10GA X 10CM-STERILE | Trauma | P5
DLS-7121-05S | 20886982000313 | DELIVERY NEEDLE 12GA X 5CM-STERILE | Trauma | P5
DLS-7122-05S | 20886982000337 | DELIVERY NEEDLE 12GA X 7.5CM-STERILE | Trauma | P5
DLS-7123-05S | 20886982000351 | DELIVERY NEEDLE 12GA X 10CM-STERILE | Trauma | P5
DLS-7124-05S | 20886982000368 | DELIVERY NEEDLE 12GA X 12.5CM-STERILE | Trauma | P5
DLS-7126-05S | 20886982000382 | DELIVERY NEEDLE 12GA X 10CM CURVED-STERILE | Trauma | P5
DLS-7141-05S | 20886982000399 | DELIVERY NEEDLE 14GA X 5CM-STERILE | Trauma | P5
450.873 | 10886982226358 | 6.0MM TI LOCKING SCREW 30MM- FOR DISTAL FEMORAL NAILS | Trauma | EA
450.874 | 10886982226372 | 6.0MM TI LOCKING SCREW 35MM- FOR DISTAL FEMORAL NAILS | Trauma | EA
450.875 | 10886982226396 | 6.0MM TI LOCKING SCREW 40MM- FOR DISTAL FEMORAL NAILS | Trauma | EA
450.796S | 10886982225146 | 10MM TI CANN DISTAL FEMORAL NAIL 260MM-STERILE | Trauma | EA
450.714S | 10886982224781 | 9MM TI SOLID DISTAL FEMORAL NAIL 180MM-STERILE | Trauma | EA
450.715S | 10886982224804 | 9MM TI SOLID DISTAL FEMORAL NAIL 220MM-STERILE | Trauma | EA
450.716S | 10886982224828 | 9MM TI SOLID DISTAL FEMORAL NAIL 260MM-STERILE | Trauma | EA
450.814S | 10886982225429 | 11MM TI CANN DISTAL FEMORAL NAIL 180MM-STERILE | Trauma | EA
450.834S | 10886982225740 | 12MM TI CANN DISTAL FEMORAL NAIL 180MM-STERILE | Trauma | EA
450.873S | 10886982226365 | 6.0MM TI LOCKING SCREW 30MM- F/DISTAL FEMORAL NAILS-STERILE | Trauma | EA
450.875S | 10886982226402 | 6.0MM TI LOCKING SCREW 40MM- F/DISTAL FEMORAL NAILS-STERILE | Trauma | EA
351.718S | 20886982193947 | DRIVE SHAFT SEAL-STERILE FOR RIA | Trauma | OP
690.316.70 | 10886982252203 | SMALL FRAGMENT INSTR & IMPL SET--LC-DCPÂ® SCREW RACK | Trauma | EA
690.317.70 | 10886982252241 | SMALL FRAGMENT SET--LC-DCPÂ® SCREW RACK F/SLF-TPNG SCREWS | Trauma | EA
690.318.70 | 10886982252289 | SMALL FRAGMENT INSTR & TI IMPL SET--LC-DCPÂ® SCREW RACK | Trauma | EA
690.319.70 | 10886982252326 | SMALL FRAGMENT SET--LC-DCPÂ® SCREW RACK F/TI SLF-TPNG SCR | Trauma | EA
690.315.12 | 10886982252128 | LABEL SHEET PACK FOR LARGE EXTERNAL FIXATOR CLAMPS | Trauma | EA
690.315.13 | 10886982252135 | LABEL SHEET PACK FOR SCHANZ SCREWS | Trauma | EA
450.855S | 10886982226082 | 13MM TI CANN DISTAL FEMORAL NAIL 220MM-STERILE | Trauma | EA
450.856S | 10886982226105 | 13MM TI CANN DISTAL FEMORAL NAIL 260MM-STERILE | Trauma | EA
241.931 | 10886982167743 | 3.5MM LCP T-PLATE 3H HEAD/ 3H SHAFT/52MM-OBLIQUE LEFT | Trauma | EA
241.941 | 10886982167750 | 3.5MM LCP T-PLATE 3H HEAD/ 4H SHAFT/63MM-OBLIQUE LEFT | Trauma | EA
241.951 | 10886982167767 | 3.5MM LCP T-PLATE 3H HEAD/ 5H SHAFT/74MM-OBLIQUE LEFT | Trauma | EA
241.961 | 10886982167774 | 3.5MM LCP T-PLATE 3H HEAD/ 6H SHAFT/85MM-OBLIQUE LEFT | Trauma | EA
241.971 | 10886982167781 | 3.5MM LCP T-PLATE 3H HEAD/ 7H SHAFT/96MM-OBLIQUE LEFT | Trauma | EA
241.981 | 10886982167798 | 3.5MM LCP T-PLATE 3H HEAD/ 8H SHAFT/107MM-OBLIQUE LEFT | Trauma | EA
441.931 | 10886982222572 | 3.5MM TI LCPÂ® T-PLATE 3H HEAD/ 3H SHAFT/52MM-OBLIQUE LEFT | Trauma | EA
441.941 | 10886982222589 | 3.5MM TI LCPÂ® T-PLATE 3H HEAD/ 4H SHAFT/63MM-OBLIQUE LEFT | Trauma | EA
441.951 | 10886982222596 | 3.5MM TI LCPÂ® T-PLATE 3H HEAD/ 5H SHAFT/74MM-OBLIQUE LEFT | Trauma | EA
441.961 | 10886982222602 | 3.5MM TI LCPÂ® T-PLATE 3H HEAD/ 6H SHAFT/85MM-OBLIQUE LEFT | Trauma | EA
441.971 | 10886982222619 | 3.5MM TI LCPÂ® T-PLATE 3H HEAD/ 7H SHAFT/96MM-OBLIQUE LEFT | Trauma | EA
441.981 | 10886982222626 | 3.5MM TI LCPÂ® T-PLATE 3H HEAD/ 8H SHAFT/107MM-OBLIQUE LEFT | Trauma | EA
690.315.14 | 10886982252142 | REPLACEMENT BRACKETS (3) F/LRG EXTERNAL FIXATOR GRAPHIC CASE | Trauma | EA
690.315.15 | 20886982252156 | REPLACEMENT SCREWS FOR LARGE EXTERNAL FIXATOR GRAPHIC CASE | Trauma | TP
413.426 | 10886982212207 | 5.0MM TI LOCKING HEAD SCREW SELF-DRILLING 26MM | Trauma | EA
329.155 | 10886982191861 | LOCKING CALCANEAL PLATE TAB BENDING PLIERS | Trauma | EA
SD219.002 | 10886982003089 | LARGE WASHER 15.0MM FOR 3.5MM CORTEX SCREWS | Trauma | EA
671.294 | 10886982251329 | SYNCASE FOR TOMOFIX(TM) INSTRUMENT SET | Trauma | EA
671.298 | 10886982251336 | SYNCASE FOR TOMOFIX(TM) SCREW SET | Trauma | EA
690.370 | 10886982253002 | LISS INSTRUMENT SET GRAPHIC CASE | Trauma | EA
690.376 | 10886982253170 | 3.5MM LCP(TM) MEDIAL DISTAL TIBIA PLATE SET GRAPHIC CASE | Trauma | EA
442.501 | 10886982222930 | 2.4MM TI LCP(TM) DISTAL RADIUS L-PLATE/-90DEG 2H HD/4H SHAFT | Trauma | EA
442.505 | 10886982222978 | 2.4MM TI LCP(TM) DISTAL RADIUS L-PLATE/+90DEG 3H HD/4H SHAFT | Trauma | EA
442.507 | 10886982222992 | 2.4MM TI LCP(TM) DISTAL RADIUS L-PLATE/-90DEG 3H HD/4H SHAFT | Trauma | EA
442.509 | 10886982223012 | 2.4MM TI LCP(TM) DISTAL RADIUS L-PLATE/+20DEG 3H HD/4H SHAFT | Trauma | EA
442.512 | 10886982223043 | 2.4MM TI LCP(TM) DISTAL RADIUS L-PLATE/-20DEG 3H HD/4H SHAFT | Trauma | EA
442.503 | 10886982222954 | 2.4MM TI LCP(TM) DISTAL RADIUS L-PLATE/+90DEG 2H HD/4H SHAFT | Trauma | EA
351.719 | 10886982193957 | DEPTH GAUGE EXTENSION TUBE | Trauma | EA
690.368 | 10886982252982 | LISS DISTAL FEMUR GRAPHIC CASE | Trauma | EA
690.369 | 10886982252999 | LISS PROXIMAL TIBIA GRAPHIC CASE | Trauma | EA
530.741 | 10886982240187 | ADAPTOR FOR RADIOLUCENT DRIVE FOR BATTERY POWER LINE | Trauma | EA
690.336 | 10886982252593 | BASIC INSTRUMENT SET FOR LC-DCPÂ® AND DCPÂ® GRAPHIC CASE | Trauma | EA
690.375.50 | 10886982253118 | SCREW RACK FOR 7.3MM TI&SS CANN SCREWS-16MM/32MM THREADS | Trauma | EA
690.375.74 | 10886982253163 | SCREW RACK LID F/6.5MM TI&SS CANN SCREWS-16MM/32MM THREADS | Trauma | EA
690.375.70 | 10886982253156 | SCREW RACK FOR 6.5MM TI&SS CANN SCREWS-16MM/32MM THREADS | Trauma | EA
690.379.11 | 10886982253217 | GRAPHIC CSE LID F/6.5MM TI&SS CANNULATED SCREW SYSTEMS | Trauma | EA
690.380.11 | 10886982253231 | GRAPHIC CSE LID F/7.3MM TI&SS CANNULATED SCREW SYSTEMS | Trauma | EA
690.375.54 | 10886982253125 | SCREW RACK LID F/7.3MM TI&SS CANN SCREWS-16MM/32MM THREADS | Trauma | EA
690.375.44 | 10886982253101 | SCREW RACK LID F/7.3MM TI&SS CANN SCREWS-FULLY THREADED | Trauma | EA
690.375.11 | 10886982253071 | GRAPHIC CASE LID FOR 6.5MM/ 7.3MM/COMB TI&SS CANN SCR SYS | Trauma | EA
690.375.12 | 10886982253088 | GRAPHIC CASE BASE FOR 6.5MM/ 7.3MM/COMB TI&SS CANN SCR SYS | Trauma | EA
690.375.40 | 10886982253095 | SCREW RACK FOR 7.3MM TI&SS CANN SCREWS-FULLY THREADED | Trauma | EA
690.375.60 | 10886982253132 | SCREW RACK FOR 6.5MM TI&SS CANN SCREWS-FULLY THREADED | Trauma | EA
27H | 10886982172808 | REPLACEMENT SCREW FOR INSERTION GUIDE (323.050) | Trauma | EA
393.105 | 10886982199034 | SMALL UNIVERSAL CHUCK WITH T-HANDLE | Trauma | EA
1117A | 10886982137814 | TIBIA: MED LEFT W/PROX FX | Trauma | EA
390.005 | 10886982197825 | LARGE EX-FIX COMBINATION CLAMP MR-CONDITIONAL | Trauma | EA
390.006 | 10886982197832 | LRG EX-FIX DYNAMIZATION CLAMP F/COMBO CLAMP / MR-CONDITIONAL | Trauma | EA
390.032 | 10886982198006 | DYNAMIZATION CLIP FOR MEDIUM COMBINATION CLAMP | Trauma | EA
390.031 | 10886982197993 | MEDIUM COMBINATION CLAMP | Trauma | EA
390.002 | 10886982197795 | LARGE EX-FIX MULTI-PIN CLAMP MR-CONDITIONAL / 6-POSITION | Trauma | EA
390.003 | 10886982197801 | LARGE EX-FIX ROD ATTCHMT/MULTI PIN CLAMP/MR-CONDITIONAL | Trauma | EA
390.004 | 10886982197818 | LARGE EX-FIX MULTI-PIN CLAMP MR-CONDITIONAL / 4-POSITION | Trauma | EA
390.007 | 10886982197849 | LARGE EX-FIX TUBE-TUBE CLAMP MR-CONDITIONAL | Trauma | EA
390.008 | 10886982197856 | LARGE EX-FIX OPEN ADJ CLAMP MR-CONDITIONAL | Trauma | EA
390.033 | 10886982198013 | MEDIUM MULTI-PIN CLAMP 4 POSITION | Trauma | EA
390.034 | 10886982198020 | ROD ATTACHMENT FOR MEDIUM MULTI-PIN CLAMP | Trauma | EA
390.041 | 10886982198068 | SMALL EX-FIX COMBINATION CLAMP MR CONDITIONAL | Trauma | EA
390.051 | 10886982198082 | 4.0MM ADJUSTABLE CLAMP FOR DISTAL RADIUS FIXATOR | Trauma | EA
242.205 | 10886982168252 | 2.7MM LC-DCPÂ® PLATE 5 HOLES/50MM | Trauma | EA
242.207 | 10886982168276 | 2.7MM LC-DCPÂ® PLATE 7 HOLES/68MM | Trauma | EA
242.208 | 10886982168283 | 2.7MM LC-DCPÂ® PLATE 8 HOLES/77MM | Trauma | EA
242.209 | 10886982168290 | 2.7MM LC-DCPÂ® PLATE 9 HOLES/86MM | Trauma | EA
242.220 | 10886982168313 | 2.7MM LC-DCPÂ® PLATE 10 HOLES/95MM | Trauma | EA
242.221 | 10886982168320 | 2.7MM LC-DCPÂ® PLATE 11 HOLES/104MM | Trauma | EA
242.222 | 10886982168337 | 2.7MM LC-DCPÂ® PLATE 12 HOLES/113MM | Trauma | EA
243.585 | 10886982169174 | 2.0MM LC-DCPÂ® PLATE 5 HOLES/33MM | Trauma | EA
243.587 | 10886982169198 | 2.0MM LC-DCPÂ® PLATE 7 HOLES/45MM | Trauma | EA
402.244 | 10886982205919 | 2.7MM TI LOCKING SCR SLF-TPNG WITH T8 STARDRIVE RECESS-44MM | Trauma | EA
402.246 | 10886982205926 | 2.7MM TI LOCKING SCR SLF-TPNG WITH T8 STARDRIVE RECESS-46MM | Trauma | EA
402.248 | 10886982205933 | 2.7MM TI LOCKING SCR SLF-TPNG WITH T8 STARDRIVE RECESS-48MM | Trauma | EA
402.250 | 10886982205940 | 2.7MM TI LOCKING SCR SLF-TPNG WITH T8 STARDRIVE RECESS-50MM | Trauma | EA
402.255 | 10886982205957 | 2.7MM TI LOCKING SCR SLF-TPNG WITH T8 STARDRIVE RECESS-55MM | Trauma | EA
402.260 | 10886982205964 | 2.7MM TI LOCKING SCR SLF-TPNG WITH T8 STARDRIVE RECESS-60MM | Trauma | EA
401.782 | 10886982204776 | 2.4MM TI CORTEX SCREW SLF-TPNG WITH T8 STARDRIVE RECESS-32MM | Trauma | EA
401.784 | 10886982204783 | 2.4MM TI CORTEX SCREW SLF-TPNG WITH T8 STARDRIVE RECESS-34MM | Trauma | EA
401.786 | 10886982204790 | 2.4MM TI CORTEX SCREW SLF-TPNG WITH T8 STARDRIVE RECESS-36MM | Trauma | EA
401.788 | 10886982204806 | 2.4MM TI CORTEX SCREW SLF-TPNG WITH T8 STARDRIVE RECESS-38MM | Trauma | EA
401.790 | 10886982204813 | 2.4MM TI CORTEX SCREW SLF-TPNG WITH T8 STARDRIVE RECESS-40MM | Trauma | EA
441.282 | 10886982221582 | 3.5MM TI LCPÂ® MEDIAL DISTAL HUMERUS PLATE 3 HOLES-RIGHT | Trauma | EA
441.283 | 10886982221599 | 3.5MM TI LCPÂ® MEDIAL DISTAL HUMERUS PLATE 3 HOLES-LEFT | Trauma | EA
441.284 | 10886982221605 | 3.5MM TI LCPÂ® MEDIAL DISTAL HUMERUS PLATE 5 HOLES-RIGHT | Trauma | EA
441.285 | 10886982221612 | 3.5MM TI LCPÂ® MEDIAL DISTAL HUMERUS PLATE 5 HOLES-LEFT | Trauma | EA
441.286 | 10886982221629 | 3.5MM TI LCPÂ® MEDIAL DISTAL HUMERUS PLATE 7 HOLES-RIGHT | Trauma | EA
441.287 | 10886982221636 | 3.5MM TI LCPÂ® MEDIAL DISTAL HUMERUS PLATE 7 HOLES-LEFT | Trauma | EA
441.288 | 10886982221643 | 3.5MM TI LCPÂ® MEDIAL DISTAL HUMERUS PLATE 9 HOLES-RIGHT | Trauma | EA
441.289 | 10886982221650 | 3.5MM TI LCPÂ® MEDIAL DISTAL HUMERUS PLATE 9 HOLES-LEFT | Trauma | EA
441.304 | 10886982221704 | 3.5MM TI LCPÂ® MEDIAL DISTAL HUMERUS PLATE 14 HOLES-RIGHT | Trauma | EA
441.305 | 10886982221711 | 3.5MM TI LCPÂ® MEDIAL DISTAL HUMERUS PLATE 14 HOLES-LEFT | Trauma | EA
241.440 | 10886982166999 | 3.5MM LCPÂ® ANTEROLATERAL DISTAL TIBIA PL 5 HOLES/RIGHT | Trauma | EA
241.441 | 10886982167019 | 3.5MM LCPÂ® ANTEROLATERAL DISTAL TIBIA PL 5 HOLES/LEFT | Trauma | EA
241.442 | 10886982167033 | 3.5MM LCPÂ® ANTEROLATERAL DISTAL TIBIA PL 7 HOLES/RIGHT | Trauma | EA
241.443 | 10886982167057 | 3.5MM LCPÂ® ANTEROLATERAL DISTAL TIBIA PL 7 HOLES/LEFT | Trauma | EA
241.444 | 10886982167071 | 3.5MM LCPÂ® ANTEROLATERAL DISTAL TIBIA PL 9 HOLES/RIGHT | Trauma | EA
241.445 | 10886982167095 | 3.5MM LCPÂ® ANTEROLATERAL DISTAL TIBIA PL 9 HOLES/LEFT | Trauma | EA
241.446 | 10886982167118 | 3.5MM LCPÂ® ANTEROLATERAL DISTAL TIBIA PL 11 HOLES/RIGHT | Trauma | EA
241.447 | 10886982167132 | 3.5MM LCPÂ® ANTEROLATERAL DISTAL TIBIA PL 11 HOLES/LEFT | Trauma | EA
241.448 | 10886982167156 | 3.5MM LCPÂ® ANTEROLATERAL DISTAL TIBIA PL 13 HOLES/RIGHT | Trauma | EA
241.449 | 10886982167170 | 3.5MM LCPÂ® ANTEROLATERAL DISTAL TIBIA PL 13 HOLES/LEFT | Trauma | EA
241.450 | 10886982167194 | 3.5MM LCPÂ® ANTEROLATERAL DISTAL TIBIA PL 15 HOLES/RIGHT | Trauma | EA
241.451 | 10886982167217 | 3.5MM LCPÂ® ANTEROLATERAL DISTAL TIBIA PL 15 HOLES/LEFT | Trauma | EA
241.452 | 10886982167231 | 3.5MM LCPÂ® ANTEROLATERAL DISTAL TIBIA PL 17 HOLES/RIGHT | Trauma | EA
241.453 | 10886982167255 | 3.5MM LCPÂ® ANTEROLATERAL DISTAL TIBIA PL 17 HOLES/LEFT | Trauma | EA
241.454 | 10886982167279 | 3.5MM LCPÂ® ANTEROLATERAL DISTAL TIBIA PL 19 HOLES/RIGHT | Trauma | EA
241.455 | 10886982167293 | 3.5MM LCPÂ® ANTEROLATERAL DISTAL TIBIA PL 19 HOLES/LEFT | Trauma | EA
241.456 | 10886982167316 | 3.5MM LCPÂ® ANTEROLATERAL DISTAL TIBIA PL 21 HOLES/RIGHT | Trauma | EA
241.457 | 10886982167330 | 3.5MM LCPÂ® ANTEROLATERAL DISTAL TIBIA PL 21 HOLES/LEFT | Trauma | EA
690.467 | 10886982253910 | 4.5MM TI LCPÂ® PROXIMAL TIBIA PLATE SET GRAPHIC CASE | Trauma | EA
441.272 | 10886982221506 | 3.5MM TI LCPÂ® POSTLAT DISTAL HUMERUS PL-LAT SUPPORT 3H-RT | Trauma | EA
441.273 | 10886982221513 | 3.5MM TI LCPÂ® POSTLAT DISTAL HUMERUS PL-LAT SUPPORT 3H-LT | Trauma | EA
441.274 | 10886982221520 | 3.5MM TI LCPÂ® POSTLAT DISTAL HUMERUS PL-LAT SUPPORT 5H-RT | Trauma | EA
441.275 | 10886982221537 | 3.5MM TI LCPÂ® POSTLAT DISTAL HUMERUS PL-LAT SUPPORT 5H-LT | Trauma | EA
441.276 | 10886982221544 | 3.5MM TI LCPÂ® POSTLAT DISTAL HUMERUS PL-LAT SUPPORT 7H-RT | Trauma | EA
441.277 | 10886982221551 | 3.5MM TI LCPÂ® POSTLAT DISTAL HUMERUS PL-LAT SUPPORT 7H-LT | Trauma | EA
441.278 | 10886982221568 | 3.5MM TI LCPÂ® POSTLAT DISTAL HUMERUS PL-LAT SUPPORT 9H-RT | Trauma | EA
441.279 | 10886982221575 | 3.5MM TI LCPÂ® POSTLAT DISTAL HUMERUS PL-LAT SUPPORT 9H-LT | Trauma | EA
441.302 | 10886982221681 | 3.5MM TI LCPÂ® POSTLAT DISTAL HUMERUS PL-LAT SUPPORT 14H-RT | Trauma | EA
441.303 | 10886982221698 | 3.5MM TI LCPÂ® POSTLAT DISTAL HUMERUS PL-LAT SUPPORT 14H-LT | Trauma | EA
28R | 10886982174864 | REPLACEMENT THUMB SCREW-U LISS INSERTION GUIDE | Trauma | EA
02.221.508 | 10886982055781 | 5.0MM PERIPROSTHETIC LOCKING SCREW SLF-TPNG STARDRIVE 8MM | Trauma | EA
02.221.510 | 10886982055804 | 5.0MM PERIPROSTHETIC LOCKING SCREW SLF-TPNG STARDRIVE 10MM | Trauma | EA
02.221.512 | 10886982055828 | 5.0MM PERIPROSTHETIC LOCKING SCREW SLF-TPNG STARDRIVE 12MM | Trauma | EA
04.221.508 | 10886982121011 | 5.0MM TI PERIPROSTHETIC LCKNG SCREW SLF-TPNG STARDRIVE 8MM | Trauma | EA
04.221.510 | 10886982121035 | 5.0MM TI PERIPROSTHETIC LCKNG SCREW SLF-TPNG STARDRIVE 10MM | Trauma | EA
04.221.512 | 10886982121059 | 5.0MM TI PERIPROSTHETIC LCKNG SCREW SLF-TPNG STARDRIVE 12MM | Trauma | EA
475.915S | 10886982234520 | 1.5MM TI ELASTIC NAIL 300MM-STERILE | Trauma | EA
475.915 | 10886982234513 | 1.5MM TI ELASTIC NAIL 300MM | Trauma | EA
03.010.015 | 10886982066947 | COMPRESSION DEVICE FOR TI CANNULATED TIBIAL NAILS-EX | Trauma | EA
441.680 | 10886982222206 | 2.4MM TI LCPÂ® RADIAL HEAD RIM PLATE 2 HOLES-RIGHT | Trauma | EA
241.680 | 10886982167460 | 2.4MM LCPÂ® RADIAL HEAD RIM PLATE 2 HOLES-RIGHT | Trauma | EA
441.681 | 10886982222220 | 2.4MM TI LCPÂ® RADIAL HEAD RIM PLATE 2 HOLES-LEFT | Trauma | EA
441.682 | 10886982222244 | 2.4MM TI LCPÂ® RADIAL HEAD RIM PLATE 3 HOLES-RIGHT | Trauma | EA
241.681 | 10886982167477 | 2.4MM LCPÂ® RADIAL HEAD RIM PLATE 2 HOLES-LEFT | Trauma | EA
441.683 | 10886982222268 | 2.4MM TI LCPÂ® RADIAL HEAD RIM PLATE 3 HOLES-LEFT | Trauma | EA
241.682 | 10886982167484 | 2.4MM LCPÂ® RADIAL HEAD RIM PLATE 3 HOLES-RIGHT | Trauma | EA
241.683 | 10886982167491 | 2.4MM LCPÂ® RADIAL HEAD RIM PLATE 3 HOLES-LEFT | Trauma | EA
241.684 | 10886982167507 | 2.4MM LCPÂ® RADIAL HEAD RIM PLATE 4 HOLES-RIGHT | Trauma | EA
441.684 | 10886982222282 | 2.4MM TI LCPÂ® RADIAL HEAD RIM PLATE 4 HOLES-RIGHT | Trauma | EA
241.685 | 10886982167514 | 2.4MM LCPÂ® RADIAL HEAD RIM PLATE 4 HOLES-LEFT | Trauma | EA
441.685 | 10886982222305 | 2.4MM TI LCPÂ® RADIAL HEAD RIM PLATE 4 HOLES-LEFT | Trauma | EA
441.690 | 10886982222329 | 2.4MM TI LCPÂ® RADIAL HEAD NECK PLATE 2 HOLES | Trauma | EA
441.691 | 10886982222343 | 2.4MM TI LCPÂ® RADIAL HEAD NECK PLATE 3 HOLES | Trauma | EA
441.692 | 10886982222367 | 2.4MM TI LCPÂ® RADIAL HEAD NECK PLATE 4 HOLES | Trauma | EA
241.690 | 10886982167521 | 2.4MM LCPÂ® RADIAL HEAD NECK PLATE 2 HOLES | Trauma | EA
241.691 | 10886982167538 | 2.4MM LCPÂ® RADIAL HEAD NECK PLATE 3 HOLES | Trauma | EA
241.692 | 10886982167545 | 2.4MM LCPÂ® RADIAL HEAD NECK PLATE 4 HOLES | Trauma | EA
511.786 | 10886982238009 | REDUCTION DRIVE UNIT WITH REVERSE | Trauma | EA
690.802 | 10886982254979 | LABEL SHEET FOR DRIVE ADAPTORS | Trauma | EA
690.392 | 10886982253354 | 3.5MM LCPÂ® MEDIAL PROXIMAL TIBIA PLATE SET GRAPHIC CASE | Trauma | EA
240.064 | 10886982164735 | SCALLOPED DISTAL TIBIA PLATE 4 HOLES | Trauma | EA
240.065 | 10886982164742 | SCALLOPED DISTAL TIBIA PLATE 5 HOLES | Trauma | EA
240.066 | 10886982164759 | SCALLOPED DISTAL TIBIA PLATE 6 HOLES | Trauma | EA
240.067 | 10886982164766 | SCALLOPED DISTAL TIBIA PLATE 7 HOLES | Trauma | EA
240.068 | 10886982164773 | SCALLOPED DISTAL TIBIA PLATE 8 HOLES | Trauma | EA
240.069 | 10886982164780 | SCALLOPED DISTAL TIBIA PLATE 9 HOLES | Trauma | EA
240.070 | 10886982164797 | SCALLOPED DISTAL TIBIA PLATE 10 HOLES | Trauma | EA
240.071 | 10886982164803 | SCALLOPED DISTAL TIBIA PLATE 11 HOLES | Trauma | EA
240.072 | 10886982164810 | SCALLOPED DISTAL TIBIA PLATE 12 HOLES | Trauma | EA
240.073 | 10886982164827 | SCALLOPED DISTAL TIBIA PLATE 13 HOLES | Trauma | EA
240.074 | 10886982164834 | SCALLOPED DISTAL TIBIA PLATE 14 HOLES | Trauma | EA
240.075 | 10886982164841 | SCALLOPED DISTAL TIBIA PLATE 15 HOLES | Trauma | EA
240.076 | 10886982164858 | SCALLOPED DISTAL TIBIA PLATE 16 HOLES | Trauma | EA
530.100LN | 10886982239778 | POWER DRIVE-LOANER | Trauma | EA
511.902LN | 10886982238085 | RECIPROCATING SAW ATTACHMENT- LOANER | Trauma | EA
530.200LN | 10886982239792 | BATTERY FOR POWER DRIVE- LOANER | Trauma | EA
530.401LN | 10886982239853 | BATTERY CHARGER-LOANER | Trauma | EA
530.280LN | 10886982239839 | BATTERY CASING FOR POWER DRIVE-LOANER | Trauma | EA
532.003LN | 10886982240354 | BATTERY-LOANER | Trauma | EA
532.010LN | 10886982240392 | SMALL BATTERY DRIVE-LOANER | Trauma | EA
511.731LN | 10886982237699 | JACOBS CHUCK-KEYLESS-LOANER | Trauma | EA
511.801LN | 10886982238061 | OSCILLATING SAW ATTACHMENT II- LOANER | Trauma | EA
532.011LN | 10886982240422 | MINI QUICK COUPLING-LOANER | Trauma | EA
359.086 | 10886982196934 | REMOVAL ADAPTER | Trauma | EA
532.012LN | 10886982240446 | STRYKER J-LATCH COUPLING- LOANER | Trauma | EA
532.002LN | 10886982240330 | BATTERY CASING-LOANER | Trauma | EA
532.021LN | 10886982240590 | OSCILLATING SAW ATTACHMENT- LOANER | Trauma | EA
532.013LN | 10886982240453 | QUICK COUPLING FOR DRILL BITS- LOANER | Trauma | EA
532.022LN | 10886982240620 | QUICK COUPLING FOR K-WIRES- LOANER | Trauma | EA
532.014LN | 10886982240460 | LARGE JACOBS CHUCK WITH KEY- LOANER | Trauma | EA
532.016LN | 10886982240491 | SMALL JACOBS CHUCK WITH KEY- LOANER | Trauma | EA
532.031LN | 10886982240705 | ADAPTOR FOR RADIOLUCENT DRIVE- LOANER | Trauma | EA
530.250LN | 10886982239815 | BATTERY INSERTION SHIELD FOR POWER DRIVE-LOANER | Trauma | EA
511.903LN | 10886982238108 | STERNUM TOP FOR RECIPROCATING SAW ATTACHMENT-LOANER | Trauma | EA
532.004LN | 10886982240378 | BATTERY INSERTION SHIELD- LOANER | Trauma | EA
532.015LN | 10886982240484 | LARGE QUICK COUPLING-LOANER | Trauma | EA
510.13LN | 10886982237170 | 6.0MM UNIVERSAL CHUCK-LOANER | Trauma | EA
510.16LN | 10886982237200 | LARGE QUICK COUPLING CHUCK FOR UNIVERSAL DRILL-LOANER | Trauma | EA
510.12LN | 10886982237149 | 6.5MM JACOBS CHUCK WITH KEY- LOANER | Trauma | EA
511.785LN | 10886982237996 | REDUCTION DRIVE UNIT F/ COMPACT AIR DRIVE-LOANER | Trauma | EA
512.22LN | 10886982238429 | STRAIGHT DRILL HEAD ATTACHMENT -LOANER | Trauma | EA
512.30LN | 10886982238436 | 90 DEGREE ATTACHMENT-LOANER | Trauma | EA
512.43LN | 10886982238504 | 45 DEG KIRSCHNER WIRE-INSERTER -LOANER | Trauma | EA
510.19LN | 10886982237248 | REPLACEMENT KEY FOR 4.5MM JACOBS CHUCK-LOANER | Trauma | EA
511.782LN | 10886982237934 | HUDSON ADAPTER-LOANER | Trauma | EA
511.783LN | 10886982237958 | MODIFIED HUDSON ADAPTER-LOANER | Trauma | EA
511.784LN | 10886982237972 | TRINKLE ADAPTER-LOANER | Trauma | EA
512.12LN | 10886982238337 | HEXAGONAL SCREWDRIVER-LOANER | Trauma | EA
512.70LN | 10886982238535 | MINI OSCILLATING SAW-LOANER | Trauma | EA
512.50LN | 10886982238511 | RECIPROCATING SAW-LOANER | Trauma | EA
512.16LN | 10886982238405 | HOSE CONNECTOR 60 DEG ANGLE- LOANER | Trauma | EA
512.19LN | 10886982238412 | ADAPTOR FOR OILING-LOANER | Trauma | EA
512.36LN | 10886982238450 | TISSUE PROTECTOR FOR CIRCULAR SAWS-LOANER | Trauma | EA
512.37LN | 10886982238467 | DEPTH STOP FOR DRILL BITS- LOANER | Trauma | EA
512.38LN | 10886982238474 | SKULL GUARD-LOANER | Trauma | EA
518.09LN | 10886982238825 | REPLACEMENT KEY FOR OSCILLATING BONE SAW-LOANER | Trauma | EA
520.89YLN | 10886982239662 | Y-FITTING-COMPLETE-LOANER | Trauma | EA
519.50LN | 10886982239266 | DOUBLE AIR HOSE SYNTHES STEM 2 METERS-LOANER | Trauma | EA
519.50DLN | 10886982239259 | DOUBLE AIR HOSE DISS FITTING 2 METERS-LOANER | Trauma | EA
519.80LN | 10886982239440 | SINGLE AIR HOSE SYNTHES STEM 5 METERS-LOANER | Trauma | EA
520.89LN | 10886982239624 | NITROGEN REGULATOR-COMPLETE WITH COUPLERS-LOANER | Trauma | EA
520.89RLN | 10886982239648 | NITROGEN REGULATOR WITH SYNTHES FITTING-LOANER | Trauma | EA
591.00LN | 10886982241801 | HAND DRILL WITHOUT CHUCK- LOANER | Trauma | EA
512.39LN | 10886982238481 | TISSUE PROTECTOR-LOANER | Trauma | EA
512.15LN | 10886982238375 | DOUBLE AIR HOSE SYNTHES STEM 2 METERS-LOANER | Trauma | EA
511.01LN | 10886982237316 | UNIVERSAL DRILL WITH DOUBLE HOSE CONNECTOR-LOANER | Trauma | EA
519.01LN | 10886982238856 | OSCILLATING BONE SAW WITH DOUBLE HOSE CONNECTOR-LOANER | Trauma | EA
115.545 | 10886982138194 | ACCESSORY INSTRUMENT SET FOR IM NAIL INSERTION | Trauma | EA
115.540 | 10886982138163 | COMBINED FEMORAL NAIL INSERTION AND LOCKING SET | Trauma | EA
105.385 | 10886982135384 | TROCHANTER STABILIZATION PLATE INSTRUMENT AND IMPLANT SET | Trauma | EA
115.700 | 10886982138248 | LARGE DISTRACTOR SET | Trauma | EA
115.700E | 10886982138255 | LARGE DISTRACTOR SET-EVAL | Trauma | EA
105.118E | 10886982134066 | BASIC SCREW SET WITH SELF-TAPPING SCREWS-EVALS | Trauma | EA
332.172E | 10886982192639 | SEATING CHISEL FOR TODDLER OSTEOTOMY PLATES | Trauma | EA
332.352E | 10886982192738 | INSERTER FOR BIFURCATED/INFANT AND TODDLER OSTEOTOMY PLATES | Trauma | EA
511.01 | 10886982237309 | UNIVERSAL DRILL WITH DOUBLE HOSE CONNECTOR | Trauma | EA
519.01 | 10886982238849 | OSCILLATING BONE SAW WITH DOUBLE HOSE CONNECTOR | Trauma | EA
150.165 | 10886982140852 | AIR PULSE SET | Trauma | EA
150.165PI | 10886982140876 | AIR PULSE & ATTACHMENTS SET | Trauma | EA
150.165E | 10886982140869 | AIR PULSE SET-EVAL | Trauma | EA
310.93LN | 10886982187116 | SMALL CHUCK WITH KEY-LOANER | Trauma | EA
105.405 | 10886982135582 | 4.0MM CORTEX SCREW SLF-TPNG INSTRUMENT AND IMPLANT SET | Trauma | EA
213.010 | 10886982153029 | 3.5MM LOCKING SCREW SELF-TAPPING 10MM | Trauma | EA
213.012 | 10886982153036 | 3.5MM LOCKING SCREW SELF-TAPPING 12MM | Trauma | EA
213.014 | 10886982153043 | 3.5MM LOCKING SCREW SELF-TAPPING 14MM | Trauma | EA
213.016 | 10886982153050 | 3.5MM LOCKING SCREW SELF-TAPPING 16MM | Trauma | EA
145.598E | 10886982140548 | 7.5MM/9.0MM TI FLEXIBLE HUMERAL NAIL SET-EVAL | Trauma | EA
105.332 | 10886982135148 | AIR POWER LINE SET | Trauma | EA
105.332E | 10886982135155 | AIR POWER LINE SET-EVAL | Trauma | EA
105.332PA | 10886982135162 | AIR POWER LINE GRAPHIC CASE & AIR HOSE SET | Trauma | EA
105.332PI | 10886982135179 | AIR POWER LINE & ATTACHMENTS SET | Trauma | EA
511.605LN | 10886982237576 | AIR REAMER/DRILL-LOANER | Trauma | EA
511.610LN | 10886982237606 | AIR OSCILLATOR-LOANER | Trauma | EA
511.615LN | 10886982237620 | AIR RECIPROCATOR-LOANER | Trauma | EA
510.101LN | 10886982237125 | QUICK COUPLING FOR DRILL BITS- LOANER | Trauma | EA
510.121LN | 10886982237163 | JACOBS CHUCK WITH KEY-LOANER | Trauma | EA
510.131LN | 10886982237194 | KEYLESS JACOBS CHUCK-LOANER | Trauma | EA
510.161LN | 10886982237224 | LARGE QUICK COUPLING-LOANER | Trauma | EA
245.800 | 10886982170217 | 3.5MM LOW PROFILE CURVED RECONSTRUCTION PLATE 6 HOLES | Trauma | EA
245.810 | 10886982170224 | 3.5MM LOW PROFILE CURVED RECONSTRUCTION PLATE 8 HOLES | Trauma | EA
245.820 | 10886982170231 | 3.5MM LOW PROFILE CURVED RECONSTRUCTION PLATE 10 HOLES | Trauma | EA
245.830 | 10886982170248 | 3.5MM LOW PROFILE CURVED RECONSTRUCTION PLATE 12 HOLES | Trauma | EA
245.840 | 10886982170255 | 3.5MM LOW PROFILE CURVED RECONSTRUCTION PLATE 14 HOLES | Trauma | EA
245.850 | 10886982170262 | 3.5MM LOW PROFILE CURVED RECONSTRUCTION PLATE 16 HOLES | Trauma | EA
245.860 | 10886982170279 | 3.5MM LOW PROFILE CURVED RECONSTRUCTION PLATE 18 HOLES | Trauma | EA
305.544 | 10886982184955 | SUPPLEMENTAL SCREW RACK W/LID FOR 3.5/4.0/4.5/7.0/7.3MM SCR | Trauma | EA
245.351 | 10886982170088 | 3.5MM LCPÂ® CURVED RECON PLATE 5 HOLES | Trauma | EA
245.371 | 10886982170118 | 3.5MM LCPÂ® CURVED RECON PLATE 7 HOLES | Trauma | EA
245.391 | 10886982170132 | 3.5MM LCPÂ® CURVED RECON PLATE 9 HOLES | Trauma | EA
245.411 | 10886982170156 | 3.5MM LCP CURVED RECON PLATE 11 HOLES | Trauma | EA
245.431 | 10886982170170 | 3.5MM LCP CURVED RECON PLATE 13 HOLES | Trauma | EA
105.385PB | 10886982135407 | TROCHANTER STABILIZATION PLATE INSTRUMENT SET | Trauma | EA
105.385PA | 10886982135391 | TROCHANTER STABILIZATION PLATE INSTR SET WITH GRAPHIC CASE | Trauma | EA
115.545PI1 | 10886982138224 | IM NAIL INSTR ENHANCEMENTS PARTIAL INSTRUMENT SET | Trauma | EA
115.545PI2 | 10886982138231 | IM NAIL INSTR ENHANCEMENTS INSTRUMENT INTRO SET | Trauma | EA
115.545PA | 10886982138200 | IM NAIL INSTR ENHANCEMENTS PARTIAL INSTRUMENT SET | Trauma | EA
115.540PA | 10886982138187 | COMBINED FEMORAL NAIL INSERTION & LOCKING SET | Trauma | EA
105.405PA | 10886982135599 | 4.0MM CORTEX SCREW INSTRUMENT SET | Trauma | EA
105.405PI | 10886982135605 | 4.0MM CORTEX SCREW SELF-TAPPING IMPLANT SET | Trauma | EA
241.411 | 10886982166968 | LCP ONE-THIRD TUBULAR PLATE WITH COLLAR 11 HOLES/129MM | Trauma | EA
115.540E | 10886982138170 | COMBINED FEMORAL NAIL INSERTION AND LOCKING SET-EVAL | Trauma | EA
105.016 | 10886982133472 | ADJUSTABLE LARGE FIXATOR SET W/TI SLF-DRLG SCHANZ SCREWS | Trauma | EA
105.017 | 10886982133489 | ADJUSTABLE LARGE FIXATOR SET W/SELF-DRILLING SCHANZ SCREWS | Trauma | EA
690.345 | 10886982252685 | GRAPHIC CASE WITHOUT MARKINGS 255MM X 250MM X 39MM | Trauma | EA
394.992E | 10886982200051 | PROTECTIVE CAP FOR 4.5MM FIXATION PINS | Trauma | EA
394.993E | 10886982200075 | PROTECTIVE CAP FOR 5.0MM FIXATION PINS | Trauma | EA
413.010 | 10886982211705 | 3.5MM TI LOCKING SCREW SELF-TAPPING 10MM | Trauma | EA
413.012 | 10886982211712 | 3.5MM TI LOCKING SCREW SELF-TAPPING 12MM | Trauma | EA
413.014 | 10886982211729 | 3.5MM TI LOCKING SCREW SELF-TAPPING 14MM | Trauma | EA
413.016 | 10886982211736 | 3.5MM TI LOCKING SCREW SELF-TAPPING 16MM | Trauma | EA
413.018 | 10886982211743 | 3.5MM TI LOCKING SCREW SELF-TAPPING 18MM | Trauma | EA
413.020 | 10886982211750 | 3.5MM TI LOCKING SCREW SELF-TAPPING 20MM | Trauma | EA
413.022 | 10886982211767 | 3.5MM TI LOCKING SCREW SELF-TAPPING 22MM | Trauma | EA
413.024 | 10886982211774 | 3.5MM TI LOCKING SCREW SELF-TAPPING 24MM | Trauma | EA
413.034 | 10886982211828 | 3.5MM TI LOCKING SCREW SELF-TAPPING 34MM | Trauma | EA
413.036 | 10886982211842 | 3.5MM TI LOCKING SCREW SELF-TAPPING 36MM | Trauma | EA
145.455 | 10886982140180 | TI WRIST FUSION INSTRUMENT AND IMPLANT SET | Trauma | EA
145.455PA | 10886982140203 | TI WRIST FUSION INSTRUMENT SET | Trauma | EA
145.457 | 10886982140227 | TI WRIST FUSION INSTRUMENT AND IMPLANT SET W/SLF-TPNG SCREWS | Trauma | EA
145.457PA | 10886982140241 | TI WRIST FUSION INSTRUMENT SET FOR SELF-TAPPING SCREWS | Trauma | EA
329.722 | 10886982192172 | BENDING TEMPLATE FOR LATERAL TIBIA HEAD BUTTRESS PLATES | Trauma | EA
329.918 | 10886982192295 | BENDING TEMPLATE FOR LC-DCPÂ® CONDYLAR BUTTRESS PLATES | Trauma | EA
105.421 | 10886982135681 | SMALL FRAGMENT INSTRUMENT & IMPLANT SET--LC-DCPÂ® | Trauma | EA
105.421J | 10886982135704 | SMALL FRAGMENT INSTRUMENT & IMPLANT SET--LC-DCPÂ® JC | Trauma | EA
105.423 | 10886982135711 | SMALL FRAG INSTR & IMPL SET W/SLF-TPNG SCREWS--LC-DCPÂ® | Trauma | EA
105.423J | 10886982135735 | SMALL FRAG INSTR & IMPL SET W/SLF-TPNG SCREWS--LC-DCPÂ® JC | Trauma | EA
105.425 | 10886982135742 | SMALL FRAGMENT INSTRUMENT & TI IMPLANT SET--LC-DCPÂ® | Trauma | EA
105.425J | 10886982135766 | SMALL FRAGMENT INSTRUMENT & TI IMPLANT SET--LC-DCPÂ® JC | Trauma | EA
105.427 | 10886982135773 | SM FRAGMENT INSTR/TI IMPL SET W/SLF-TPNG SCREWS--LC-DCPÂ® | Trauma | EA
105.427J | 10886982135797 | SM FRAGMENT INSTR/TI IMPL SET W/SLF-TPNG SCREWS--LC-DCPÂ® JC | Trauma | EA
105.421E | 10886982135698 | SMALL FRAGMENT INSTRUMENT & IMPLANT SET--LC-DCPÂ®-EVAL | Trauma | EA
105.423E | 10886982135728 | SM FRAG INSTR & IMPLANT SET W/ SLF-TPNG SCREWS--LC-DCPÂ®-EVAL | Trauma | EA
105.425E | 10886982135759 | SMALL FRAGMENT INSTRUMENT & TI IMPLANT SET--LC-DCPÂ®-EVAL | Trauma | EA
105.427E | 10886982135780 | SM FRAG INSTR/TI IMPL SET W/ SLF-TPNG SCREWS--LC-DCPÂ®-EVAL | Trauma | EA
690.324 | 10886982252388 | 2.0MM/2.4MM MODULAR FOOT INSTRUMENT SET GRAPHIC CASE | Trauma | EA
225.019 | 10886982158901 | 3.5MM BROAD LC-DCPÂ® PLATE 19 HOLES/246MM | Trauma | EA
225.021 | 10886982158925 | 3.5MM BROAD LC-DCPÂ® PLATE 21 HOLES/272MM | Trauma | EA
145.105 | 10886982139184 | KIRSCHNER WIRE IMPLANT MODULE SET | Trauma | EA
145.457PI | 10886982140258 | TI WRIST FUSION IMPLANT SET WITH SELF-TAPPING SCREWS | Trauma | EA
145.455PI | 10886982140210 | TI WRIST FUSION IMPLANT SET | Trauma | EA
690.320 | 10886982252340 | LATERAL TIBIAL HEAD BUTTRESS PLATE IMPLANT SET GRAPHIC CASE | Trauma | EA
145.263 | 10886982139801 | TI LC-DCPÂ® LATERAL TIBIAL HEAD BUTTRESS PLATE IMPLANT SET | Trauma | EA
145.102 | 10886982139177 | 2.0MM/2.4MM FOOT MODULE SET | Trauma | EA
105.017SS | 10886982133519 | ADJUSTABLE LARGE FIXATOR SET W/SLF-DRLG SCHANZ SCREWS-SAMP | Trauma | EA
105.017PA | 10886982133502 | ADJUSTABLE LARGE FIXATOR INSTRUMENT SET | Trauma | EA
298.801.10 | 20886982182514 | 1.7MM CABLE WITH CRIMP 750MM | Trauma | TP
498.800.10 | 20886982236934 | 1.0MM TI CABLE WITH CRIMP 750MM | Trauma | TP
240.131 | 10886982164902 | 4.5MM LOCKING COMPRESSION T-PLATE 3 HOLES/67MM | Trauma | EA
240.151 | 10886982164933 | 4.5MM LOCKING COMPRESSION T-PLATE 5 HOLES/99MM | Trauma | EA
240.171 | 10886982164964 | 4.5MM LOCKING COMPRESSION T-PLATE 7 HOLES/131MM | Trauma | EA
213.414 | 10886982153227 | 5.0MM LOCKING SCREW SELF-DRILLING 14MM | Trauma | EA
213.422 | 10886982153241 | 5.0MM LOCKING SCREW SELF-DRILLING 22MM | Trauma | EA
213.430 | 10886982153265 | 5.0MM LOCKING SCREW SELF-DRILLING 30MM | Trauma | EA
213.435 | 10886982153272 | 5.0MM LOCKING SCREW SELF-DRILLING 35MM | Trauma | EA
213.445 | 10886982153296 | 5.0MM LOCKING SCREW SELF-DRILLING 45MM | Trauma | EA
213.450 | 10886982153302 | 5.0MM LOCKING SCREW SELF-DRILLING 50MM | Trauma | EA
213.460 | 10886982153326 | 5.0MM LOCKING SCREW SELF-DRILLING 60MM | Trauma | EA
213.470 | 10886982153340 | 5.0MM LOCKING SCREW SELF-DRILLING 70MM | Trauma | EA
213.480 | 10886982153364 | 5.0MM LOCKING SCREW SELF-DRILLING 80MM | Trauma | EA
213.490 | 10886982153388 | 5.0MM LOCKING SCREW SELF-DRILLING 90MM | Trauma | EA
SD399.003 | 10886982006912 | TROCAR 15MM FOR PERCUTANEOUS FORCEPS | Trauma | EA
SD399.004 | 10886982006929 | 0.76MM DRILL GUIDE 14MM FOR PERCUTANEOUS FORCEPS | Trauma | EA
SD399.005 | 10886982006936 | 1.0MM DRILL GUIDE 14MM FOR PERCUTANEOUS FORCEPS | Trauma | EA
SD399.006 | 10886982006943 | 1.1MM DRILL GUIDE 14MM FOR PERCUTANEOUS FORCEPS | Trauma | EA
SD399.007 | 10886982006950 | 1.3MM DRILL GUIDE 14MM FOR PERCUTANEOUS FORCEPS | Trauma | EA
SD399.008 | 10886982006967 | 1.5MM DRILL GUIDE 14MM FOR PERCUTANEOUS FORCEPS | Trauma | EA
DLS-2000-US | 10886982000262 | DELIVERY SYRINGE- STERILE | Trauma | EA
690.350 | 10886982252777 | MEDIUM EXTERNAL FIXATOR GRAPHIC CASE | Trauma | EA
105.210E | 10886982134646 | LOCKING CONDYLAR PLATE INSTRUMENT AND SCREW SET-EVAL | Trauma | EA
690.323 | 10886982252371 | LC-DCPÂ® CONDYLAR BUTTRESS PLATE SET GRAPHIC CASE | Trauma | EA
105.232 | 10886982134769 | CONDYLAR BUTTRESS PLATE IMPLANT SET | Trauma | EA
105.017E | 10886982133496 | ADJUSTABLE LARGE FIXATOR SET W/SLF-DRLG SCHANZ SCREWS-EVAL | Trauma | EA
105.336PI | 10886982135223 | 3.5MM 90 DEG CANN LC-ANGLED BLADE PLATE IMPLANT SET | Trauma | EA
145.336PI | 10886982139894 | 3.5MM 90 DEG TI CANN LC-ANGLED BLADE PLATE IMPLANT SET | Trauma | EA
394.991E | 10886982200037 | PROTECTIVE CAP FOR 4.0MM FIXATION PINS | Trauma | EA
690.325.11 | 10886982252418 | DYNAMIC HELICAL HIP SYSTEM GRAPHIC CASE LID | Trauma | EA
115.545PB | 10886982138217 | IM NAIL ACCESSORY INSTRUMENT SET | Trauma | EA
SD423.001 | 10886982007148 | 3.5MM LC-DCPÂ® PLATE WITH 2.7MM HOLES-5 HOLES | Trauma | EA
SD423.002 | 10886982007155 | 3.5MM LC-DCPÂ® PLATE WITH 2.7MM HOLES-7 HOLES | Trauma | EA
SD423.003 | 10886982007162 | 3.5MM LC-DCPÂ® PLATE WITH 2.7MM HOLES-9 HOLES | Trauma | EA
105.505 | 10886982136251 | DISTAL RADIUS PLATE INSTRUMENT AND IMPLANT SET | Trauma | EA
105.505PA | 10886982136275 | DISTAL RADIUS PLATE INSTRUMENT SET | Trauma | EA
145.505 | 10886982140418 | TI DISTAL RADIUS PLATE INSTRUMENT AND IMPLANT SET | Trauma | EA
145.505PA | 10886982140432 | TI DISTAL RADIUS PLATE INSTRUMENT SET | Trauma | EA
105.505PI | 10886982136282 | DISTAL RADIUS PLATE IMPLANT SET | Trauma | EA
145.505PI | 10886982140449 | TI DISTAL RADIUS PLATE IMPLANT SET | Trauma | EA
462.660S | 10886982232083 | TI END CAP 0MM EXT-STERILE FOR HUMERAL NAIL SPIRAL BLADE | Trauma | EA
462.665S | 10886982232106 | TI END CAP 5MM EXT-STERILE FOR HUMERAL NAIL SPIRAL BLADE | Trauma | EA
462.666S | 10886982232120 | TI END CAP 10MM EXT-STERILE FOR HUMERAL NAIL SPIRAL BLADE | Trauma | EA
105.352 | 10886982135261 | DHSÂ® ONE-STEP IMPLANT SET | Trauma | EA
145.455E | 10886982140197 | TI WRIST FUSION INSTRUMENT AND IMPLANT SET-EVAL | Trauma | EA
145.457E | 10886982140234 | TI WRIST FUSION INSTR AND IMPL SET W/SELF-TAPPING SCREWS-EVAL | Trauma | EA
145.505E | 10886982140425 | TI DISTAL RADIUS PLATE INSTRUMENT & IMPLANT SET-EVAL | Trauma | EA
105.505E | 10886982136268 | DISTAL RADIUS PLATE INSTRUMENT AND IMPLANT SET-EVAL | Trauma | EA
145.105PI | 10886982139207 | KIRSCHNER WIRE IMPLANT SET | Trauma | EA
145.105PA | 10886982139191 | KIRSCHNER WIRE INSTRUMENT SET | Trauma | EA
115.352 | 10886982137906 | 3.5MM AND 4.5MM MEDIAL DISTAL TIBIA PLATE SET | Trauma | EA
145.352 | 10886982139900 | 3.5MM AND 4.5MM TI MEDIAL DISTAL TIBIA PLATE SET | Trauma | EA
105.385SS | 10886982135414 | TROCHANTER STABILIZATION PLATE INSTR & IMPL SET-SALES SAMPLE | Trauma | EA
450.794 | 10886982225092 | 10MM TI CANNULATED DISTAL FEMORAL NAIL 180MM | Trauma | EA
450.795 | 10886982225115 | 10MM TI CANNULATED DISTAL FEMORAL NAIL 220MM | Trauma | EA
450.796 | 10886982225139 | 10MM TI CANNULATED DISTAL FEMORAL NAIL 260MM | Trauma | EA
450.814 | 10886982225412 | 11MM TI CANNULATED DISTAL FEMORAL NAIL 180MM | Trauma | EA
450.815 | 10886982225436 | 11MM TI CANNULATED DISTAL FEMORAL NAIL 220MM | Trauma | EA
450.816 | 10886982225450 | 11MM TI CANNULATED DISTAL FEMORAL NAIL 260MM | Trauma | EA
450.834 | 10886982225733 | 12MM TI CANNULATED DISTAL FEMORAL NAIL 180MM | Trauma | EA
450.835 | 10886982225757 | 12MM TI CANNULATED DISTAL FEMORAL NAIL 220MM | Trauma | EA
450.836 | 10886982225771 | 12MM TI CANNULATED DISTAL FEMORAL NAIL 260MM | Trauma | EA
450.794S | 10886982225108 | 10MM TI CANN DISTAL FEMORAL NAIL 180MM-STERILE | Trauma | EA
450.795S | 10886982225122 | 10MM TI CANN DISTAL FEMORAL NAIL 220MM-STERILE | Trauma | EA
450.815S | 10886982225443 | 11MM TI CANN DISTAL FEMORAL NAIL 220MM-STERILE | Trauma | EA
450.816S | 10886982225467 | 11MM TI CANN DISTAL FEMORAL NAIL 260MM-STERILE | Trauma | EA
450.714 | 10886982224774 | 9MM TI SOLID DISTAL FEMORAL NAIL 180MM | Trauma | EA
450.835S | 10886982225764 | 12MM TI CANN DISTAL FEMORAL NAIL 220MM-STERILE | Trauma | EA
450.715 | 10886982224798 | 9MM TI SOLID DISTAL FEMORAL NAIL 220MM | Trauma | EA
450.836S | 10886982225788 | 12MM TI CANN DISTAL FEMORAL NAIL 260MM-STERILE | Trauma | EA
450.716 | 10886982224811 | 9MM TI SOLID DISTAL FEMORAL NAIL 260MM | Trauma | EA
450.874S | 10886982226389 | 6.0MM TI LOCKING SCREW 35MM- F/DISTAL FEMORAL NAILS-STERILE | Trauma | EA
450.854S | 10886982226068 | 13MM TI CANN DISTAL FEMORAL NAIL 180MM-STERILE | Trauma | EA
450.854 | 10886982226051 | 13MM TI CANNULATED DISTAL FEMORAL NAIL 180MM | Trauma | EA
450.855 | 10886982226075 | 13MM TI CANNULATED DISTAL FEMORAL NAIL 220MM | Trauma | EA
450.856 | 10886982226099 | 13MM TI CANNULATED DISTAL FEMORAL NAIL 260MM | Trauma | EA
105.71PI | 10886982137210 | TI ELASTIC NAIL IMPLANT SET | Trauma | EA
105.71SPI | 10886982137234 | TI ELASTIC NAIL IMPLANT SET- STERILE | Trauma | EA
690.317.71 | 10886982252258 | SMALL FRAGMENT SET--LC-DCPÂ® SCR RACK LID F/SLF-TPNG SCREWS | Trauma | EA
145.175E | 10886982139344 | 4.0MM/5.0MM TI LOCKING SCREW SET FOR IM NAILS-EVAL | Trauma | EA
105.135 | 10886982134080 | 4.0MM CANNULATED SCREW INSTRUMENT & IMPLANT SET | Trauma | EA
145.135 | 10886982139238 | 4.0MM TI CANNULATED SCREW INSTRUMENT & IMPLANT SET | Trauma | EA
145.135PA | 10886982139269 | 4.0MM TI CANNULATED SCREW INSTRUMENT SET | Trauma | EA
105.135PA | 10886982134110 | 4.0MM CANNULATED SCREW INSTRUMENT SET | Trauma | EA
145.135PI | 10886982139276 | 4.0MM TI CANNULATED SCREW IMPLANT SET | Trauma | EA
105.135PI | 10886982134127 | 4.0MM CANNULATED SCREW IMPLANT SET | Trauma | EA
115.352PA | 10886982137913 | 3.5MM & 4.5MM MEDIAL DISTAL TIBIA PLATE INSTRUMENT SET | Trauma | EA
145.352PA | 10886982139917 | 3.5MM & 4.5MM TI MEDIAL DISTAL TIBIA PLATE INSTRUMENT SET | Trauma | EA
105.135E | 10886982134097 | 4.0MM CANNULATED SCREW INSTRUMENT & IMPLANT SET-EVAL | Trauma | EA
145.135E | 10886982139245 | 4.0MM TI CANNULATED SCREW INSTRUMENT & IMPLANT SET-EVAL | Trauma | EA
690.334.70 | 10886982252579 | SCREW RACK FOR TI SOLID HUMERAL NAIL SET CASE | Trauma | EA
462.667S | 10886982232144 | TI END CAP 15MM EXT-STERILE FOR HUMERAL NAIL SPIRAL BLADE | Trauma | EA
690.326.11 | 10886982252470 | DYNAMIC HELICAL HIP SYSTEM IMPLANT SET GRAPHIC CASE LID | Trauma | EA
690.326.10 | 10886982252463 | DYNAMIC HELICAL HIP SYSTEM IMPLANT SET GRAPHIC CASE BASE | Trauma | EA
690.355 | 10886982252883 | GRAPHIC CASE FOR SMALL BATTERY DRIVE | Trauma | EA
690.326.20 | 10886982252487 | DYNAMIC HELICAL HIP SYSTEM IMPL SET BASE PLATE ASSEMBLY | Trauma | EA
145.175 | 10886982139337 | 4.0MM/5.0MM TI LOCKING SCREWS SET FOR IM NAILS | Trauma | EA
115.720 | 10886982138262 | LARGE EXTERNAL FIXATOR SET W/ SELF-DRILLING SCHANZ SCREWS | Trauma | EA
115.720SS | 10886982138293 | LARGE EXTERNAL FIXATOR SET- SALES SAMPLE | Trauma | EA
357.406 | 10886982196293 | 5.0MM FLEXIBLE HEXAGONAL SCREWDRIVER | Trauma | EA
105.309 | 10886982134981 | REAMER/IRRIGATOR/ASPIRATOR INSTRUMENT SET | Trauma | EA
105.135F | 10886982134103 | 4.0MM CANNULATED SCREW INSTR & IMPLANT SET-COMPLETE | Trauma | EA
145.135F | 10886982139252 | 4.0MM TI CANNULATED SCREW INSTR & IMPLANT SET-COMPLETE | Trauma | EA
105.521PI | 10886982136404 | TI DISTAL FEMORAL NAIL INSERTION & LOCKING IMPL SET | Trauma | EA
281 |  | PIN | Trauma
SD243.001 | 10886982003652 | TIBIAL OSTEOTOMY PLATE 32MM X 32MM/4 HOLES | Trauma | EA
115.740 | 10886982138309 | LARGE EXTERNAL FIXATOR SET W/ TI SELF-DRILLING SCHANZ SCREWS | Trauma | EA
105.523 | 10886982136428 | TI DFN INSERTION AND LOCKING SET WITH LOCKING SCREWS | Trauma | EA
105.572 | 10886982136558 | TI TIBIAL NAIL INSERTION AND LOCKING SET W/LOCKING SCREWS | Trauma | EA
105.657 | 10886982136947 | TI FEMORAL NAIL INSERTION & LOCKING SET W/LOCKING SCREWS | Trauma | EA
690.325.40 | 10886982252432 | DYNAMIC HELICAL HIP SYSTEM LIFT OUT TRAY | Trauma | EA
690.325.60 | 10886982252449 | DYNAMIC HELICAL HIP SYSTEM SCREW RACK | Trauma | EA
105.105 | 10886982133977 | KIRSCHNER WIRE IMPLANT MODULE SET | Trauma | EA
105.105PA | 10886982133984 | KIRSCHNER WIRE IMPLANT MODULE CASE | Trauma | EA
105.105PI | 10886982133991 | KIRSCHNER WIRE IMPLANT SET | Trauma | EA
690.325.20 | 10886982252425 | DYNAMIC HELICAL HIP SYSTEM BASE PLATE ASSEMBLY | Trauma | EA
690.325.10 | 10886982252401 | DYNAMIC HELICAL HIP SYSTEM GRAPHIC CASE BASE | Trauma | EA
115.740E | 10886982138316 | LARGE EXTERNAL FIXATOR SET W/ SLF-DRLG SCHANZ SCREWS-EVAL | Trauma | EA
394.994E | 10886982200099 | PROTECTIVE CAP FOR 6.0MM FIXATION PINS | Trauma | EA
391.918 | 10886982198426 | REPLACEMENT HEAD FOR IMPACTOR | Trauma | EA
105.102PI | 10886982133908 | 2.0MM/2.4MM FOOT IMPLANT MODULE SET | Trauma | EA
105.102PA | 10886982133892 | 2.0MM/2.4MM FOOT INSTRUMENT SET | Trauma | EA
105.102 | 10886982133885 | 2.0MM/2.4MM FOOT MODULE SET | Trauma | EA
DISASTER SUSA | 10886982000255 | SUSA DISASTER EQUIPMENT | Trauma | EA
SD211.065 | 10886982002914 | 3.9MM PELVIC SCREW 65MM | Trauma | EA
SD211.070 | 10886982002921 | 3.9MM PELVIC SCREW 70MM | Trauma | EA
SD211.075 | 10886982002938 | 3.9MM PELVIC SCREW 75MM | Trauma | EA
SD211.125 | 10886982003034 | 3.9MM PELVIC SCREW 125MM | Trauma | EA
SD211.130 | 10886982003041 | 3.9MM PELVIC SCREW 130MM | Trauma | EA
391.969 | 10886982198570 | SHORTCUT PLATE CUTTER WITH RASP FOR 2.7MM-4.5MM PLATES | Trauma | EA
391.968 | 10886982198563 | SHORTCUT PLATE CUTTER FOR 2.7MM-4.5MM PLATES | Trauma | EA
105.909 | 10886982137470 | PERIARTICULAR REDUCTION FORCEPS SET | Trauma | EA
105.101 | 10886982133861 | MODULAR FOOT INSTRUMENT SET | Trauma | EA
105.909E | 10886982137487 | PERIARTICULAR REDUCTION FORCEPS SET-EVAL | Trauma | EA
SD360.001 | 10886982006394 | POSITIONING TRIANGLE | Trauma | EA
105.905E | 10886982137449 | BONE FORCEPS SET SOFT RATCHET- EVAL | Trauma | EA
105.434 | 10886982135803 | SMALL FRAGMENT LCPÂ® INSTR/IMPL SET WITH SLF-TPNG SCREWS | Trauma | EA
105.434PA | 10886982135834 | SMALL FRAGMENT LCPÂ® INSTRUMENT SET-FULL | Trauma | EA
105.434PB | 10886982135841 | SMALL FRAGMENT LCPÂ® INSTRUMENT SET-PARTIAL | Trauma | EA
105.434PI | 10886982135865 | SMALL FRAGMENT LCPÂ® IMPLANT SET | Trauma | EA
105.434SS | 10886982135889 | SMALL FRAGMENT LCPÂ® IMPLANT SET-SALES SAMPLE | Trauma | EA
105.690 | 10886982137050 | TI SOLID HUMERAL NAIL INSERTN & LOCKING SET W/LOCKING BOLTS | Trauma | EA
105.691 | 10886982137074 | TI SOLID HUMERAL NAIL INSERTN & LOCKING SET W/LOCKING SCREWS | Trauma | EA
105.691SS | 10886982137142 | TI SOLID HUMERAL NAIL SET WITH LOCKING SCREWS-SALE SAMPLE | Trauma | EA
105.691D | 10886982137081 | TI SOLID HUMERAL NAIL SET WITH LOCKING SCREWS-DEMO | Trauma | EA
105.691E | 10886982137098 | TI SOLID HUMERAL NAIL SET WITH LOCKING SCREWS-EVAL | Trauma | EA
115.720PB | 10886982138279 | LARGE EXTERNAL FIXATOR INSTRUMENT SET | Trauma | EA
115.740PB | 10886982138323 | LARGE EXTERNAL FIXATOR INSTRUMENT SET | Trauma | EA
338.047LBL | 10886982193117 | LABEL SHEET FOR VARIABLE ANGLE GUIDE (338.047) | Trauma | EA
105.691PA | 10886982137104 | TI SOLID HUMERAL NAIL INSTRUMENT SET | Trauma | EA
105.691PB | 10886982137111 | TI SOLID HUMERAL NAIL INSTRUMENT SET-PARTIAL | Trauma | EA
105.691PC | 10886982137128 | TI SOLID HUMERAL NAIL CASE & INSERTN HANDLE & STD AIM ARM | Trauma | EA
351.013S | 10886982193643 | 3.0MM REAMING ROD 1250MM WITH STRAIGHT BALL TIP-STERILE | Trauma | EA
105.833 | 10886982137326 | DHSÂ®/DCSÂ® ONE-STEP BASIC SET WITH SELF-TAPPING SCREWS | Trauma | EA
105.833E | 10886982137333 | DHSÂ®/DCSÂ® ONE-STEP BASIC SET WITH SELF-TAPPING SCREWS-EVAL | Trauma | EA
105.833J | 10886982137340 | DHSÂ®/DCSÂ® ONE-STEP BASIC SET WITH SELF-TAPPING SCREWS JC | Trauma | EA
105.839 | 10886982137395 | DHSÂ® ONE-STEP BASIC SET WITH SELF-TAPPING SCREWS | Trauma | EA
105.839J | 10886982137401 | DHSÂ® ONE-STEP BASIC SET WITH SELF-TAPPING SCREWS JC | Trauma | EA
105.352E | 10886982135278 | DHSÂ® ONE-STEP IMPLANT SET- EVAL | Trauma | EA
105.33CE | 10886982135124 | ANGLED BLADE PLATE INSTRUMENT CHILDREN/TODDLER SET-EVAL | Trauma | EA
SD314.003 | 10886982004581 | 2.5MM BALL END HEXAGONAL SCREWDRIVER | Trauma | EA
SD314.002 | 10886982004574 | LOCKING MECHANISM FOR SMALL HEX PELVIC SCREWDRIVER | Trauma | EA
105.523PI | 10886982136442 | TI DFN INSERTION AND LOCKING IMPLANT SET W/LOCKING SCREWS | Trauma | EA
105.572PI | 10886982136572 | TI TIBIAL NAIL INSERTION AND LCKNG IMPL SET W/LCKNG SCREWS | Trauma | EA
105.221 | 10886982134653 | 4.5MM LCP(TM) CONDYLAR PLATES IMPLANT SET | Trauma | EA
105.221PB | 10886982134684 | 4.5MM LCP(TM) CONDYLAR PLATE GRAPHIC CASE-PROMO B | Trauma | EA
105.221E | 10886982134660 | 4.5MM LCP(TM) CONDYLAR PLATE IMPLANT SET-EVALS | Trauma | EA
SRS-TRAIN | 10886982007704 | NORIANÂ® SRSÂ® BONE VOID FILLER TRAINING KIT | Trauma | EA
105.222E | 10886982134721 | LCP(TM) PROXIMAL TIBIA PLATE IMPLANT SET-EVAL | Trauma | EA
105.222 | 10886982134714 | 4.5MM LCPÂ® PROXIMAL TIBIA PLATE IMPLANT SET | Trauma | EA
105.222PA | 10886982134745 | LCP(TM) PROXIMAL TIBIA PLATE GRAPHIC CASE-PROMO A | Trauma | EA
105.833PA | 10886982137357 | DHSÂ® DCSÂ® ONE-STEP BASIC INSTRUMENT SET | Trauma | EA
105.839PA | 10886982137418 | DHSÂ® ONE-STEP BASIC INSTRUMENT SET | Trauma | EA
105.352S | 10886982135285 | DHSÂ® ONE-STEP IMPLANT SET-STERILE | Trauma | EA
105.657SPI | 10886982136961 | TI FEMORAL NAIL IMPLANT SET W/LOCKING SCREWS-STERILE | Trauma | EA
105.691PI | 10886982137135 | TI HUMERAL NAIL IMPLANT SET WITH LOCKING SCREWS | Trauma | EA
105.690PI | 10886982137067 | TI HUMERAL NAIL IMPLANT SET WITH LOCKING BOLTS | Trauma | EA
105.355 | 10886982135292 | DHSÂ® SUPPLEMENTAL IMPLANT SET | Trauma | EA
105.103 | 10886982133915 | 2.7MM FOOT MODULE SET | Trauma | EA
105.103PA | 10886982133922 | 2.7MM FOOT MODULE INSTRUMENT SET | Trauma | EA
105.103PI | 10886982133939 | 2.7MM FOOT MODULE IMPLANT SET | Trauma | EA
SRS-PA | 10886982007674 | NORIANÂ® SRSÂ® INSTRUMENT SET | Trauma | EA
SRS-SS | 10886982007698 | NORIANÂ® SRSÂ® SET-SALES SAMPLE | Trauma | EA
105.641 | 10886982136640 | TI TROCHANTERIC FIXATION NAIL INSERTION SET | Trauma | EA
105.642 | 10886982136695 | TI TROCHANTERIC FIXATION NAIL LOCKING SET W/LOCKING BOLTS | Trauma | EA
105.643 | 10886982136701 | TI TROCHANTERIC FIXATION NAIL LOCKING SET W/LOCKING SCREWS | Trauma | EA
105.641SS | 10886982136688 | TI TROCHANTERIC FIXATION NAIL INSERTION SET-SALES SAMPLE | Trauma | EA
105.643SS | 10886982136800 | TI TROCH FIXATION NAIL LOCKING SET W/LCKNG SCR-SALES SAMPLE | Trauma | EA
105.641PA | 10886982136671 | TI TROCHANTERIC FIXATION NAIL INSERTION INSTRUMENT SET | Trauma | EA
105.643PA | 10886982136787 | TI TROCHANTERIC FIXATION NAIL LOCKING INSTRUMENT SET | Trauma | EA
440.082 | 10886982220349 | 3.5MM TI LCP(TM) PILON PLATE 7 HOLES | Trauma | EA
440.083 | 10886982220356 | 3.5MM TI LCP(TM) PILON PLATE 9 HOLES | Trauma | EA
SRS-PB | 10886982007681 | NORIANÂ® SRSÂ® INSTRUMENT SET | Trauma | EA
105.175 | 10886982134271 | 2.4MM CANNULATED SCREW INSTRUMENT AND IMPLANT SET | Trauma | EA
312.146 | 10886982187635 | CANNULATED CONICAL REAMER | Trauma | EA
216.240 | 10886982155429 | 6.5MM CANCELLOUS BONE SCREW 24MM THREAD/40MM | Trauma | EA
216.250 | 10886982155436 | 6.5MM CANCELLOUS BONE SCREW 24MM THREAD/50MM | Trauma | EA
216.260 | 10886982155443 | 6.5MM CANCELLOUS BONE SCREW 24MM THREAD/60MM | Trauma | EA
216.270 | 10886982155450 | 6.5MM CANCELLOUS BONE SCREW 24MM THREAD/70MM | Trauma | EA
216.280 | 10886982155467 | 6.5MM CANCELLOUS BONE SCREW 24MM THREAD/80MM | Trauma | EA
216.290 | 10886982155474 | 6.5MM CANCELLOUS BONE SCREW 24MM THREAD/90MM | Trauma | EA
216.300 | 10886982155481 | 6.5MM CANCELLOUS BONE SCREW 24MM THREAD/100MM | Trauma | EA
216.310 | 10886982155498 | 6.5MM CANCELLOUS BONE SCREW 24MM THREAD/110MM | Trauma | EA
216.320 | 10886982155504 | 6.5MM CANCELLOUS BONE SCREW 24MM THREAD/120MM | Trauma | EA
216.330 | 10886982155511 | 6.5MM CANCELLOUS BONE SCREW 24MM THREAD/130MM | Trauma | EA
216.340 | 10886982155528 | 6.5MM CANCELLOUS BONE SCREW 24MM THREAD/140MM | Trauma | EA
216.350 | 10886982155535 | 6.5MM CANCELLOUS BONE SCREW 24MM THREAD/150MM | Trauma | EA
305.109 | 10886982184689 | 2.4MM CANN COMPRESSION SCREW INSTR & IMPL SET MODULE CASE | Trauma | EA
312.648LBL | 10886982187857 | LABEL SHEET PACK FOR THE 2.8MM THREADED DRILL GUIDE | Trauma | EA
SRS-003-RMS | 10886982007742 | NORIANÂ® SRSÂ® BONE VOID FILLER ROTARY MIX 3CC-STERILE | Trauma | EA
SRS-005-RMS | 10886982007780 | NORIANÂ® SRSÂ® BONE VOID FILLER ROTARY MIX 5CC-STERILE | Trauma | EA
SRS-010-RMS | 10886982007827 | NORIANÂ® SRSÂ® BONE VOID FILLER ROTARY MIX 10CC-STERILE | Trauma | EA
690.347.LBL | 10886982252708 | PROXIMAL HUMERUS PLATE LABEL SHEET F/SM FRG LCP(TM) CASE | Trauma | EA
440.834S | 10886982220707 | TI TOMOFIX(TM) MEDIAL HIGH TIBIA PLATE 4 HOLES | Trauma | EA
440.843S | 10886982220721 | TI TOMOFIX(TM) LATERAL HIGH TIBIA PLATE 3 HOLES-RIGHT | Trauma | EA
440.853S | 10886982220745 | TI TOMOFIX(TM) LATERAL HIGH TIBIA PLATE 3 HOLES-LEFT | Trauma | EA
440.864S | 10886982220769 | TI TOMOFIX(TM) LATERAL DISTAL FEMUR PLATE 4 HOLES-RIGHT | Trauma | EA
440.874S | 10886982220783 | TI TOMOFIX(TM) LATERAL DISTAL FEMUR PLATE 4 HOLES-LEFT | Trauma | EA
212.832 | 10886982152930 | 2.4MM LOCKING SCREW SLF-TPNG W/STARDRIVE(TM) RECESS 32MM | Trauma | EA
212.834 | 10886982152947 | 2.4MM LOCKING SCREW SLF-TPNG W/STARDRIVE(TM) RECESS 34MM | Trauma | EA
212.836 | 10886982152954 | 2.4MM LOCKING SCREW SLF-TPNG W/STARDRIVE(TM) RECESS 36MM | Trauma | EA
212.838 | 10886982152961 | 2.4MM LOCKING SCREW SLF-TPNG W/STARDRIVE(TM) RECESS 38MM | Trauma | EA
212.840 | 10886982152978 | 2.4MM LOCKING SCREW SLF-TPNG W/STARDRIVE(TM) RECESS 40MM | Trauma | EA
212.845 | 10886982152985 | 2.4MM LOCKING SCREW SLF-TPNG W/STARDRIVE(TM) RECESS 45MM | Trauma | EA
212.850 | 10886982152992 | 2.4MM LOCKING SCREW SLF-TPNG W/STARDRIVE(TM) RECESS 50MM | Trauma | EA
212.855 | 10886982153005 | 2.4MM LOCKING SCREW SLF-TPNG W/STARDRIVE(TM) RECESS 55MM | Trauma | EA
212.860 | 10886982153012 | 2.4MM LOCKING SCREW SLF-TPNG W/STARDRIVE(TM) RECESS 60MM | Trauma | EA
105.523PA | 10886982136435 | TI DFN INSERTION AND LOCKING INSTR SET F/LOCKING SCREWS | Trauma | EA
105.572PA | 10886982136565 | TI TIBIAL NAIL INSERTION AND LCKNG INSTR SET F/LCKNG SCREWS | Trauma | EA
105.657PA | 10886982136954 | TI FEMORAL NAIL INSTRUMENT SET FOR LOCKING SCREWS | Trauma | EA
N53 | 10886982002136 | REPLACEMENT POWER CORD FOR BATTERY CHARGER | Trauma | EA
690.300LBL | 10886982251992 | LABEL SHEET FOR LCP(TM) CONDYLAR PLATE GRAPHIC CASE | Trauma | EA
105.956PI | 10886982137685 | 14.4V BATTERY PACK SET FOR SMALL BATTERY DRIVE | Trauma | EA
105.954PI | 10886982137647 | SMALL BATTERY DRIVE WITH 14.4V BATTERY PACK SET | Trauma | EA
105.954E | 10886982137609 | SMALL BATTERY DRIVE WITH 14.4V BATTERY SET-EVAL | Trauma | EA
105.909PI | 10886982137500 | PERIARTICULAR REDUCTION FORCEPS SET | Trauma | EA
105.909PA | 10886982137494 | PERIARTICULAR REDUCTION FORCEPS SET GRAPHIC CASE | Trauma | EA
61A | 10886982250711 | SPRING KNOB ASSEMBLY | Trauma | EA
304.257L | 10886982183279 | DHSÂ®/DCSÂ® BASIC SET GRAPHIC CASE LID | Trauma | EA
351.714 | 10886982193919 | 2.8MM REAMING ROD WITH BALL TIP 650MM-FOR RIA | Trauma | EA
105.221SS | 10886982134707 | 4.5MM LCP CONDYLAR PLATES IMPLANT SET-SALES SAMPLE | Trauma | EA
690.375.64 | 10886982253149 | SCREW RACK LID F/6.5MM TI&SS CANN SCREWS-FULLY THREADED | Trauma | EA
494.769SAS | 10886982236371 | 4.0MM/2.5MM TI SLF-DRLG SCHANZ SCREW 80MM/CH COATING-STERILE | Trauma | EA
494.771SAS | 10886982236395 | 4.0MM/3.0MM TI SLF-DRLG SCHANZ SCREW 80MM/CH COATING-STERILE | Trauma | EA
494.772SAS | 10886982236425 | 4.0MM/3.0MM TI SLF-DRLG SCHANZ SCREW 100MM/CH COATING-STERILE | Trauma | EA
294.769SAS | 10886982181800 | 4.0MM/2.5MM SLF-DRLG SCHANZ SCREW 80MM/CH COATING-STERILE | Trauma | EA
294.771SAS | 10886982181831 | 4.0MM/3.0MM SLF-DRLG SCHANZ SCREW 80MM/CH COATING-STERILE | Trauma | EA
294.772SAS | 10886982181862 | 4.0MM/3.0MM SLF-DRLG SCHANZ SCREW 100MM/CH COATING-STERILE | Trauma | EA
294.774SAS | 10886982181909 | 4.0MM SELF-DRILLING SCHANZ SCREW 60MM/CH COATING-STERILE | Trauma | EA
294.775SAS | 10886982181930 | 4.0MM SELF-DRILLING SCHANZ SCREW 80MM/CH COATING-STERILE | Trauma | EA
294.776SAS | 10886982181961 | 4.0MM SELF-DRILLING SCHANZ SCREW 100MM/CH COATING-STERILE | Trauma | EA
294.777SAS | 10886982181992 | 4.0MM SELF-DRILLING SCHANZ SCREW 125MM/CH COATING-STERILE | Trauma | EA
294.778SAS | 10886982182029 | 4.0MM SELF-DRILLING SCHANZ SCREW 150MM/CH COATING-STERILE | Trauma | EA
494.774SAS | 10886982236456 | 4.0MM TI SELF-DRILLING SCHANZ SCREW 60MM/CH COATING-STERILE | Trauma | EA
294.779SAS | 10886982182050 | 4.0MM SELF-DRILLING SCHANZ SCREW 175MM/CH COATING-STERILE | Trauma | EA
494.775SAS | 10886982236470 | 4.0MM TI SELF-DRILLING SCHANZ SCREW 80MM/CH COATING-STERILE | Trauma | EA
294.782SAS | 10886982182081 | 5.0MM SELF-DRILLING SCHANZ SCREW 100MM/CH COATING-STERILE | Trauma | EA
294.783SAS | 10886982182111 | 5.0MM SELF-DRILLING SCHANZ SCREW 125MM/CH COATING-STERILE | Trauma | EA
294.784SAS | 10886982182142 | 5.0MM SELF-DRILLING SCHANZ SCREW 150MM/CH COATING-STERILE | Trauma | EA
294.785SAS | 10886982182173 | 5.0MM SELF-DRILLING SCHANZ SCREW 175MM/CH COATING-STERILE | Trauma | EA
494.776SAS | 10886982236500 | 4.0MM TI SELF-DRILLING SCHANZ SCREW 100MM/CH COATING-STERILE | Trauma | EA
494.777SAS | 10886982236531 | 4.0MM TI SELF-DRILLING SCHANZ SCREW 125MM/CH COATING-STERILE | Trauma | EA
494.778SAS | 10886982236562 | 4.0MM TI SELF-DRILLING SCHANZ SCREW 150MM/CH COATING-STERILE | Trauma | EA
494.779SAS | 10886982236593 | 4.0MM TI SELF-DRILLING SCHANZ SCREW 175MM/CH COATING-STERILE | Trauma | EA
494.782SAS | 10886982236623 | 5.0MM TI SELF-DRILLING SCHANZ SCREW 100MM/CH COATING-STERILE | Trauma | EA
494.783SAS | 10886982236654 | 5.0MM TI SELF-DRILLING SCHANZ SCREW 125MM/CH COATING-STERILE | Trauma | EA
294.786SAS | 10886982182203 | 5.0MM SELF-DRILLING SCHANZ SCREW 200MM/CH COATING-STERILE | Trauma | EA
494.784SAS | 10886982236685 | 5.0MM TI SELF-DRILLING SCHANZ SCREW 150MM/CH COATING-STERILE | Trauma | EA
294.788SAS | 10886982182234 | 5.0MM SELF-DRILLING SCHANZ SCREW 250MM/CH COATING-STERILE | Trauma | EA
294.792SAS | 10886982182265 | 6.0MM SELF-DRILLING SCHANZ SCREW 100MM/CH COATING-STERILE | Trauma | EA
494.785SAS | 10886982236715 | 5.0MM TI SELF-DRILLING SCHANZ SCREW 175MM/CH COATING-STERILE | Trauma | EA
294.793SAS | 10886982182296 | 6.0MM SELF-DRILLING SCHANZ SCREW 125MM/CH COATING-STERILE | Trauma | EA
294.794SAS | 10886982182326 | 6.0MM SELF-DRILLING SCHANZ SCREW 150MM/CH COATING-STERILE | Trauma | EA
494.786SAS | 10886982236746 | 5.0MM TI SELF-DRILLING SCHANZ SCREW 200MM/CH COATING-STERILE | Trauma | EA
294.795SAS | 10886982182357 | 6.0MM SELF-DRILLING SCHANZ SCREW 175MM/CH COATING-STERILE | Trauma | EA
494.788SAS | 10886982236777 | 5.0MM TI SELF-DRILLING SCHANZ SCREW 250MM/CH COATING-STERILE | Trauma | EA
294.796SAS | 10886982182388 | 6.0MM SELF-DRILLING SCHANZ SCREW 200MM/CH COATING-STERILE | Trauma | EA
294.798SAS | 10886982182418 | 6.0MM SELF-DRILLING SCHANZ SCREW 250MM/CH COATING-STERILE | Trauma | EA
494.792SAS | 10886982236807 | 6.0MM TI SELF-DRILLING SCHANZ SCREW 100MM/CH COATING-STERILE | Trauma | EA
494.793SAS | 10886982236821 | 6.0MM TI SELF-DRILLING SCHANZ SCREW 125MM/CH COATING-STERILE | Trauma | EA
494.794SAS | 10886982236845 | 6.0MM TI SELF-DRILLING SCHANZ SCREW 150MM/CH COATING-STERILE | Trauma | EA
494.795SAS | 10886982236869 | 6.0MM TI SELF-DRILLING SCHANZ SCREW 175MM/CH COATING-STERILE | Trauma | EA
494.796SAS | 10886982236883 | 6.0MM TI SELF-DRILLING SCHANZ SCREW 200MM/CH COATING-STERILE | Trauma | EA
494.798SAS | 10886982236906 | 6.0MM TI SELF-DRILLING SCHANZ SCREW 250MM/CH COATING-STERILE | Trauma | EA
390.021 | 10886982197924 | ADJUSTABLE WIRE/PIN CLAMP | Trauma | EA
390.022 | 10886982197931 | RING-TO-ROD CLAMP | Trauma | EA
237.143S | 10886982161079 | 4.5MM 90 DEG CANN LC-ANGLED BLADE PLATE 14 HOLES/30MM-STER | Trauma | EA
237.144S | 10886982161086 | 4.5MM 90 DEG CANN LC-ANGLED BLADE PLATE 14 HOLES/40MM-STER | Trauma | EA
237.145S | 10886982161093 | 4.5MM 90 DEG CANN LC-ANGLED BLADE PLATE 14 HOLES/50MM-STER | Trauma | EA
237.146S | 10886982161109 | 4.5MM 90 DEG CANN LC-ANGLED BLADE PLATE 14 HOLES/60MM-STER | Trauma | EA
437.143S | 10886982218315 | 4.5MM 90 DEG TI CANN LC-ANGLED BLADE PLATE 14 HOLES/30MM-STER | Trauma | EA
437.144S | 10886982218322 | 4.5MM 90 DEG TI CANN LC-ANGLED BLADE PLATE 14 HOLES/40MM-STER | Trauma | EA
437.145S | 10886982218339 | 4.5MM 90 DEG TI CANN LC-ANGLED BLADE PLATE 14 HOLES/50MM-STER | Trauma | EA
437.146S | 10886982218346 | 4.5MM 90 DEG TI CANN LC-ANGLED BLADE PLATE 14 HOLES/60MM-STER | Trauma | EA
292.71E | 10886982180872 | 1.6MM KIRSCHNER WIRE WITH 5MM THREAD-TROCAR POINT 150MM | Trauma | EA
105.434E | 10886982135810 | SMALL FRAGMENT LCPÂ® INSTR/IMPL SET WITH SLF-TPNG SCREWS-EVAL | Trauma | EA
710.002.97S | 10886982255556 | CHRONOS(TM) BETA-TCP GRANULES 0.7-1.4MM/1.0GR/1.7CC-STERILE | Trauma | EA
710.030.97S | 10886982255624 | CHRONOS(TM) BETA-TCP CYLINDER 8.5MM(DIA) X 25MM(L)-STERILE | Trauma | EA
710.031.97S | 10886982255631 | CHRONOS(TM) BETA-TCP CYLINDER 9.5MM (DIA) X 25MM(L)-STERILE | Trauma | EA
710.032.97S | 10886982255648 | CHRONOS(TM) BETA-TCP CYLINDER 10.5MM(DIA) X 25MM(L)-STERILE | Trauma | EA
710.033.97S | 10886982255655 | CHRONOS(TM) BETA-TCP CYLINDER 12.5MM(DIA) X 25MM(L)-STERILE | Trauma | EA
710.035.97S | 10886982255662 | CHRONOS(TM) BETA-TCP CYLINDER 14MM (DIA) X 25MM (L)-STERILE | Trauma | EA
710.042.97S | 10886982255679 | CHRONOS(TM) BETA-TCP BLOCK 5MM X 5MM X 10MM-STERILE | Trauma | EA
710.054.97S | 10886982255747 | CHRONOS(TM) BETA-TCP WEDGE 26 DEG/RECTANGULAR-STERILE | Trauma | EA
SD355.004 | 10886982005663 | 20MM/17MM PERCUTANEOUS PROTECTION SLEEVE | Trauma | EA
SD355.001 | 10886982005632 | PERCUTANEOUS INSERTION HANDLE FOR UNIVERSAL FEMORAL NAILS | Trauma | EA
SD355.002 | 10886982005649 | CONICAL BOLT FOR PERCUTANEOUS INSERTION HANDLE (SD355.001) | Trauma | EA
SD355.003 | 10886982005656 | 17MM/8MM PERCUTANEOUS PROTECTION SLEEVE | Trauma | EA
105.190E | 10886982134424 | 6.5MM/7.3MM COMBINED CANNULATED SCREW SET-EVAL | Trauma | EA
145.190E | 10886982139467 | 6.5MM/7.3MM TI COMBINED CANNULATED SCREW SET-EVAL | Trauma | EA
105.364 | 10886982135308 | CANNULATED PEDIATRIC OSTEOTOMY SYSTEM INSTRUMENT SET | Trauma | EA
105.641E | 10886982136657 | TI TROCHANTERIC FIXATION NAIL INSERTION SET-EVAL | Trauma | EA
105.643E | 10886982136756 | TI TROCHANTERIC FIXATION NAIL LOCKING SET-EVAL | Trauma | EA
105.365 | 10886982135339 | CANNULATED PEDIATRIC OSTEOTOMY SYSTEM IMPLANT SET | Trauma | EA
105.364E | 10886982135315 | CANNULATED PEDIATRIC OSTEOTOMY INSTRUMENT SET-EVAL | Trauma | EA
324.206 | 10886982191212 | 2.5MM TROCAR SLEEVE | Trauma | EA
324.207 | 10886982191229 | 2.5MM TROCAR | Trauma | EA
MXR-US-2000LN | 10886982001986 | NORIANÂ® ROTARY MIXER-LOANER | Trauma | EA
145.471 | 10886982140272 | LISS INSTRUMENT AND 5.0MM TI LOCKING SCREW SET | Trauma | EA
145.472 | 10886982140319 | TI PROXIMAL TIBIA LISS IMPLANT AND INSERTION GUIDE SET | Trauma | EA
145.473 | 10886982140364 | TI DISTAL FEMUR LISS IMPLANT AND INSERTION GUIDE SET | Trauma | EA
SD398.001 | 10886982006714 | PELVIC REDUCTION FORCEPS WITH CLOSED ENDS-330MM | Trauma | EA
145.471PA | 10886982140296 | LISS INSTRUMENT SET | Trauma | EA
145.471PI | 10886982140302 | LISS 5.0MM TI LOCKING SCREW IMPLANT SET | Trauma | EA
145.472PA | 10886982140340 | PROXIMAL TIBIA LISS INSTRUMENT SET | Trauma | EA
145.472PI | 10886982140357 | TI PROXIMAL TIBIA LISS IMPLANT SET | Trauma | EA
145.473PA | 10886982140395 | DISTAL FEMUR LISS INSTRUMENT SET | Trauma | EA
145.473PI | 10886982140401 | TI DISTAL FEMUR LISS IMPLANT SET | Trauma | EA
115.400 | 10886982137968 | LRG FRAG LCP(TM) INSTR & IMPL SET W/4.0 & 5.0MM LOCKING SCR | Trauma | EA
115.400SS | 10886982138033 | LARGE FRAGMENT LCP(TM) SET- SALE SAMPLE | Trauma | EA
115.401 | 10886982138040 | LARGE FRAGMENT LCP(TM) INSTRUMENT SET | Trauma | EA
115.402 | 10886982138057 | LARGE FRAGMENT LCP(TM) PLATE SET | Trauma | EA
115.403 | 10886982138064 | LARGE FRAGMENT LCP(TM) SCREW SET | Trauma | EA
115.400E | 10886982137975 | LRG FRAG LCP(TM) INSTR & IMPL SET W/4.0 & 5.0 LCKNG SCR-EVAL | Trauma | EA
115.405 | 10886982138071 | LRG FRAG LCP(TM) INSTR & IMPL SET W/5.0MM LOCKING SCREWS | Trauma | EA
115.400PA | 10886982137999 | LARGE FRAGMENT LCP(TM) INSTRUMENT SET-FULL | Trauma | EA
115.400PB | 10886982138002 | LARGE FRAGMENT LCP(TM) INSTRUMENT SET-PARTIAL | Trauma | EA
115.400PI | 10886982138026 | LARGE FRAGMENT LCP(TM) IMPLANT SET | Trauma | EA
105.180 | 10886982134318 | 6.5MM CANNULATED SCREW INSTRUMENT AND IMPLANT SET | Trauma | EA
105.185 | 10886982134363 | 7.3MM CANNULATED SCREW INSTRUMENT AND IMPLANT SET | Trauma | EA
105.190 | 10886982134417 | 6.5MM/7.3MM CANNULATED SCREW INSTRUMENT AND IMPLANT SET | Trauma | EA
105.180PI | 10886982134332 | 6.5MM CANNULATED SCREW IMPLANT SET | Trauma | EA
105.185PA | 10886982134370 | 7.3MM CANNULATED SCREW INSTRUMENT SET | Trauma | EA
105.185PI | 10886982134387 | 7.3MM CANNULATED SCREW IMPLANT SET | Trauma | EA
105.190SS | 10886982134455 | 6.5MM/7.3MM CANNULATED SCREW INSTR & IMPL SET-SALE SAMPLES | Trauma | EA
105.180PA | 10886982134325 | 6.5MM CANNULATED SCREW INSTRUMENT SET | Trauma | EA
105.190PA | 10886982134431 | 6.5MM/7.3MM CANNULATED SCREW INSTRUMENT SET | Trauma | EA
105.190PI | 10886982134448 | 6.5MM/7.3MM CANNULATED SCREW IMPLANT SET | Trauma | EA
105.182 | 10886982134356 | 6.5MM FULLY THREADED CANNULATED SCREW SET | Trauma | EA
105.181 | 10886982134349 | 6.5MM PARTIALLY THREADED CANNULATED SCREW SET | Trauma | EA
105.186 | 10886982134394 | 7.3MM PARTIALLY THREADED CANNULATED SCREW SET | Trauma | EA
105.187 | 10886982134400 | 7.3MM FULLY THREADED CANNULATED SCREW SET | Trauma | EA
145.180 | 10886982139351 | 6.5MM TI CANNULATED SCREW INSTRUMENT AND IMPLANT SET | Trauma | EA
145.180PI | 10886982139375 | 6.5MM TI CANNULATED SCREW IMPLANT SET | Trauma | EA
145.185 | 10886982139405 | 7.3MM TI CANNULATED SCREW INSTRUMENT AND IMPLANT SET | Trauma | EA
145.185PI | 10886982139429 | 7.3MM TI CANNULATED SCREW IMPLANT SET | Trauma | EA
145.190 | 10886982139450 | 6.5MM/7.3MM TI CANNULATED SCREW INSTRUMENT & IMPLANT SET | Trauma | EA
145.190PI | 10886982139481 | 6.5MM/7.3MM TI CANNULATED SCREW IMPLANT SET | Trauma | EA
145.181 | 10886982139382 | 6.5MM PARTIALLY THREADED TI CANNULATED SCREW SET | Trauma | EA
145.182 | 10886982139399 | 6.5MM FULLY THREADED TI CANNULATED SCREW SET | Trauma | EA
145.186 | 10886982139436 | 7.3MM PARTIALLY THREADED TI CANNULATED SCREW SET | Trauma | EA
145.187 | 10886982139443 | 7.3MM FULLY THREADED TI CANNULATED SCREW SET | Trauma | EA
115.358E | 10886982137937 | 3.5MM LCP(TM) MEDIAL DISTAL TIBIA PL INSTR & IMPL SET-EVAL | Trauma | EA
115.358 | 10886982137920 | 3.5MM LCP(TM) MEDIAL DISTAL TIBIA PL INSTR & IMPLANT SET | Trauma | EA
115.358PA | 10886982137944 | 3.5MM LCP(TM) MEDIAL DISTAL TIBIA PLATE INSTRUMENT SET | Trauma | EA
115.358SS | 10886982137951 | 3.5MM LCP(TM) MEDIAL DISTAL TIBIA PLATE SET-SALES SAMPLE | Trauma | EA
511.761LN | 10886982237736 | LARGE QUICK COUPLING LOANER | Trauma | EA
150.060 | 10886982140678 | FLEXIBLE REAMER SET FOR IM NAILS | Trauma | EA
150.060E | 10886982140685 | FLEXIBLE REAMER SET FOR IM NAILS-EVAL | Trauma | EA
150.060PA | 10886982140692 | FLEXIBLE REAMER INSTRUMENT SET FOR IM NAILS | Trauma | EA
150.060SS | 10886982140708 | FLEXIBLE REAMER SET FOR IM NAILS-SALES SAMPLE | Trauma | EA
530.411LN | 10886982239877 | MONITOR FOR COMPARTMENTAL PRESSURE MONITORING SYS-LOANER | Trauma | EA
530.412LN | 10886982239907 | PROBE FOR COMPARTMENTAL PRESSURE MONITORING SYS-LOANER | Trauma | EA
530.413LN | 10886982239921 | CABLE FOR COMPARTMENTAL PRESSURE MONITORING SYS-LOANER | Trauma | EA
105.364PA | 10886982135322 | CANNULATED PEDIATRIC OSTEOTOMY SYSTEM INSTRUMENT SET | Trauma | EA
532.017LN | 10886982240514 | AO REDUCTION DRIVE UNIT-LOANER | Trauma | EA
532.018LN | 10886982240538 | HUDSON REDUCTION DRIVE UNIT LOANER | Trauma | EA
532.019LN | 10886982240552 | TRINKLE REDUCTION DRIVE UNIT LOANER | Trauma | EA
532.020LN | 10886982240576 | MODIFIED TRINKLE REDUCTION DRIVE UNIT - LOANER | Trauma | EA
530.601LN | 10886982239945 | UNIVERSAL SYNTHES BATTERY CHARGER-4 BAYS - LOANER | Trauma | EA
532.032LN | 10886982240729 | SMALL BATTERY DRIVE CASING FOR 14.4 V BATTERY - LOANER | Trauma | EA
532.033LN | 10886982240750 | SMALL BATTERY DRIVE 14.4 V BATTERY - LOANER | Trauma | EA
690.355LN | 10886982252890 | GRAPHIC CASE FOR SMALL BATTERY DRIVE - LOANER | Trauma | EA
494.775SHA | 10886982236487 | 4.0MM TI SELF-DRILLING SCHANZ SCREW 80MM/HA COATING-STERILE | Trauma | EA
494.776SHA | 10886982236517 | 4.0MM TI SELF-DRILLING SCHANZ SCREW 100MM/HA COATING-STERILE | Trauma | EA
494.777SHA | 10886982236548 | 4.0MM TI SELF-DRILLING SCHANZ SCREW 125MM/HA COATING-STERILE | Trauma | EA
494.778SHA | 10886982236579 | 4.0MM TI SELF-DRILLING SCHANZ SCREW 150MM/HA COATING-STERILE | Trauma | EA
494.779SHA | 10886982236609 | 4.0MM TI SELF-DRILLING SCHANZ SCREW 175MM/HA COATING-STERILE | Trauma | EA
494.782SHA | 10886982236630 | 5.0MM TI SELF-DRILLING SCHANZ SCREW 100MM/HA COATING-STERILE | Trauma | EA
494.783SHA | 10886982236661 | 5.0MM TI SELF-DRILLING SCHANZ SCREW 125MM/HA COATING-STERILE | Trauma | EA
494.788SHA | 10886982236784 | 5.0MM TI SELF-DRILLING SCHANZ SCREW 250MM/HA COATING-STERILE | Trauma | EA
690.398 | 10886982253392 | SCREW RACK F/LONGER 3.5MM TI LOCKING SCR W/STARDRIVE RECESS | Trauma | EA
245.042 | 10886982169556 | 3.5MM LOW PROFILE RECONSTRUCTION PLATE 22 HOLES | Trauma | EA
690.978 | 10886982255372 | LABEL SHEET FOR MR SAFE SMALL COMBINATION CLAMPS | Trauma | EA
105.242 | 10886982134776 | 3.5MM LCPÂ® PROXIMAL TIBIA PLATE IMPLANT SET | Trauma | EA
105.242E | 10886982134783 | 3.5MM LCPÂ® PROXIMAL TIBIA PLATE IMPLANT SET-EVAL | Trauma | EA
690.813 | 10886982255020 | LABEL SHEET FOR CERCLAGE POSITIONING PINS AND BUTTONS | Trauma | EA
145.515 | 10886982140456 | 2.4MM TI LCPÂ® DISTAL RADIUS PLATE INSTRUMENT & IMPLANT SET | Trauma | EA
105.104 | 10886982133946 | 3.5MM/4.0MM FOOT MODULE SET | Trauma | EA
105.104PA | 10886982133953 | 3.5MM/4.0MM FOOT MODULE INSTRUMENT SET | Trauma | EA
105.104PI | 10886982133960 | 3.5MM/4.0MM FOOT MODULE IMPLANT SET | Trauma | EA
105.106 | 10886982134004 | 3.5MM/4.0MM SCREW SET FOR MODULAR FOOT SYSTEM | Trauma | EA
105.107 | 10886982134011 | SUPPLEMENTAL INSTRUMENT SET FOR MODULAR FOOT SYSTEM | Trauma | EA
105.100 | 10886982133823 | MODULAR FOOT SYSTEM | Trauma | EA
105.100PA | 10886982133847 | MODULAR FOOT INSTRUMENT SET | Trauma | EA
105.100PI | 10886982133854 | MODULAR FOOT IMPLANT SET | Trauma | EA
530.412D | 10886982239891 | PROBE FOR COMPARTMENTAL PRESSURE MONITORING SYS-DEMO | Trauma | EA
690.374 | 10886982253057 | GRAPHIC CASE FOR BATTERY POWER LINE SET | Trauma | EA
690.440 | 10886982253699 | GRAPHIC CASE FOR LOW PROFILE RECONSTRUCTION PLATE SET | Trauma | EA
145.180PA | 10886982139368 | 6.5MM TI CANNULATED SCREW INSTRUMENT SET | Trauma | EA
145.185PA | 10886982139412 | 7.3MM TI CANNULATED SCREW INSTRUMENT SET | Trauma | EA
145.190PA | 10886982139474 | 6.5MM/7.3MM TI CANNULATED SCREW INSTRUMENT SET | Trauma | EA
145.515PA | 10886982140470 | 2.4MM TI LCPÂ® DISTAL RADIUS PLATE INSTRUMENT SET-FULL | Trauma | EA
145.515PB | 10886982140487 | 2.4MM TI LCPÂ® DISTAL RADIUS PLATE INSTRUMENT UPGRADE SET | Trauma | EA
105.201 | 10886982134509 | MODULAR HAND INSTRUMENT SET | Trauma | EA
105.202 | 10886982134523 | 1.0MM/1.3MM HAND MODULE SET | Trauma | EA
105.204 | 10886982134585 | 2.0MM HAND MODULE SET | Trauma | EA
105.205 | 10886982134615 | 2.4MM HAND MODULE SET | Trauma | EA
105.203 | 10886982134554 | 1.5MM HAND MODULE SET | Trauma | EA
323.063 | 10886982190765 | 1.25MM WIRE SLEEVE FOR 2.0MM THREADED DRILL GUIDE | Trauma | EA
03.010.042 | 10886982067159 | CANNULATED CONNECTING SCREW F/ PERCUTANEOUS INSERTION HANDLE | Trauma | EA
03.010.006 | 10886982066930 | CANNULATED CONNECTING SCREW F/ TIBIAL NAIL-EX INSERTN HANDLE | Trauma | EA
202.206 | 10886982143907 | 2.7MM LOCKING SCREW SLF-TPNG WITH T8 STARDRIVE RECESS 6MM | Trauma | EA
202.207 | 10886982143914 | 2.7MM LOCKING SCREW SLF-TPNG WITH T8 STARDRIVE RECESS 7MM | Trauma | EA
115.755E | 10886982138354 | SMALL EXTERNAL FIXATOR SET W/SLF-DRLG SCHANZ SCREWS-EVAL | Trauma | EA
115.750 | 10886982138330 | SMALL EXTERNAL FIXATOR SET W/TI SLF-DRLG SCHANZ SCREWS | Trauma | EA
115.755 | 10886982138347 | SMALL EXTERNAL FIXATOR SET W/SLF-DRLG SCHANZ SCREWS | Trauma | EA
115.755PA | 10886982138361 | SMALL EXTERNAL FIXATOR INSTR SET F/SLF-DRLG SCHANZ SCREWS | Trauma | EA
115.755PB | 10886982138378 | SMALL EXTERNAL FIXATOR WIRE INSTRUMENT SET | Trauma | EA
115.755SS | 10886982138392 | SMALL EX FIX SET W/SLF-DRLG SCHANZ SCREWS SALES SAMPLE | Trauma | EA
105.101PA | 10886982133878 | MODULAR FOOT INSTRUMENT SET | Trauma | EA
115.953 | 10886982138507 | DISTAL RADIUS FIXATOR SET W/SELF-DRILLING SCHANZ SCREWS | Trauma | EA
115.955 | 10886982138545 | DISTAL RADIUS FIXATOR SET W/TI SLF-DRILLING SCHANZ SCREW | Trauma | EA
115.953PA | 10886982138521 | DISTAL RADIUS FIXATOR INSTRUMENT SET | Trauma | EA
105.200 | 10886982134462 | MODULAR HAND SYSTEM | Trauma | EA
105.200PA | 10886982134486 | MODULAR HAND INSTRUMENT SET-COMPLETE | Trauma | EA
105.201PA | 10886982134516 | MODULAR HAND INSTRUMENT SET | Trauma | EA
105.202PA | 10886982134530 | 1.0MM/1.3MM HAND MODULE INSTRUMENT SET | Trauma | EA
105.203PA | 10886982134561 | 1.5MM HAND MODULE INSTRUMENT SET | Trauma | EA
105.204PA | 10886982134592 | 2.0MM HAND MODULE INSTRUMENT SET | Trauma | EA
105.205PA | 10886982134622 | 2.4MM HAND MODULE INSTRUMENT SET | Trauma | EA
105.200PI | 10886982134493 | MODULAR HAND IMPLANT SET- COMPLETE | Trauma | EA
105.202PI | 10886982134547 | 1.0MM/1.3MM HAND MODULE IMPLANT SET | Trauma | EA
105.203PI | 10886982134578 | 1.5MM HAND MODULE IMPLANT SET | Trauma | EA
105.204PI | 10886982134608 | 2.0MM HAND MODULE IMPLANT SET | Trauma | EA
105.205PI | 10886982134639 | 2.4MM HAND MODULE IMPLANT SET | Trauma | EA
105.641EXT | 10886982136664 | TI TROCHANTERIC FIXATION NAIL INSERTION SET-EVAL(LONG TERM) | Trauma | EA
105.643EXT | 10886982136770 | TI TROCHANTERIC FIXATION NAIL LOCKING SET-EVAL(LONG TERM) | Trauma | EA
105.100E | 10886982133830 | MODULAR FOOT SET - EVAL | Trauma | EA
105.200E | 10886982134479 | MODULAR HAND SYSTEM-EVAL | Trauma | EA
115.953E | 10886982138514 | DISTAL RADIUS FIXATOR SET-EVAL | Trauma | EA
150.119 | 10886982140715 | BATTERY POWER LINE SET | Trauma | EA
03.010.119 | 10886982067876 | 4.6MM CLEANING BRUSH | Trauma | EA
SRS-TRAIN-RMS | 10886982007711 | NORIANÂ® SRSÂ® BONE VOID FILLER TRAINING KIT-ROTARY MIX | Trauma | EA
SD356.500 | 10886982005694 | EXTRACTION SCREW F/10MM-13MM TI CANNULATED TIBIAL NAILS | Trauma | EA
150.119E | 10886982140722 | BATTERY POWER LINE SET-EVAL | Trauma | EA
402.206 | 10886982205681 | 2.7MM TI LOCKING SCR SLF-TPNG WITH T8 STARDRIVE RECESS-6MM | Trauma | EA
402.207 | 10886982205698 | 2.7MM TI LOCKING SCR SLF-TPNG WITH T8 STARDRIVE RECESS-7MM | Trauma | EA
105.434PIA | 10886982135872 | SMALL FRAGMENT LCPÂ® IMPLANT SET-PARTIAL | Trauma | EA
105.221PIA | 10886982134691 | 4.5MM LCPÂ® CONDYLAR PLATE IMPLANT SET-PARTIAL | Trauma | EA
105.222PIA | 10886982134752 | 4.5MM LCPÂ® PROXIMAL TIBIA PLATE IMPLANT SET-PARTIAL | Trauma | EA
145.515PI | 10886982140500 | 2.4MM TI LCPÂ® DISTAL RADIUS PLATE IMPLANT SET | Trauma | EA
441.680TM | 10886982222213 | 2.4MM TI LCPÂ® RADIAL HEAD RIM PLATE 3 HOLES-RIGHT | Trauma | EA
441.681TM | 10886982222237 | 2.4MM TI LCPÂ® RADIAL HEAD RIM PLATE 3 HOLES-LEFT | Trauma | EA
441.682TM | 10886982222251 | 2.4MM TI LCPÂ® RADIAL HEAD RIM PLATE 4 HOLES-RIGHT | Trauma | EA
441.683TM | 10886982222275 | 2.4MM TI LCPÂ® RADIAL HEAD RIM PLATE 4 HOLES-LEFT | Trauma | EA
441.684TM | 10886982222299 | 2.4MM TI LCPÂ® RADIAL HEAD RIM PLATE 5 HOLES-RIGHT | Trauma | EA
441.685TM | 10886982222312 | 2.4MM TI LCPÂ® RADIAL HEAD RIM PLATE 5 HOLES-LEFT | Trauma | EA
441.690TM | 10886982222336 | 2.4MM TI LCPÂ® RADIAL HEAD NECK PLATE 3 HOLES | Trauma | EA
441.691TM | 10886982222350 | 2.4MM TI LCPÂ® RADIAL HEAD NECK PLATE 4 HOLES | Trauma | EA
441.692TM | 10886982222374 | 2.4MM TI LCPÂ® RADIAL HEAD NECK PLATE 5 HOLES | Trauma | EA
145.242 | 10886982139733 | 3.5MM TI LCPÂ® PROXIMAL TIBIA PLATE IMPLANT SET | Trauma | EA
145.242E | 10886982139740 | 3.5MM TI LCPÂ® PROXIMAL TIBIA PLATE IMPLANT SET-EVAL | Trauma | EA
03.010.000 | 10886982066916 | CONICAL EXTRACTION SCREW FOR TI FEMORAL AND TIBIAL NAILS | Trauma | EA
105.957E | 10886982137708 | POWER DRIVE SET-EVAL | Trauma | EA
105.905 | 10886982137432 | BONE FORCEPS SET-SOFT RATCHET | Trauma | EA
145.336E | 10886982139870 | 3.5MM 90 DEG TI CANN LC-ANGLED BLADE PLATE SET-EVAL | Trauma | EA
105.336E | 10886982135193 | 3.5MM 90 DEG CANN LC-ANGLED BLADE PLATE SET-EVAL | Trauma | EA
105.336EXT | 10886982135209 | 3.5MM 90 DEG CANN LC-ANGLED BLD PLATE SET-EVAL (LONG TERM) | Trauma | EA
105.336PA | 10886982135216 | 3.5MM 90 DEG CANNULATED LC-ANGLED BLADE PL INSTR SET | Trauma | EA
145.336PA | 10886982139887 | 3.5MM 90 DEG TI CANNULATED LC-ANGLED BLADE PL INSTR SET | Trauma | EA
105.255PA | 10886982134905 | PROXIMAL TIBIA PLATE INSTR SET (CASE & XL INSTR) | Trauma | EA
105.251PI | 10886982134851 | PROXIMAL TIBIA PLATE IMPLANT SET | Trauma | EA
105.251PA | 10886982134844 | PROXIMAL TIBIA PLATE INSTRUMENT SET | Trauma | EA
105.955 | 10886982137654 | SMALL BATTERY DRIVE SET | Trauma | EA
105.955PA | 10886982137661 | SMALL BATTERY DRIVE GRAPHIC CASE AND BATTERY CHARGER SET | Trauma | EA
105.957 | 10886982137692 | POWER DRIVE SET | Trauma | EA
105.955PI | 10886982137678 | SMALL BATTERY DRIVE AND ATTACHMENTS SET | Trauma | EA
105.957PI | 10886982137722 | POWER DRIVE & ATTACHMENTS SET | Trauma | EA
105.957PA | 10886982137715 | POWER DRIVE GRAPHIC CASE AND BATTERY CHARGER SET | Trauma | EA
313.939.97 | 10886982188250 | 2.4MM/3.0MM CRUCIFORM SCREWDRIVER SHAFT-HEX COUPLING | Trauma | EA
313.928.97 | 10886982188236 | 2.0MM/2.4MM CRUCIFORM SCRWDRVR SHAFT SLF-RETAIN/HEX COUPLING | Trauma | EA
105.570EXT | 10886982136503 | TI TIBIAL NAIL INSERTION AND LOCKING SET-EVAL (LONG TERM) | Trauma | EA
105.655EXT | 10886982136886 | TI FEMORAL NAIL INSERTION AND LOCKING SET-EVAL (LONG TERM) | Trauma | EA
105.68EXT | 10886982136992 | TI FEMORAL NAIL SPECIALTY LOCKING SET-EVAL (LONG TERM) | Trauma | EA
310.883.97 | 10886982187055 | COUNTERSINK FOR 2.0MM/2.4MM SCREWS HEX COUPLING | Trauma | EA
105.458 | 10886982136077 | WRIST FUSION INSTR & IMPLANT SET W/SELF-TAPPING SCREWS | Trauma | EA
105.458PA | 10886982136091 | WRIST FUSION INSTRUMENT SET FOR SELF-TAPPING SCREWS | Trauma | EA
105.458PI | 10886982136107 | WRIST FUSION IMPLANT SET WITH SELF-TAPPING SCREWS | Trauma | EA
105.458E | 10886982136084 | WRIST FUSION INSTR & IMPLANT SET W/SELF-TAPPING SCREWS-EVAL | Trauma | EA
105.459 | 10886982136114 | WRIST FUSION IMPLANT SET WITH SELF-TAPPING SCREWS | Trauma | EA
311.014.97 | 10886982187215 | RATCHETING SCREWDRIVER BODY | Trauma | EA
311.017.97 | 10886982187239 | LARGE HANDLE FOR RATCHETING SCREWDRIVER BODY | Trauma | EA
311.016.97 | 10886982187222 | SMALL HANDLE FOR RATCHETING SCREWDRIVER BODY | Trauma | EA
690.318 | 10886982252265 | SMALL FRAGMENT INSTR/TI IMPL SET--LC-DCPÂ® GRAPHIC CASE | Trauma | EA
690.319 | 10886982252302 | SM FRAG INSTR/TI IMPLANT SET-- LC-DCPÂ® CASE F/SLF-TPG SCREWS | Trauma | EA
510.01LN | 10886982237101 | UNIVERSAL AIR DRILL DOUBLE HOSE AWSL-LOANER | Trauma | EA
351.10LN | 10886982193698 | RIGHT ANGLE DRIVE WITH QUICK COUPLING AWSL-LOANER | Trauma | EA
329.30LN | 10886982191984 | PLATE-BENDING PRESS - LOANER | Trauma | EA
510.20LN | 10886982237279 | RIGHT ANGLE DRIVE-LOANER | Trauma | EA
511.00LN | 10886982237293 | UNIVERSAL AIR DRILL-LOANER | Trauma | EA
511.10LN | 10886982237323 | SMALL AIR DRILL SINGLE HOSE AWSL-LOANER | Trauma | EA
511.11LN | 10886982237347 | SMALL AIR DRILL DOUBLE HOSE- LOANER | Trauma | EA
511.20LN | 10886982237378 | OSCILLATING DRILL ATTACHEMENT- LOANER | Trauma | EA
511.30LN | 10886982237422 | RADIOLUCENT DRIVE MARK II-LOANER | Trauma | EA
511.70LN | 10886982237637 | COMPACT AIR DRIVE-LOANER | Trauma | EA
511.701LN | 10886982237651 | COMPACT AIR DRIVE II-LOANER | Trauma | EA
511.73LN | 10886982237675 | 6.0MM JACOBS CHUCK WITH KEY- LOANER | Trauma | EA
511.75LN | 10886982237712 | QUICK COUPLING INSERT FOR DRILL BITS-LOANER | Trauma | EA
512.15SLN | 10886982238399 | DOUBLE AIR HOSE SCHRADER STEM 2 METERS-LOANER | Trauma | EA
512.10LN | 10886982238320 | COMPRESSED AIR MOTOR-LOANER | Trauma | EA
511.80LN | 10886982238047 | OSCILLATING SAW ATTACHMENT- LOANER | Trauma | EA
511.78LN | 10886982237910 | REDUCTION DRIVE UNIT-LOANER | Trauma | EA
518.01LN | 10886982238801 | OSCILLATING BONE SAW DOUBLE HOSE CONNECTOR-LOANER | Trauma | EA
515.01LN | 10886982238702 | MEDULLARY REAMING MACHINE DOUBLE HOSE CONNECTOR-LOANER | Trauma | EA
515.00LN | 10886982238696 | MEDULLARY REAMING MACHINE SINGLE HOSE CONNECTOR-LOANER | Trauma | EA
512.42LN | 10886982238498 | 45 DEG KIRSCHNER WIRE-INSERTER CANNULATED-LOANER | Trauma | EA
512.15DLN | 10886982238368 | DOUBLE AIR HOSE DISS FITTING 2 METERS-LOANER | Trauma | EA
519.00LN | 10886982238832 | OSCILLATING BONE SAW SINGLE HOSE CONNECTOR-LOANER | Trauma | EA
519.50SLN | 10886982239280 | DOUBLE AIR HOSE SCHRADER STEM 2 METERS-LOANER | Trauma | EA
519.51LN | 10886982239327 | DOUBLE AIR HOSE SYNTHES STEM 3 METERS-LOANER | Trauma | EA
519.51DLN | 10886982239310 | DOUBLE AIR HOSE DISS FITTING 3 METERS-LOANER | Trauma | EA
519.51SLN | 10886982239341 | DOUBLE AIR HOSE SCHRADER STEM 3 METERS-LOANER | Trauma | EA
519.53LN | 10886982239389 | DOUBLE AIR HOSE SYNTHES STEM 5 METERS-LOANER | Trauma | EA
519.53DLN | 10886982239372 | DOUBLE AIR HOSE DISS FITTING 5 METERS-LOANER | Trauma | EA
519.53SLN | 10886982239402 | DOUBLE AIR HOSE SCHRADER STEM 5 METERS-LOANER | Trauma | EA
519.80DLN | 10886982239433 | SINGLE AIR HOSE DISS FITTING 5 METERS-LOANER | Trauma | EA
519.80SLN | 10886982239464 | SINGLE AIR HOSE SCHRADER STEM 5 METERS-LOANER | Trauma | EA
519.83SLN | 10886982239587 | SINGLE SPIRAL AIR HOSE SCHRADER STEM 2 METERS-LOANER | Trauma | EA
519.83DLN | 10886982239556 | SINGLE SPIRAL AIR HOSE DISS FITTING 2 METERS-LOANER | Trauma | EA
519.83LN | 10886982239563 | SINGLE SPIRAL AIR HOSE SYNTHES STEM 2 METERS-LOANER | Trauma | EA
519.81SLN | 10886982239525 | SINGLE AIR HOSE SCHRADER STEM 2 METERS-LOANER | Trauma | EA
519.81DLN | 10886982239495 | SINGLE AIR HOSE DISS FITTING 2 METERS-LOANER | Trauma | EA
519.81LN | 10886982239501 | SINGLE AIR HOSE SYNTHES STEM 2 METERS-LOANER | Trauma | EA
105.570PI | 10886982136541 | TI TIBIAL NAIL INSERTION AND LOCKING IMPLANT SET | Trauma | EA
115.972PA | 10886982138576 | ADJUSTABLE DISTAL RADIUS FIXATOR INSTRUMENT SET | Trauma | EA
FLX DRL.E | 10886982001610 | INSTRUMENTS F/SPEC INTERNAL FIXATION | Trauma | EA
102.59E | 10886982132857 | MEDULLARY NAIL REMOVAL SET- EVAL | Trauma | EA
102.91 | 10886982132864 | GENERAL INSTRUMENT SET STANDARD | Trauma | EA
102.93 | 10886982132871 | INTERCHANGEABLE GOUGE, CHISEL AND IMPACTOR SET | Trauma | EA
103.49 | 10886982132956 | EQUINE GENERAL INSTRUMENT SET- VETERINARY | Trauma | EA
103.50 | 10886982132963 | REDUCTION INSTRUMENT SET- VETERINARY | Trauma | EA
103.60 | 10886982133434 | WIRE INSTRUMENT & IMPLANT SET- VETERINARY | Trauma | EA
103.70 | 10886982133441 | OSTEOTOMY & ARTHRODESIS SET- VETERINARY | Trauma | EA
105.03 | 10886982133526 | 3.5MM CANNULATED SCREW INSTRUMENT & IMPLANT SET | Trauma | EA
105.03E | 10886982133533 | 3.5MM CANNULATED SCREW INSTRUMENT & IMPLANT SET-EVAL | Trauma | EA
105.03F | 10886982133557 | 3.5MM CANNULATED SCREW INSTR & IMPLANT SET-COMPLETE | Trauma | EA
105.03PA | 10886982133588 | 3.5MM CANNULATED SCREW INSTRUMENT INTRO SET | Trauma | EA
105.04 | 10886982133601 | 4.5MM CANNULATED SCREW INSTRUMENT & IMPLANT SET | Trauma | EA
105.04E | 10886982133618 | 4.5MM CANNULATED SCREW INSTRUMENT & IMPLANT SET-EVAL | Trauma | EA
105.04F | 10886982133625 | 4.5MM CANNULATED SCREW INSTR & IMPLANT SET-COMPLETE | Trauma | EA
105.04PA | 10886982133656 | 4.5MM CANNULATED SCREW INSTRUMENT INTRO SET | Trauma | EA
105.05PA | 10886982133687 | 4.5MM CANNULATED SCREW INSTR INTRO SET W/3.5MM CASE | Trauma | EA
105.06PA | 10886982133700 | 3.5MM/4.5MM CANNULATED SCREW INSTRUMENT INTRO SET | Trauma | EA
105.07 | 10886982133724 | 7.0MM CANNULATED SCREW INSTRUMENT & IMPLANT SET | Trauma | EA
105.07E | 10886982133731 | 7.0MM CANNULATED SCREW INSTRUMENT & IMPLANT SET-EVAL | Trauma | EA
105.07PA | 10886982133762 | 7.0MM CANNULATED SCREW INSTRUMENT INTRO SET | Trauma | EA
105.11 | 10886982134035 | BASIC SCREW SET | Trauma | EA
105.11E | 10886982134042 | BASIC SCREW SET-EVAL | Trauma | EA
105.12 | 10886982134073 | DHSÂ®/DCSÂ® BASIC SCREW RACK SET W/SCREWS | Trauma | EA
105.14 | 10886982134134 | 3.5MM/4.0MM CANNULATED SCREW INSTRUMENT & IMPLANT SET | Trauma | EA
105.14F | 10886982134158 | 3.5MM/4.0MM CANNULATED SCREW INSTR & IMPLANT SET-COMPLETE | Trauma | EA
105.14PA | 10886982134189 | 3.5MM/4.0MM CANNULATED SCREW INSTRUMENT INTRO SET | Trauma | EA
105.31 | 10886982135032 | DHSÂ®/DCSÂ® BASIC SET | Trauma | EA
105.31A | 10886982135049 | DHSÂ®/DCSÂ® BASIC INSTRUMENT INTRODUCTORY SET | Trauma | EA
105.31J | 10886982135056 | DHSÂ®/DCSÂ® BASIC SET JC | Trauma | EA
105.32 | 10886982135087 | DCSÂ® IMPLANT SET | Trauma | EA
105.32A | 10886982135094 | DCSÂ® INSTRUMENT INTRO SET | Trauma | EA
105.33 | 10886982135117 | ANGLED BLADE PLATE INSTRUMENT SET | Trauma | EA
105.33E | 10886982135131 | ANGLED BLADE PLATE INSTRUMENT SET-EVAL | Trauma | EA
105.34 | 10886982135230 | 95 DEG CONDYLAR PLATE SET-DCPÂ® | Trauma | EA
105.35 | 10886982135247 | DHSÂ® UNIVERSAL IMPLANT SET | Trauma | EA
105.35S | 10886982135254 | DHSÂ® UNIVERSAL IMPLANT SET- STERILE | Trauma | EA
105.37 | 10886982135353 | DHSÂ® BASIC SET | Trauma | EA
105.37A | 10886982135360 | DHSÂ® BASIC INSTRUMENT INTRODUCTORY SET | Trauma | EA
105.37J | 10886982135377 | DHSÂ® BASIC SET JC | Trauma | EA
105.40 | 10886982135513 | SMALL FRAGMENT INSTRUMENT & IMPLANT SET | Trauma | EA
105.40E | 10886982135520 | SMALL FRAGMENT INSTRUMENT & IMPLANT SET-EVAL | Trauma | EA
105.40J | 10886982135537 | SMALL FRAGMENT INSTRUMENT & IMPLANT SET JC | Trauma | EA
105.48 | 10886982136121 | MINI FRAGMENT INSTRUMENT & IMPLANT SET | Trauma | EA
105.48J | 10886982136138 | MINI FRAGMENT INSTRUMENT & IMPLANT SET JC | Trauma | EA
105.68 | 10886982136978 | TI FEMORAL NAIL SYSTEM SPECIALTY LOCKING SET | Trauma | EA
105.68S | 10886982137029 | TI FEMORAL NAIL SYSTEM SPECIALTY LOCKING SET-STERILE | Trauma | EA
105.812 | 10886982137265 | DHSÂ®/DCSÂ® BASIC SCREW RACK W/SELF-TAPPING SCREWS | Trauma | EA
105.831 | 10886982137272 | DHSÂ®/DCSÂ® BASIC SET WITH SELF-TAPPING SCREWS | Trauma | EA
105.831A | 10886982137289 | DHSÂ®/DCSÂ® BASIC INSTRUMENT INTRO SET F/SLF-TPNG SCREWS | Trauma | EA
105.831E | 10886982137296 | DHSÂ®/DCSÂ® BASIC SET WITH SELF-TAPPING SCREWS-EVAL | Trauma | EA
105.831J | 10886982137319 | DHSÂ®/DCSÂ® BASIC SET WITH SELF-TAPPING SCREWS JC | Trauma | EA
105.837 | 10886982137364 | DHSÂ® BASIC SET WITH SELF-TAPPING SCREWS | Trauma | EA
105.837A | 10886982137371 | DHSÂ® BASIC INSTRUMENT INTRO SET FOR SELF-TAPPING SCREWS | Trauma | EA
105.837J | 10886982137388 | DHSÂ® BASIC SET WITH SELF-TAPPING SCREWS JC | Trauma | EA
105.90 | 10886982137425 | BONE FORCEPS SET | Trauma | EA
105.92 | 10886982137517 | WIRE INSTRUMENT & IMPLANT SET | Trauma | EA
105.92E | 10886982137524 | WIRE INSTRUMENT & IMPLANT SET- EVAL | Trauma | EA
115.04 | 10886982137852 | BASIC INSTRUMENT SET FOR LC-DCPÂ® & DCPÂ® | Trauma | EA
115.04E | 10886982137869 | BASIC INSTRUMENT SET FOR LC-DCPÂ® & DCPÂ®-EVAL | Trauma | EA
115.51 | 10886982138101 | UNIVERSAL NAIL INSERTION INSTRUMENT SET | Trauma | EA
115.51E | 10886982138118 | UNIVERSAL NAIL INSERTION INSTRUMENT SET-EVAL | Trauma | EA
115.53 | 10886982138125 | UNIVERSAL NAIL LOCKING INSTRUMENT & IMPLANT SET | Trauma | EA
115.53E | 10886982138132 | UNIVERSAL NAIL LOCKING INSTRUMENT & IMPLANT SET-EVAL | Trauma | EA
115.85 | 10886982138422 | PELVIC INSTRUMENT SET | Trauma | EA
115.85E | 10886982138439 | PELVIC INSTRUMENT SET-EVAL | Trauma | EA
115.86 | 10886982138446 | PELVIC REDUCTION INSTRUMENT SET | Trauma | EA
115.86E | 10886982138453 | PELVIC REDUCTION INSTRUMENT SET-EVAL | Trauma | EA
125.48 | 10886982138712 | MINI FRAGMENT INSTRUMENT & TI IMPLANT SET | Trauma | EA
125.48E | 10886982138729 | MINI FRAGMENT INSTRUMENT & TI IMPLANT SET-EVAL | Trauma | EA
125.48J | 10886982138736 | MINI FRAGMENT INSTRUMENT & TI IMPLANT SET JC | Trauma | EA
125.85 | 10886982138866 | PELVIC IMPLANT SET | Trauma | EA
125.885 | 10886982138873 | PELVIC IMPLANT SET WITH SELF-TAPPING SCREWS | Trauma | EA
125.885E | 10886982138880 | PELVIC IMPLANT SET WITH SELF-TAPPING SCREWS-EVAL | Trauma | EA
130.30 | 10886982138897 | COMBINED AIMING DEVICE SET | Trauma | EA
130.30J | 10886982138903 | COMBINED AIMING DEVICE SET JC | Trauma | EA
132.30 | 10886982138910 | BASIC INSTRUMENT FOOT SET | Trauma | EA
132.31 | 10886982138927 | SUPPLEMENTAL FOOT SET | Trauma | EA
145.13 | 10886982139214 | TI BASIC SCREW SET | Trauma | EA
145.13E | 10886982139221 | TI BASIC SCREW SET-EVAL | Trauma | EA
145.26 | 10886982139788 | TI BASIC PLATE SET LC-DCPÂ® | Trauma | EA
145.26E | 10886982139795 | TI BASIC PLATE SET LC-DCPÂ®- EVAL | Trauma | EA
145.44 | 10886982140012 | SMALL FRAGMENT INSTRUMENT & TI IMPLANT SET LC-DCPÂ® | Trauma | EA
145.44J | 10886982140029 | SMALL FRAGMENT INSTRUMENT & TI IMPLANT SET LC-DCPÂ® JC | Trauma | EA
145.451 | 10886982140173 | TI WRIST FUSION IMPLANT SET | Trauma | EA
199.901 | 10886982141019 | UNREAMED TIBIAL NAIL INSTRUMENTS SET NEW | Trauma | EA
204.250 | 10886982145970 | 3.5MM SHAFT SCREW 50MM | Trauma | EA
214.226 | 10886982153890 | 4.5MM SHAFT SCREW 26MM | Trauma | EA
214.260 | 10886982154026 | 4.5MM SHAFT SCREW 60MM | Trauma | EA
214.280 | 10886982154033 | 4.5MM SHAFT SCREW 80MM | Trauma | EA
214.290 | 10886982154040 | 4.5MM SHAFT SCREW 90MM | Trauma | EA
214.300 | 10886982154057 | 4.5MM SHAFT SCREW 100MM | Trauma | EA
215.075 | 10886982155115 | 4.5MM MALLEOLAR SCREW 75MM | Trauma | EA
215.080 | 10886982155122 | 4.5MM MALLEOLAR SCREW 80MM | Trauma | EA
215.090 | 10886982155139 | 4.5MM MALLEOLAR SCREW 90MM | Trauma | EA
215.100 | 10886982155146 | 4.5MM MALLEOLAR SCREW 100MM | Trauma | EA
215.110 | 10886982155153 | 4.5MM MALLEOLAR SCREW 110MM | Trauma | EA
215.120 | 10886982155160 | 4.5MM MALLEOLAR SCREW 120MM | Trauma | EA
224.52 | 10886982158376 | 4.5MM NARROW LC-DCPÂ® PLATE 2 HOLES/34MM | Trauma | EA
224.53 | 10886982158390 | 4.5MM NARROW LC-DCPÂ® PLATE 3 HOLES/52MM | Trauma | EA
224.64 | 10886982158598 | 4.5MM NARROW LC-DCPÂ® PLATE 14 HOLES/250MM | Trauma | EA
237.261 | 10886982161192 | 95 DEG CONDYLAR PLATE 26 HOLES/60MM/428MM | Trauma | EA
237.262 | 10886982161208 | 95 DEG CONDYLAR PLATE 26 HOLES/70MM/428MM | Trauma | EA
238 |  | BEARING HOLD. R | Trauma
239 |  | RING SPACER | Trauma
240.34 | 10886982165015 | T-BUTTRESS PLATE 4 HOLES/80MM | Trauma | EA
240.80 | 10886982165206 | HOOK PLATE 4 HOLES/128MM | Trauma | EA
250.25S | 10886982171566 | 10MM UNIVERSAL TIBIAL NAIL 255MM-STERILE | Trauma | EA
250.27S | 10886982171573 | 10MM UNIVERSAL TIBIAL NAIL 270MM-STERILE | Trauma | EA
250.28S | 10886982171580 | 10MM UNIVERSAL TIBIAL NAIL 285MM-STERILE | Trauma | EA
250.30S | 10886982171597 | 10MM UNIVERSAL TIBIAL NAIL 300MM-STERILE | Trauma | EA
250.31S | 10886982171603 | 10MM UNIVERSAL TIBIAL NAIL 315MM-STERILE | Trauma | EA
250.33S | 10886982171610 | 10MM UNIVERSAL TIBIAL NAIL 330MM-STERILE | Trauma | EA
250.34S | 10886982171627 | 10MM UNIVERSAL TIBIAL NAIL 345MM-STERILE | Trauma | EA
250.36S | 10886982171634 | 10MM UNIVERSAL TIBIAL NAIL 360MM-STERILE | Trauma | EA
250.38S | 10886982171641 | 10MM UNIVERSAL TIBIAL NAIL 380MM-STERILE | Trauma | EA
250.40S | 10886982171658 | 10MM UNIVERSAL TIBIAL NAIL 400MM-STERILE | Trauma | EA
250.42S | 10886982171665 | 10MM UNIVERSAL TIBIAL NAIL 420MM-STERILE | Trauma | EA
251.25S | 10886982171689 | 11MM UNIVERSAL TIBIAL NAIL 255MM-STERILE | Trauma | EA
251.27S | 10886982171696 | 11MM UNIVERSAL TIBIAL NAIL 270MM-STERILE | Trauma | EA
251.28S | 10886982171702 | 11MM UNIVERSAL TIBIAL NAIL 285MM-STERILE | Trauma | EA
251.30S | 10886982171719 | 11MM UNIVERSAL TIBIAL NAIL 300MM-STERILE | Trauma | EA
251.31S | 10886982171726 | 11MM UNIVERSAL TIBIAL NAIL 315MM-STERILE | Trauma | EA
251.33S | 10886982171733 | 11MM UNIVERSAL TIBIAL NAIL 330MM-STERILE | Trauma | EA
251.34S | 10886982171740 | 11MM UNIVERSAL TIBIAL NAIL 345MM-STERILE | Trauma | EA
251.36S | 10886982171757 | 11MM UNIVERSAL TIBIAL NAIL 360MM-STERILE | Trauma | EA
251.38S | 10886982171764 | 11MM UNIVERSAL TIBIAL NAIL 380MM-STERILE | Trauma | EA
251.40 | 10886982171771 | 11MM UNIVERSAL TIBIAL NAIL 400MM | Trauma | EA
251.40S | 10886982171788 | 11MM UNIVERSAL TIBIAL NAIL 400MM-STERILE | Trauma | EA
251.42 | 10886982171795 | 11MM UNIVERSAL TIBIAL NAIL 420MM | Trauma | EA
251.42S | 10886982171801 | 11MM UNIVERSAL TIBIAL NAIL 420MM-STERILE | Trauma | EA
252.25 | 10886982171849 | 12MM UNIVERSAL TIBIAL NAIL 255MM | Trauma | EA
252.25S | 10886982171856 | 12MM UNIVERSAL TIBIAL NAIL 255MM-STERILE | Trauma | EA
252.27 | 10886982171863 | 12MM UNIVERSAL TIBIAL NAIL 270MM | Trauma | EA
252.27S | 10886982171870 | 12MM UNIVERSAL TIBIAL NAIL 270MM-STERILE | Trauma | EA
252.28S | 10886982171887 | 12MM UNIVERSAL TIBIAL NAIL 285MM-STERILE | Trauma | EA
252.30S | 10886982171894 | 12MM UNIVERSAL TIBIAL NAIL 300MM-STERILE | Trauma | EA
252.31S | 10886982171900 | 12MM UNIVERSAL TIBIAL NAIL 315MM-STERILE | Trauma | EA
252.33S | 10886982171917 | 12MM UNIVERSAL TIBIAL NAIL 330MM-STERILE | Trauma | EA
252.34S | 10886982171924 | 12MM UNIVERSAL TIBIAL NAIL 345MM-STERILE | Trauma | EA
252.36S | 10886982171931 | 12MM UNIVERSAL TIBIAL NAIL 360MM-STERILE | Trauma | EA
252.38S | 10886982171948 | 12MM UNIVERSAL TIBIAL NAIL 380MM-STERILE | Trauma | EA
252.40S | 10886982171955 | 12MM UNIVERSAL TIBIAL NAIL 400MM-STERILE | Trauma | EA
252.42S | 10886982171962 | 12MM UNIVERSAL TIBIAL NAIL 420MM-STERILE | Trauma | EA
253.25 | 10886982171993 | 13MM UNIVERSAL TIBIAL NAIL 255MM | Trauma | EA
253.25S | 10886982172006 | 13MM UNIVERSAL TIBIAL NAIL 255MM-STERILE | Trauma | EA
253.27 | 10886982172013 | 13MM UNIVERSAL TIBIAL NAIL 270MM | Trauma | EA
253.27S | 10886982172020 | 13MM UNIVERSAL TIBIAL NAIL 270MM-STERILE | Trauma | EA
253.28S | 10886982172037 | 13MM UNIVERSAL TIBIAL NAIL 285MM-STERILE | Trauma | EA
253.30 | 10886982172044 | 13MM UNIVERSAL TIBIAL NAIL 300MM | Trauma | EA
253.30S | 10886982172051 | 13MM UNIVERSAL TIBIAL NAIL 300MM-STERILE | Trauma | EA
253.31 | 10886982172068 | 13MM UNIVERSAL TIBIAL NAIL 315MM | Trauma | EA
253.31S | 10886982172075 | 13MM UNIVERSAL TIBIAL NAIL 315MM-STERILE | Trauma | EA
253.33 | 10886982172082 | 13MM UNIVERSAL TIBIAL NAIL 330MM | Trauma | EA
253.33S | 10886982172099 | 13MM UNIVERSAL TIBIAL NAIL 330MM-STERILE | Trauma | EA
253.34 | 10886982172105 | 13MM UNIVERSAL TIBIAL NAIL 345MM | Trauma | EA
253.34S | 10886982172112 | 13MM UNIVERSAL TIBIAL NAIL 345MM-STERILE | Trauma | EA
253.36 | 10886982172129 | 13MM UNIVERSAL TIBIAL NAIL 360MM | Trauma | EA
253.36S | 10886982172136 | 13MM UNIVERSAL TIBIAL NAIL 360MM-STERILE | Trauma | EA
253.38 | 10886982172143 | 13MM UNIVERSAL TIBIAL NAIL 380MM | Trauma | EA
253.38S | 10886982172150 | 13MM UNIVERSAL TIBIAL NAIL 380MM-STERILE | Trauma | EA
253.40S | 10886982172167 | 13MM UNIVERSAL TIBIAL NAIL 400MM-STERILE | Trauma | EA
253.42 | 10886982172174 | 13MM UNIVERSAL TIBIAL NAIL 420MM | Trauma | EA
253.42S | 10886982172181 | 13MM UNIVERSAL TIBIAL NAIL 420MM-STERILE | Trauma | EA
254.25S | 10886982172204 | 14MM UNIVERSAL TIBIAL NAIL 255MM-STERILE | Trauma | EA
254.27S | 10886982172211 | 14MM UNIVERSAL TIBIAL NAIL 270MM-STERILE | Trauma | EA
254.28S | 10886982172228 | 14MM UNIVERSAL TIBIAL NAIL 285MM-STERILE | Trauma | EA
254.30 | 10886982172235 | 14MM UNIVERSAL TIBIAL NAIL 300MM | Trauma | EA
254.30S | 10886982172242 | 14MM UNIVERSAL TIBIAL NAIL 300MM-STERILE | Trauma | EA
254.31S | 10886982172259 | 14MM UNIVERSAL TIBIAL NAIL 315MM-STERILE | Trauma | EA
254.33S | 10886982172266 | 14MM UNIVERSAL TIBIAL NAIL 330MM-STERILE | Trauma | EA
254.34S | 10886982172273 | 14MM UNIVERSAL TIBIAL NAIL 345MM-STERILE | Trauma | EA
254.36S | 10886982172280 | 14MM UNIVERSAL TIBIAL NAIL 360MM-STERILE | Trauma | EA
254.38S | 10886982172297 | 14MM UNIVERSAL TIBIAL NAIL 380MM-STERILE | Trauma | EA
254.40S | 10886982172303 | 14MM UNIVERSAL TIBIAL NAIL 400MM-STERILE | Trauma | EA
254.42S | 10886982172310 | 14MM UNIVERSAL TIBIAL NAIL 420MM-STERILE | Trauma | EA
258.48 | 10886982172433 | 3.9MM LOCKING BOLT 48MM | Trauma | EA
258.50 | 10886982172440 | 3.9MM LOCKING BOLT 50MM | Trauma | EA
258.52 | 10886982172457 | 3.9MM LOCKING BOLT 52MM | Trauma | EA
258.54 | 10886982172464 | 3.9MM LOCKING BOLT 54MM | Trauma | EA
274.32 | 10886982173461 | 13MM UNIVERSAL FEMORAL NAIL 380MM | Trauma | EA
274.33 | 10886982173485 | 13MM UNIVERSAL FEMORAL NAIL 400MM | Trauma | EA
274.60S | 10886982174031 | 16MM UNIVERSAL FEMORAL NAIL 340MM-STERILE | Trauma | EA
274.61S | 10886982174055 | 16MM UNIVERSAL FEMORAL NAIL 360MM-STERILE | Trauma | EA
274.62S | 10886982174079 | 16MM UNIVERSAL FEMORAL NAIL 380MM-STERILE | Trauma | EA
274.63S | 10886982174093 | 16MM UNIVERSAL FEMORAL NAIL 400MM-STERILE | Trauma | EA
274.64S | 10886982174116 | 16MM UNIVERSAL FEMORAL NAIL 420MM-STERILE | Trauma | EA
274.65S | 10886982174130 | 16MM UNIVERSAL FEMORAL NAIL 440MM-STERILE | Trauma | EA
274.66S | 10886982174154 | 16MM UNIVERSAL FEMORAL NAIL 460MM-STERILE | Trauma | EA
274.67S | 10886982174178 | 16MM UNIVERSAL FEMORAL NAIL 480MM-STERILE | Trauma | EA
274.68S | 10886982174192 | 16MM UNIVERSAL FEMORAL NAIL 300MM-STERILE | Trauma | EA
274.69S | 10886982174215 | 16MM UNIVERSAL FEMORAL NAIL 320MM-STERILE | Trauma | EA
274.70S | 10886982174239 | 17MM UNIVERSAL FEMORAL NAIL 340MM-STERILE | Trauma | EA
274.71S | 10886982174253 | 17MM UNIVERSAL FEMORAL NAIL 360MM-STERILE | Trauma | EA
274.72S | 10886982174277 | 17MM UNIVERSAL FEMORAL NAIL 380MM-STERILE | Trauma | EA
274.73S | 10886982174291 | 17MM UNIVERSAL FEMORAL NAIL 400MM-STERILE | Trauma | EA
274.74S | 10886982174314 | 17MM UNIVERSAL FEMORAL NAIL 420MM-STERILE | Trauma | EA
274.75S | 10886982174338 | 17MM UNIVERSAL FEMORAL NAIL 440MM-STERILE | Trauma | EA
274.76S | 10886982174352 | 17MM UNIVERSAL FEMORAL NAIL 460MM-STERILE | Trauma | EA
274.77S | 10886982174376 | 17MM UNIVERSAL FEMORAL NAIL 480MM-STERILE | Trauma | EA
274.78S | 10886982174390 | 17MM UNIVERSAL FEMORAL NAIL 300MM-STERILE | Trauma | EA
274.79S | 10886982174413 | 17MM UNIVERSAL FEMORAL NAIL 320MM-STERILE | Trauma | EA
274.80S | 10886982174437 | 18MM UNIVERSAL FEMORAL NAIL 340MM-STERILE | Trauma | EA
274.81S | 10886982174451 | 18MM UNIVERSAL FEMORAL NAIL 360MM-STERILE | Trauma | EA
274.82S | 10886982174475 | 18MM UNIVERSAL FEMORAL NAIL 380MM-STERILE | Trauma | EA
274.83S | 10886982174499 | 18MM UNIVERSAL FEMORAL NAIL 400MM-STERILE | Trauma | EA
274.84S | 10886982174512 | 18MM UNIVERSAL FEMORAL NAIL 420MM-STERILE | Trauma | EA
274.85S | 10886982174536 | 18MM UNIVERSAL FEMORAL NAIL 440MM-STERILE | Trauma | EA
274.86S | 10886982174550 | 18MM UNIVERSAL FEMORAL NAIL 460MM-STERILE | Trauma | EA
274.87S | 10886982174574 | 18MM UNIVERSAL FEMORAL NAIL 480MM-STERILE | Trauma | EA
274.88S | 10886982174598 | 18MM UNIVERSAL FEMORAL NAIL 300MM-STERILE | Trauma | EA
274.89S | 10886982174611 | 18MM UNIVERSAL FEMORAL NAIL 320MM-STERILE | Trauma | EA
274.92S | 10886982174635 | 19MM UNIVERSAL FEMORAL NAIL 380MM-STERILE | Trauma | EA
274.93S | 10886982174659 | 19MM UNIVERSAL FEMORAL NAIL 400MM-STERILE | Trauma | EA
274.94S | 10886982174673 | 19MM UNIVERSAL FEMORAL NAIL 420MM-STERILE | Trauma | EA
274.95S | 10886982174697 | 19MM UNIVERSAL FEMORAL NAIL 440MM-STERILE | Trauma | EA
274.96S | 10886982174710 | 19MM UNIVERSAL FEMORAL NAIL 460MM-STERILE | Trauma | EA
274.97S | 10886982174734 | 19MM UNIVERSAL FEMORAL NAIL 480MM-STERILE | Trauma | EA
278 | 10886982174826 | TIP | Trauma | EA
301.01 | 10886982182623 | STANDARD ALUMINUM CASE-HIGH RED | Trauma | EA
301.10 | 10886982182630 | STANDARD ALUMINUM CASE-BROWN | Trauma | EA
301.31 | 10886982182647 | STANDARD ALUMINUM CASE-BLUE | Trauma | EA
301.70 | 10886982182678 | ALUMINUM CASE 220MM X 105MM X 40MM | Trauma | EA
301.81 | 10886982182685 | STANDARD ALUMINUM CASE-HIGH GREEN WITH RED LID | Trauma | EA
301.82 | 10886982182692 | STANDARD ALUMINUM CASE-HIGH GREEN WITH YELLOW LID | Trauma | EA
301.93 | 10886982182715 | STANDARD ALUMINUM CASE-BLUE WITH WHITE (SILVER) LID | Trauma | EA
301.97 | 10886982182746 | ALUMINUM CASE 220MM X 105MM X 40MM | Trauma | EA
302.03 | 10886982182760 | INSTRUMENT TRAY A9 FOR USE WITH STANDARD CASE | Trauma | EA
302.20 | 10886982182791 | SCREW RACK F/3.5MM & 4.0MM CANNULATED SCREWS | Trauma | EA
302.21 | 10886982182807 | SCREW RACK F/3.5MM CANNULATED SCREWS | Trauma | EA
302.28 | 10886982182814 | SCREW RACK W/COVER F/1.5MM, 2.0MM & 2.7MM CORTEX SCREWS | Trauma | EA
302.35 | 10886982182821 | IMPLANT TRAY 1 FOR USE WITH STANDARD CASE | Trauma | EA
302.36 | 10886982182838 | IMPLANT TRAY 4 FOR USE WITH STANDARD CASE | Trauma | EA
302.37 | 10886982182845 | SCREW RACK F/2.7MM CORTEX SCREWS | Trauma | EA
302.38 | 10886982182852 | SCREW RACK F/3.5MM CORTEX SCREWS | Trauma | EA
302.39 | 10886982182869 | SCREW RACK F/4.0MM & 6.5MM CANCELLOUS BONE SCREWS | Trauma | EA
302.45 | 10886982182876 | SCREW RACK W/NO COVER F/3.5MM & 4.0MM SCREWS | Trauma | EA
302.67 | 10886982182890 | IMPLANT TRAY 3 FOR USE WITH STANDARD CASE | Trauma | EA
302.83 | 10886982182937 | SCREW RACK F/2.7MM-6.5MM SCREWS | Trauma | EA
304.221 | 10886982183101 | 4.5MM CANNULATED SCREW SET CASE BOTTOM | Trauma | EA
304.222 | 10886982183118 | 4.5MM CANNULATED SCREW SET CASE LID | Trauma | EA
304.243 | 10886982183194 | AUXILIARY BOLT RACK F/3.9MM LOCKING BOLTS | Trauma | EA
304.251 | 10886982183224 | DHSÂ®/DCSÂ® BASIC SET CASE BOTTOM F/SELF-TAPPING SCREWS | Trauma | EA
304.253 | 10886982183231 | DHSÂ®/DCSÂ® BASIC SET CASE BASE PLATE F/SELF-TAPPING SCREWS | Trauma | EA
304.254 | 10886982183248 | DHSÂ®/DCSÂ® BASIC SET CASE INSTR TRAY F/SELF-TAPPING SCREWS | Trauma | EA
304.306 | 10886982183415 | 3.5MM/4.0MM CANNULATED SCREW CASE AUXILIARY BIN | Trauma | EA
304.406 | 10886982183767 | TI BASIC PLATE SET--LC-DCPÂ® CASE BOTTOM | Trauma | EA
304.411 | 10886982183781 | TI BASIC SCREW SET CASE BOTTOM | Trauma | EA
304.412 | 10886982183798 | TI BASIC SCREW SET CASE LID | Trauma | EA
304.413 | 10886982183804 | TI BASIC SCREW SET CASE CENTER ISLAND | Trauma | EA
304.440 | 10886982183842 | SMALL FRAGMENT INSTR/TI IMPL SET--LC-DCPÂ® GRAPHIC CASE | Trauma | EA
304.441 | 10886982183859 | SMALL FRAGMENT INSTR/TI IMPL SET--LC-DCPÂ® CASE BOTTOM | Trauma | EA
304.442 | 10886982183866 | SMALL FRAGMENT INSTR/TI IMPL SET--LC-DCPÂ® CASE LID | Trauma | EA
304.443 | 10886982183873 | SMALL FRAGMENT INSTR/TI IMPL SET--LC-DCPÂ® CASE SCREW RACK | Trauma | EA
304.444 | 10886982183880 | SM FRAG INSTR/TI IMPL SET-- --LC-DCPÂ® CASE DRILL BIT RACK | Trauma | EA
304.504 | 10886982184054 | AUXILIARY BOLT RACK F/4.9MM TI LOCKING BOLTS&12MM TI END CAPS | Trauma | EA
304.511 | 10886982184108 | TI UNREAMED FEMORAL NAIL SET OUTER CASE WITH LID | Trauma | EA
304.521 | 10886982184177 | TI UNREAMED FEMORAL NAIL SPECIALTY SET OUTER CASE | Trauma | EA
304.528 | 10886982184207 | 7.3MM TI CANNULATED SCREW BASE PANEL | Trauma | EA
305.05 | 10886982184436 | BASIC PLATE SET--DCPÂ® GRAPHIC CASE | Trauma | EA
305.06 | 10886982184450 | BASIC PLATE SET--DCPÂ® CASE BOTTOM | Trauma | EA
305.07 | 10886982184504 | BASIC PLATE SET--DCPÂ® CASE LID | Trauma | EA
305.11 | 10886982184696 | BASIC SCREW SET CASE BOTTOM | Trauma | EA
305.12 | 10886982184702 | BASIC SCREW SET CASE LID | Trauma | EA
305.13 | 10886982184719 | BASIC SCREW SET CASE SCREW GAUGE | Trauma | EA
305.22 | 10886982184764 | 95 DEG CONDYLAR PLATE SET CASE LID | Trauma | EA
305.33 | 10886982184771 | DHSÂ® UNIVERSAL IMPLANT SET CASE BOTTOM | Trauma | EA
305.41 | 10886982184825 | SMALL FRAGMENT INSTRUMENT & IMPLANT CASE BOTTOM | Trauma | EA
305.44 | 10886982184856 | SMALL FRAGMENT INSTR/IMPLANT SET CASE DRILL BIT RACK | Trauma | EA
305.51 | 10886982184887 | MINI FRAGMENT INSTRUMENT & IMPLANT SET CASE BOTTOM | Trauma | EA
305.515 | 10886982184894 | MINI FRAGMENT INSTRUMENT & TI IMPLANT SET CASE BOTTOM | Trauma | EA
305.52 | 10886982184900 | MINI FRAGMENT INSTRUMENT & IMPLANT SET CASE LID | Trauma | EA
305.525 | 10886982184917 | MINI FRAGMENT INSTRUMENT & TI IMPLANT SET CASE LID | Trauma | EA
305.53 | 10886982184924 | MINI FRAGMENT INSTRUMENT & IMPLANT SET CASE SCREW RACK | Trauma | EA
305.535 | 10886982184931 | MINI FRAGMENT INSTRUMENT & TI IMPLANT SET CASE SCREW RACK | Trauma | EA
305.54 | 10886982184948 | MINI FRAGMENT INSTRUMENT/IMPL SET CASE DRILL BIT RACK | Trauma | EA
305.545 | 10886982184962 | MINI FRAGMENT INSTRUMENT/IMPL SET CASE DRILL BIT RACK | Trauma | EA
305.61 | 10886982185051 | UNIVERSAL NAIL REAMING INSTRUMENT GRAPHIC CASE BOTTOM | Trauma | EA
305.62 | 10886982185068 | UNIVERSAL NAIL REAMING INSTRUMENT GRAPHIC CASE LID | Trauma | EA
305.63 | 10886982185075 | UNIVERSAL NAIL REAMING SET GRAPHIC CASE REAMER RACK | Trauma | EA
305.66 | 10886982185099 | UNIVERSAL NAIL INSERTION SET GRAPHIC CASE BOTTOM | Trauma | EA
305.71 | 10886982185136 | UNIVERSAL NAIL LOCKING SET GRAPHIC CASE BOTTOM | Trauma | EA
305.86 | 10886982185204 | WIRE INSTRUMENT & IMPLANT SET GRAPHIC CASE BOTTOM | Trauma | EA
305.87 | 10886982185211 | WIRE INSTRUMENT SET GRAPHIC CASE LID | Trauma | EA
306.01 | 10886982185273 | UNIVERSAL GRAPHIC CASE BOTTOM | Trauma | EA
306.11 | 10886982185303 | PELVIC IMPLANT SET GRAPHIC CASE BOTTOM | Trauma | EA
310.93E | 10886982187093 | SMALL CHUCK WITH KEY-EVAL | Trauma | EA
314.17E | 10886982188656 | LARGE HEXAGONAL SCREWDRIVER WITH UNIVERSAL JOINT-EVAL | Trauma | EA
323.45E | 10886982190840 | 4.5MM LC-DCPÂ® DRILL GUIDE NEUTRAL & LOAD-EVAL | Trauma | EA
329.07D | 10886982191762 | BENDING IRON FOR 2.7MM & 3.5MM RECONSTRUCTION PLATES-DEMO | Trauma | EA
329.08D | 10886982191786 | BENDING IRON FOR 3.5MM & 4.5MM RECONSTRUCTION PLATES-DEMO | Trauma | EA
329.15D | 10886982191847 | BENDING PLIERS FOR 2.7MM & 3.5MM PLATES-DEMO | Trauma | EA
329.29E | 10886982191939 | BENDING PLIERS F/2.7MM & 3.5MM RECONSTRUCTION PLATES-EVAL | Trauma | EA
329.30D | 10886982191960 | PLATE-BENDING PRESS-DEMO | Trauma | EA
332.11 | 10886982192530 | CHISEL GUIDE | Trauma | EA
332.12E | 10886982192554 | SEATING CHISEL FOR ADULT ANGLED BLADE PLATES 320MM-EVAL | Trauma | EA
332.17E | 10886982192615 | SEATING CHISEL FOR INFANT HIP PLATES 260MM-EVAL | Trauma | EA
332.19E | 10886982192684 | SEATING CHISEL F/SM STATURED ADULT PLATES 260MM-EVAL | Trauma | EA
332.35E | 10886982192714 | INSERTER F/115 DEG BIFURCATED & 90 DEG INFANT OSTEOTOMY PL | Trauma | EA
338.005E | 10886982193049 | 130 DEG DHSÂ® ANGLE GUIDE-EVAL | Trauma | EA
351.43 | 10886982193827 | 8.0MM FLEXIBLE SHAFT 360MM | Trauma | EA
355.28 | 10886982194862 | FLEXIBLE GRIP | Trauma | EA
355.91 | 10886982195258 | 4.0MM/4.5MM DRILL BIT/JC/225MM | Trauma | EA
360.06E | 10886982197399 | 11.0MM CANNULATED DRILL BIT 190MM/140MM-EVAL | Trauma | EA
360.07E | 10886982197429 | 12.0MM CANNULATED DRILL BIT 190MM/140MM-EVAL | Trauma | EA
385.80 | 10886982197672 | BONE STAPLE INSERTER | Trauma | EA
391.15 | 10886982198181 | SUTURE PUSHER 160MM | Trauma | EA
391.23E | 10886982198242 | FASTIGHT(TM) WIRE TIGHTENER- EVAL | Trauma | EA
391.93E | 10886982198457 | WIRE CUTTER 220MM-EVAL | Trauma | EA
391.95E | 10886982198518 | PLATE-CUTTING FORCEPS FOR 1.5MM-2.7MM PLATES-EVAL | Trauma | EA
392.83 | 10886982198785 | TRANSPORT TUBE 60MM | Trauma | EA
392.84 | 10886982198792 | TRANSPORT TUBE 80MM | Trauma | EA
392.85 | 10886982198808 | TRANSPORT TUBE 100MM | Trauma | EA
393.32 | 10886982199041 | TRANSPORT NUT FOR 8.0MM THREADED RODS | Trauma | EA
393.51 | 10886982199102 | 11.0MM STAINLESS STEEL TUBE 125MM | Trauma | EA
393.59 | 10886982199188 | 11.0MM STAINLESS STEEL TUBE 500MM | Trauma | EA
393.60 | 10886982199195 | 11.0MM STAINLESS STEEL TUBE 550MM | Trauma | EA
393.61 | 10886982199201 | 11.0MM STAINLESS STEEL TUBE 600MM | Trauma | EA
393.62 | 10886982199218 | 11.0MM STAINLESS STEEL TUBE 650MM | Trauma | EA
394.06D | 10886982199492 | SMALL DISTRACTOR-DEMO | Trauma | EA
394.06E | 10886982199508 | SMALL DISTRACTOR-EVAL | Trauma | EA
394.07D | 10886982199515 | MINI LENGTHENING APPARATUS- DEMO | Trauma | EA
394.07E | 10886982199522 | MINI LENGTHENING APPARATUS- EVAL | Trauma | EA
394.09 | 10886982199584 | ANGLED VISE PLATE FOR LARGE LENGTHENING APPARATUS | Trauma | EA
396.34E | 10886982201010 | 7.5MM FLEXIBLE SHAFT 132MM- EVAL | Trauma | EA
397.79 | 10886982201140 | RASP ROUND | Trauma | EA
397.80 | 10886982201157 | RASP HALF-ROUND | Trauma | EA
397.85 | 10886982201195 | CURVED GOUGE 5MM | Trauma | EA
397.99 | 10886982201263 | STRAIGHT CHISEL 20MM | Trauma | EA
398.37 | 10886982201348 | RAIL ASSEMBLY FOR PELVIC C-CLAMP | Trauma | EA
398.54E | 10886982201447 | STRAIGHT BALL SPIKE 300MM-EVAL | Trauma | EA
398.56 | 10886982201461 | SMALL ANCHORING HOOK 30MM | Trauma | EA
398.58 | 10886982201478 | LARGE ANCHORING HOOK 30MM | Trauma | EA
398.59 | 10886982201485 | ANCHORING RING 20MM | Trauma | EA
398.71E | 10886982201522 | SPIKED DISK-EVAL | Trauma | EA
398.73 | 10886982201539 | ASYMMETRIC PELVIC REDUCTION FORCEPS | Trauma | EA
398.79D | 10886982201645 | SELF-CENTERING BONE FORCEPS 9MM SERRATED JAW-SPEED LOCK | Trauma | EA
398.84D | 10886982201812 | PELVIC REDUCTION FORCEPS WITH POINTED TIPS-ANGLED-SMALL-DEMO | Trauma | EA
398.84E | 10886982201829 | PELVIC REDUCTION FORCEPS WITH POINTED TIPS-ANGLED-SMALL-EVAL | Trauma | EA
398.85D | 10886982201843 | PELVIC REDUCTION FORCEPS WITH POINTED TIPS-ANGLED-LARGE-DEMO | Trauma | EA
398.85E | 10886982201850 | PELVIC REDUCTION FORCEPS WITH POINTED TIPS-ANGLED-LARGE-EVAL | Trauma | EA
398.86D | 10886982201874 | PELVIC REDUCTION FORCEPS WITH POINTED TIPS-EXTRA LARGE-DEMO | Trauma | EA
398.86E | 10886982201881 | PELVIC REDUCTION FORCEPS WITH POINTED TIPS-EXTRA LARGE-EVAL | Trauma | EA
398.87D | 10886982201904 | PELVIC REDUCTION FORCEPS WITH THREE-POINTED TIPS-EXTRA LARGE | Trauma | EA
398.87E | 10886982201911 | PELVIC REDUCTION FORCEPS WITH THREE-POINTED TIPS-EXTRA LARGE | Trauma | EA
398.88D | 10886982201935 | PELVIC REDUCTION FORCEPS-DEMO | Trauma | EA
398.88E | 10886982201942 | PELVIC REDUCTION FORCEPS-EVAL | Trauma | EA
398.89D | 10886982201966 | PELVIC REDUCTION FORCEPS WITH POINTED TIPS-ANGLED-LARGE-DEMO | Trauma | EA
398.89E | 10886982201973 | PELVIC REDUCTION FORCEPS WITH POINTED TIPS-ANGLED-LARGE-EVAL | Trauma | EA
398.93D | 10886982201997 | BONE SPREADER 140MM-DEMO | Trauma | EA
398.95D | 10886982202024 | TERMITE FORCEPS-DEMO | Trauma | EA
398.99AD | 10886982202055 | BONE-HOLDING FORCEPS-ANGLED 10MM SERRATED JAW-135MM-DEMO | Trauma | EA
398.99BD | 10886982202062 | BONE-HOLDING FORCEPS-ANGLED 10MM SERRATED JAW-190MM-DEMO | Trauma | EA
398.99CD | 10886982202079 | BONE-HOLDING FORCEPS-STRAIGHT 10MM SERRATED JAW-180MM-DEMO | Trauma | EA
398.99DD | 10886982202086 | BONE-HOLDING FORCEPS-STRAIGHT 15MM SERRATED JAW-220MM-DEMO | Trauma | EA
398.99ED | 10886982202093 | BONE-HOLDING FORCEPS-STRAIGHT 20MM SERRATED JAW-240MM-DEMO | Trauma | EA
398.99FD | 10886982202109 | BONE-HOLDING FORCEPS-STRAIGHT 27MM SERRATED JAW-260MM-DEMO | Trauma | EA
399.01D | 10886982202215 | REDUCTION FORCEPS WITH SLIDING JAWS 140MM-DEMO | Trauma | EA
399.13D | 10886982202420 | BONE SPREADER 12MM BEAK/270MM- DEMO | Trauma | EA
399.15D | 10886982202451 | BENT FORCEPS 210MM | Trauma | EA
399.16D | 10886982202475 | HOLDING FORCEPS FOR TIBIAL EDGE FRAGMENTS 210MM | Trauma | EA
399.31 | 10886982202673 | MALLEABLE BONE LEVER 8MM 202MM | Trauma | EA
399.33D | 10886982202703 | PERIOSTEAL ELEVATOR 13MM CURVED BLADE-STRAIGHT EDGE | Trauma | EA
399.34 | 10886982202710 | MALLEABLE BONE LEVER 10MM 202MM | Trauma | EA
399.50 | 10886982202871 | HAMMER 100 GRAMS | Trauma | EA
404.234 | 10886982207210 | 3.5MM TI SHAFT SCREW 34MM | Trauma | EA
404.236 | 10886982207227 | 3.5MM TI SHAFT SCREW 36MM | Trauma | EA
404.238 | 10886982207234 | 3.5MM TI SHAFT SCREW 38MM | Trauma | EA
404.240 | 10886982207241 | 3.5MM TI SHAFT SCREW 40MM | Trauma | EA
404.245 | 10886982207258 | 3.5MM TI SHAFT SCREW 45MM | Trauma | EA
404.250 | 10886982207265 | 3.5MM TI SHAFT SCREW 50MM | Trauma | EA
414.018 | 10886982212368 | 4.5MM TI CORTEX SCREW 18MM | Trauma | EA
414.020 | 10886982212375 | 4.5MM TI CORTEX SCREW 20MM | Trauma | EA
414.022 | 10886982212382 | 4.5MM TI CORTEX SCREW 22MM | Trauma | EA
414.024 | 10886982212399 | 4.5MM TI CORTEX SCREW 24MM | Trauma | EA
414.026 | 10886982212405 | 4.5MM TI CORTEX SCREW 26MM | Trauma | EA
414.028 | 10886982212412 | 4.5MM TI CORTEX SCREW 28MM | Trauma | EA
414.042 | 10886982212481 | 4.5MM TI CORTEX SCREW 42MM | Trauma | EA
414.044 | 10886982212498 | 4.5MM TI CORTEX SCREW 44MM | Trauma | EA
414.048 | 10886982212511 | 4.5MM TI CORTEX SCREW 48MM | Trauma | EA
414.222 | 10886982212788 | 4.5MM TI SHAFT SCREW 22MM | Trauma | EA
414.224 | 10886982212795 | 4.5MM TI SHAFT SCREW 24MM | Trauma | EA
414.226 | 10886982212801 | 4.5MM TI SHAFT SCREW 26MM | Trauma | EA
414.228 | 10886982212818 | 4.5MM TI SHAFT SCREW 28MM | Trauma | EA
414.230 | 10886982212825 | 4.5MM TI SHAFT SCREW 30MM | Trauma | EA
414.238 | 10886982212863 | 4.5MM TI SHAFT SCREW 38MM | Trauma | EA
414.240 | 10886982212870 | 4.5MM TI SHAFT SCREW 40MM | Trauma | EA
414.242 | 10886982212887 | 4.5MM TI SHAFT SCREW 42MM | Trauma | EA
414.244 | 10886982212894 | 4.5MM TI SHAFT SCREW 44MM | Trauma | EA
414.250 | 10886982212924 | 4.5MM TI SHAFT SCREW 50MM | Trauma | EA
414.254 | 10886982212948 | 4.5MM TI SHAFT SCREW 54MM | Trauma | EA
414.258 | 10886982212962 | 4.5MM TI SHAFT SCREW 58MM | Trauma | EA
414.260 | 10886982212979 | 4.5MM TI SHAFT SCREW 60MM | Trauma | EA
414.264 | 10886982212986 | 4.5MM TI SHAFT SCREW 64MM | Trauma | EA
414.268 | 10886982212993 | 4.5MM TI SHAFT SCREW 68MM | Trauma | EA
414.272 | 10886982213006 | 4.5MM TI SHAFT SCREW 72MM | Trauma | EA
414.276 | 10886982213013 | 4.5MM TI SHAFT SCREW 76MM | Trauma | EA
414.280 | 10886982213020 | 4.5MM TI SHAFT SCREW 80MM | Trauma | EA
414.285 | 10886982213037 | 4.5MM TI SHAFT SCREW 85MM | Trauma | EA
414.290 | 10886982213044 | 4.5MM TI SHAFT SCREW 90MM | Trauma | EA
414.295 | 10886982213051 | 4.5MM TI SHAFT SCREW 95MM | Trauma | EA
414.300 | 10886982213068 | 4.5MM TI SHAFT SCREW 100MM | Trauma | EA
424.57 | 10886982216731 | 4.5MM TI NARROW LC-DCPÂ® PLATE 7 HOLES/124MM | Trauma | EA
424.62 | 10886982216830 | 4.5MM TI NARROW LC-DCPÂ® PLATE 12 HOLES/214MM | Trauma | EA
426 |  | RING | Trauma
426.64 | 10886982217288 | 4.5MM TI BROAD LC-DCPÂ® PLATE 14 HOLES/250MM | Trauma | EA
438.96 | 10886982218711 | 130 DEG TI ANGLED BLADE PLATE 9 HOLES/80MM | Trauma | EA
439.20 | 10886982218735 | 90 DEG TI ADULT OSTEOTOMY PLATE 50MM/10MM | Trauma | EA
439.21 | 10886982218742 | 90 DEG TI ADULT OSTEOTOMY PLATE 55MM/10MM | Trauma | EA
439.22 | 10886982218759 | 90 DEG TI ADULT OSTEOTOMY PLATE 60MM/10MM | Trauma | EA
439.23 | 10886982218766 | 90 DEG TI ADULT OSTEOTOMY PLATE 65MM/10MM | Trauma | EA
439.24 | 10886982218773 | 90 DEG TI ADULT OSTEOTOMY PLATE 70MM/10MM | Trauma | EA
439.25 | 10886982218780 | 90 DEG TI ADULT OSTEOTOMY PLATE 75MM/10MM | Trauma | EA
439.28 | 10886982218797 | 90 DEG TI ADULT OSTEOTOMY PLATE 40MM/10MM | Trauma | EA
439.32 | 10886982218803 | 100 DEG TI ADULT OSTEOTOMY PLATE 60MM/10MM | Trauma | EA
439.43 | 10886982218810 | 110 DEG TI ADULT OSTEOTOMY PLATE 65MM | Trauma | EA
439.47 | 10886982218834 | 110 DEG TI ADULT OSTEOTOMY PLATE 85MM | Trauma | EA
439.53 | 10886982218841 | 120 DEG TI ADULT OSTEOTOMY PLATE 65MM | Trauma | EA
439.55 | 10886982218858 | 120 DEG TI ADULT OSTEOTOMY PLATE 75MM | Trauma | EA
439.57 | 10886982218865 | 120 DEG TI ADULT OSTEOTOMY PLATE 85MM | Trauma | EA
439.60 | 10886982218872 | 90 DEG TI ADULT OSTEOTOMY PLATE 50MM/20MM | Trauma | EA
439.61 | 10886982218889 | 90 DEG TI ADULT OSTEOTOMY PLATE 55MM/20MM | Trauma | EA
439.62 | 10886982218896 | 90 DEG TI ADULT OSTEOTOMY PLATE 60MM/20MM | Trauma | EA
439.63 | 10886982218902 | 90 DEG TI ADULT OSTEOTOMY PLATE 65MM/20MM | Trauma | EA
439.64 | 10886982218919 | 90 DEG TI ADULT OSTEOTOMY PLATE 70MM/20MM | Trauma | EA
439.65 | 10886982218926 | 90 DEG TI ADULT OSTEOTOMY PLATE 75MM/20MM | Trauma | EA
439.70 | 10886982218933 | 90 DEG TI ADULT OSTEOTOMY PLATE 50MM/15MM | Trauma | EA
439.71 | 10886982218940 | 90 DEG TI ADULT OSTEOTOMY PLATE 55MM/15MM | Trauma | EA
439.72 | 10886982218957 | 90 DEG TI ADULT OSTEOTOMY PLATE 60MM/15MM | Trauma | EA
439.73 | 10886982218964 | 90 DEG TI ADULT OSTEOTOMY PLATE 65MM/15MM | Trauma | EA
439.74 | 10886982218971 | 90 DEG TI ADULT OSTEOTOMY PLATE 70MM/15MM | Trauma | EA
439.76 | 10886982218988 | 90 DEG TI ADULT OSTEOTOMY PLATE 80MM/15MM | Trauma | EA
439.78 | 10886982218995 | 90 DEG TI ADULT OSTEOTOMY PLATE 40MM/15MM | Trauma | EA
439.81 | 10886982219015 | 130 DEG TI ADULT OSTEOTOMY PLATE 105MM | Trauma | EA
439.82 | 10886982219022 | 130 DEG TI ADULT OSTEOTOMY PLATE 110MM | Trauma | EA
439.83 | 10886982219039 | 130 DEG TI ADULT OSTEOTOMY PLATE 65MM | Trauma | EA
439.84 | 10886982219046 | 130 DEG TI ADULT OSTEOTOMY PLATE 70MM | Trauma | EA
439.85 | 10886982219053 | 130 DEG TI ADULT OSTEOTOMY PLATE 75MM | Trauma | EA
439.86 | 10886982219060 | 130 DEG TI ADULT OSTEOTOMY PLATE 80MM | Trauma | EA
439.87 | 10886982219077 | 130 DEG TI ADULT OSTEOTOMY PLATE 85MM | Trauma | EA
439.88 | 10886982219084 | 130 DEG TI ADULT OSTEOTOMY PLATE 90MM | Trauma | EA
439.89 | 10886982219091 | 130 DEG TI ADULT OSTEOTOMY PLATE 95MM | Trauma | EA
441.16 | 10886982221308 | 3.5MM TI T-PLATE 4 HOLES HEAD/ 6 HOLES SHAFT-RIGHT ANGLE | Trauma | EA
457.070 | 10886982229076 | 5.0MM TI SHAFT SCREW 70MM | Trauma | EA
457.070S | 10886982229083 | 5.0MM TI SHAFT SCREW 70MM- STERILE | Trauma | EA
457.075 | 10886982229090 | 5.0MM TI SHAFT SCREW 75MM | Trauma | EA
457.075S | 10886982229106 | 5.0MM TI SHAFT SCREW 75MM- STERILE | Trauma | EA
457.080 | 10886982229113 | 5.0MM TI SHAFT SCREW 80MM | Trauma | EA
457.080S | 10886982229120 | 5.0MM TI SHAFT SCREW 80MM- STERILE | Trauma | EA
457.085S | 10886982229144 | 5.0MM TI SHAFT SCREW 85MM- STERILE | Trauma | EA
457.090 | 10886982229151 | 5.0MM TI SHAFT SCREW 90MM | Trauma | EA
457.090S | 10886982229168 | 5.0MM TI SHAFT SCREW 90MM- STERILE | Trauma | EA
457.095 | 10886982229175 | 5.0MM TI SHAFT SCREW 95MM | Trauma | EA
457.095S | 10886982229182 | 5.0MM TI SHAFT SCREW 95MM- STERILE | Trauma | EA
457.100 | 10886982229199 | 5.0MM TI SHAFT SCREW 100MM | Trauma | EA
457.100S | 10886982229205 | 5.0MM TI SHAFT SCREW 100MM- STERILE | Trauma | EA
457.105 | 10886982229212 | 5.0MM TI SHAFT SCREW 105MM | Trauma | EA
457.105S | 10886982229229 | 5.0MM TI SHAFT SCREW 105MM- STERILE | Trauma | EA
457.110 | 10886982229236 | 5.0MM TI SHAFT SCREW 110MM | Trauma | EA
457.110S | 10886982229243 | 5.0MM TI SHAFT SCREW 110MM- STERILE | Trauma | EA
457.115 | 10886982229250 | 5.0MM TI SHAFT SCREW 115MM | Trauma | EA
457.115S | 10886982229267 | 5.0MM TI SHAFT SCREW 115MM- STERILE | Trauma | EA
457.120 | 10886982229274 | 5.0MM TI SHAFT SCREW 120MM | Trauma | EA
457.120S | 10886982229281 | 5.0MM TI SHAFT SCREW 120MM- STERILE | Trauma | EA
457.125 | 10886982229298 | 5.0MM TI SHAFT SCREW 125MM | Trauma | EA
457.125S | 10886982229304 | 5.0MM TI SHAFT SCREW 125MM- STERILE | Trauma | EA
457.210S | 10886982229328 | 15MM TI END CAP 0MM EXT- STERILE FOR USE WITH 456.013 | Trauma | EA
458.10S | 10886982229380 | TI END CAP FOR SOLID TIBIAL NAILS - STERILE | Trauma | EA
458.62S | 10886982229885 | 3.9MM TI LOCKING BOLT 62MM- STERILE | Trauma | EA
458.64S | 10886982229908 | 3.9MM TI LOCKING BOLT 64MM- STERILE | Trauma | EA
458.66S | 10886982229922 | 3.9MM TI LOCKING BOLT 66MM- STERILE | Trauma | EA
458.68S | 10886982229946 | 3.9MM TI LOCKING BOLT 68MM- STERILE | Trauma | EA
458.70S | 10886982229960 | 3.9MM TI LOCKING BOLT 70MM- STERILE | Trauma | EA
458.72S | 10886982229984 | 3.9MM TI LOCKING BOLT 72MM- STERILE | Trauma | EA
458.74S | 10886982230003 | 3.9MM TI LOCKING BOLT 74MM- STERILE | Trauma | EA
458.76S | 10886982230027 | 3.9MM TI LOCKING BOLT 76MM- STERILE | Trauma | EA
458.78S | 10886982230041 | 3.9MM TI LOCKING BOLT 78MM- STERILE | Trauma | EA
458.80S | 10886982230065 | 3.9MM TI LOCKING BOLT 80MM- STERILE | Trauma | EA
464.30 | 10886982232250 | 9MM TI SOLID FEMORAL NAIL 300MM | Trauma | EA
464.30S | 10886982232267 | 9MM TI SOLID FEMORAL NAIL 300MM-STERILE | Trauma | EA
464.32 | 10886982232274 | 9MM TI SOLID FEMORAL NAIL 320MM | Trauma | EA
464.32S | 10886982232281 | 9MM TI SOLID FEMORAL NAIL 320MM-STERILE | Trauma | EA
464.34 | 10886982232298 | 9MM TI SOLID FEMORAL NAIL 340MM | Trauma | EA
464.34S | 10886982232304 | 9MM TI SOLID FEMORAL NAIL 340MM-STERILE | Trauma | EA
464.36 | 10886982232311 | 9MM TI SOLID FEMORAL NAIL 360MM | Trauma | EA
464.36S | 10886982232328 | 9MM TI SOLID FEMORAL NAIL 360MM-STERILE | Trauma | EA
464.38 | 10886982232335 | 9MM TI SOLID FEMORAL NAIL 380MM | Trauma | EA
464.38S | 10886982232342 | 9MM TI SOLID FEMORAL NAIL 380MM-STERILE | Trauma | EA
464.40 | 10886982232359 | 9MM TI SOLID FEMORAL NAIL 400MM | Trauma | EA
464.40S | 10886982232366 | 9MM TI SOLID FEMORAL NAIL 400MM-STERILE | Trauma | EA
464.42 | 10886982232373 | 9MM TI SOLID FEMORAL NAIL 420MM | Trauma | EA
464.42S | 10886982232380 | 9MM TI SOLID FEMORAL NAIL 420MM-STERILE | Trauma | EA
464.44 | 10886982232397 | 9MM TI SOLID FEMORAL NAIL 440MM | Trauma | EA
464.44S | 10886982232403 | 9MM TI SOLID FEMORAL NAIL 440MM-STERILE | Trauma | EA
464.46 | 10886982232410 | 9MM TI SOLID FEMORAL NAIL 460MM | Trauma | EA
464.46S | 10886982232427 | 9MM TI SOLID FEMORAL NAIL 460MM-STERILE | Trauma | EA
464.48 | 10886982232434 | 9MM TI SOLID FEMORAL NAIL 480MM | Trauma | EA
464.48S | 10886982232441 | 9MM TI SOLID FEMORAL NAIL 480MM-STERILE | Trauma | EA
465.30 | 10886982232458 | 10MM TI SOLID FEMORAL NAIL 300MM | Trauma | EA
465.30S | 10886982232465 | 10MM TI SOLID FEMORAL NAIL 300MM-STERILE | Trauma | EA
465.32 | 10886982232472 | 10MM TI SOLID FEMORAL NAIL 320MM | Trauma | EA
465.32S | 10886982232489 | 10MM TI SOLID FEMORAL NAIL 320MM-STERILE | Trauma | EA
465.34 | 10886982232496 | 10MM TI SOLID FEMORAL NAIL 340MM | Trauma | EA
465.34S | 10886982232502 | 10MM TI SOLID FEMORAL NAIL 340MM-STERILE | Trauma | EA
465.36 | 10886982232519 | 10MM TI SOLID FEMORAL NAIL 360MM | Trauma | EA
465.36S | 10886982232526 | 10MM TI SOLID FEMORAL NAIL 360MM-STERILE | Trauma | EA
465.38 | 10886982232533 | 10MM TI SOLID FEMORAL NAIL 380MM | Trauma | EA
465.38S | 10886982232540 | 10MM TI SOLID FEMORAL NAIL 380MM-STERILE | Trauma | EA
465.40 | 10886982232557 | 10MM TI SOLID FEMORAL NAIL 400MM | Trauma | EA
465.40S | 10886982232564 | 10MM TI SOLID FEMORAL NAIL 400MM-STERILE | Trauma | EA
465.42 | 10886982232571 | 10MM TI SOLID FEMORAL NAIL 420MM | Trauma | EA
465.42S | 10886982232588 | 10MM TI SOLID FEMORAL NAIL 420MM-STERILE | Trauma | EA
465.44 | 10886982232595 | 10MM TI SOLID FEMORAL NAIL 440MM | Trauma | EA
465.44S | 10886982232601 | 10MM TI SOLID FEMORAL NAIL 440MM-STERILE | Trauma | EA
465.46 | 10886982232618 | 10MM TI SOLID FEMORAL NAIL 460MM | Trauma | EA
465.46S | 10886982232625 | 10MM TI SOLID FEMORAL NAIL 460MM-STERILE | Trauma | EA
465.48 | 10886982232632 | 10MM TI SOLID FEMORAL NAIL 480MM | Trauma | EA
465.48S | 10886982232649 | 10MM TI SOLID FEMORAL NAIL 480MM-STERILE | Trauma | EA
466.30 | 10886982232656 | 11MM TI SOLID FEMORAL NAIL 300MM | Trauma | EA
466.32 | 10886982232670 | 11MM TI SOLID FEMORAL NAIL 320MM | Trauma | EA
466.32S | 10886982232687 | 11MM TI SOLID FEMORAL NAIL 320MM-STERILE | Trauma | EA
466.34 | 10886982232694 | 11MM TI SOLID FEMORAL NAIL 340MM | Trauma | EA
466.34S | 10886982232700 | 11MM TI SOLID FEMORAL NAIL 340MM-STERILE | Trauma | EA
466.36 | 10886982232717 | 11MM TI SOLID FEMORAL NAIL 360MM | Trauma | EA
466.36S | 10886982232724 | 11MM TI SOLID FEMORAL NAIL 360MM-STERILE | Trauma | EA
466.38 | 10886982232731 | 11MM TI SOLID FEMORAL NAIL 380MM | Trauma | EA
466.38S | 10886982232748 | 11MM TI SOLID FEMORAL NAIL 380MM-STERILE | Trauma | EA
466.40 | 10886982232755 | 11MM TI SOLID FEMORAL NAIL 400MM | Trauma | EA
466.40S | 10886982232762 | 11MM TI SOLID FEMORAL NAIL 400MM-STERILE | Trauma | EA
466.42 | 10886982232779 | 11MM TI SOLID FEMORAL NAIL 420MM | Trauma | EA
466.42S | 10886982232786 | 11MM TI SOLID FEMORAL NAIL 420MM-STERILE | Trauma | EA
466.44 | 10886982232793 | 11MM TI SOLID FEMORAL NAIL 440MM | Trauma | EA
466.44S | 10886982232809 | 11MM TI SOLID FEMORAL NAIL 440MM-STERILE | Trauma | EA
466.46 | 10886982232816 | 11MM TI SOLID FEMORAL NAIL 460MM | Trauma | EA
466.46S | 10886982232823 | 11MM TI SOLID FEMORAL NAIL 460MM-STERILE | Trauma | EA
466.48 | 10886982232830 | 11MM TI SOLID FEMORAL NAIL 480MM | Trauma | EA
466.48S | 10886982232847 | 11MM TI SOLID FEMORAL NAIL 480MM-STERILE | Trauma | EA
467.30 | 10886982232854 | 12MM TI SOLID FEMORAL NAIL 300MM | Trauma | EA
467.30S | 10886982232861 | 12MM TI SOLID FEMORAL NAIL 300MM-STERILE | Trauma | EA
467.32 | 10886982232878 | 12MM TI SOLID FEMORAL NAIL 320MM | Trauma | EA
467.32S | 10886982232885 | 12MM TI SOLID FEMORAL NAIL 320MM-STERILE | Trauma | EA
467.34 | 10886982232892 | 12MM TI SOLID FEMORAL NAIL 340MM | Trauma | EA
467.34S | 10886982232908 | 12MM TI SOLID FEMORAL NAIL 340MM-STERILE | Trauma | EA
467.36 | 10886982232915 | 12MM TI SOLID FEMORAL NAIL 360MM | Trauma | EA
467.36S | 10886982232922 | 12MM TI SOLID FEMORAL NAIL 360MM-STERILE | Trauma | EA
467.38 | 10886982232939 | 12MM TI SOLID FEMORAL NAIL 380MM | Trauma | EA
467.38S | 10886982232946 | 12MM TI SOLID FEMORAL NAIL 380MM-STERILE | Trauma | EA
467.40 | 10886982232953 | 12MM TI SOLID FEMORAL NAIL 400MM | Trauma | EA
467.40S | 10886982232960 | 12MM TI SOLID FEMORAL NAIL 400MM-STERILE | Trauma | EA
467.42 | 10886982232977 | 12MM TI SOLID FEMORAL NAIL 420MM | Trauma | EA
467.42S | 10886982232984 | 12MM TI SOLID FEMORAL NAIL 420MM-STERILE | Trauma | EA
467.44 | 10886982232991 | 12MM TI SOLID FEMORAL NAIL 440MM | Trauma | EA
467.44S | 10886982233004 | 12MM TI SOLID FEMORAL NAIL 440MM-STERILE | Trauma | EA
467.46 | 10886982233011 | 12MM TI SOLID FEMORAL NAIL 460MM | Trauma | EA
467.46S | 10886982233028 | 12MM TI SOLID FEMORAL NAIL 460MM-STERILE | Trauma | EA
467.48 | 10886982233035 | 12MM TI SOLID FEMORAL NAIL 480MM | Trauma | EA
467.48S | 10886982233042 | 12MM TI SOLID FEMORAL NAIL 480MM-STERILE | Trauma | EA
476.25 | 10886982234636 | 10MM TI SOLID TIBIAL NAIL 255MM | Trauma | EA
476.25S | 10886982234643 | 10MM TI SOLID TIBIAL NAIL 255MM-STERILE | Trauma | EA
476.27 | 10886982234650 | 10MM TI SOLID TIBIAL NAIL 270MM | Trauma | EA
476.27S | 10886982234667 | 10MM TI SOLID TIBIAL NAIL 270MM-STERILE | Trauma | EA
476.28 | 10886982234674 | 10MM TI SOLID TIBIAL NAIL 285MM | Trauma | EA
476.28S | 10886982234681 | 10MM TI SOLID TIBIAL NAIL 285MM-STERILE | Trauma | EA
476.30 | 10886982234698 | 10MM TI SOLID TIBIAL NAIL 300MM | Trauma | EA
476.30S | 10886982234704 | 10MM TI SOLID TIBIAL NAIL 300MM-STERILE | Trauma | EA
476.31 | 10886982234711 | 10MM TI SOLID TIBIAL NAIL 315MM | Trauma | EA
476.31S | 10886982234728 | 10MM TI SOLID TIBIAL NAIL 315MM-STERILE | Trauma | EA
476.33 | 10886982234735 | 10MM TI SOLID TIBIAL NAIL 330MM | Trauma | EA
476.33S | 10886982234742 | 10MM TI SOLID TIBIAL NAIL 330MM-STERILE | Trauma | EA
476.34 | 10886982234759 | 10MM TI SOLID TIBIAL NAIL 345MM | Trauma | EA
476.34S | 10886982234766 | 10MM TI SOLID TIBIAL NAIL 345MM-STERILE | Trauma | EA
476.36 | 10886982234773 | 10MM TI SOLID TIBIAL NAIL 360MM | Trauma | EA
476.36S | 10886982234780 | 10MM TI SOLID TIBIAL NAIL 360MM-STERILE | Trauma | EA
476.38 | 10886982234797 | 10MM TI SOLID TIBIAL NAIL 380MM | Trauma | EA
476.38S | 10886982234803 | 10MM TI SOLID TIBIAL NAIL 380MM-STERILE | Trauma | EA
476.40 | 10886982234810 | 10MM TI SOLID TIBIAL NAIL 400MM | Trauma | EA
476.40S | 10886982234827 | 10MM TI SOLID TIBIAL NAIL 400MM-STERILE | Trauma | EA
476.42 | 10886982234834 | 10MM TI SOLID TIBIAL NAIL 420MM | Trauma | EA
476.42S | 10886982234841 | 10MM TI SOLID TIBIAL NAIL 420MM-STERILE | Trauma | EA
478.25 | 10886982234858 | 8MM TI SOLID TIBIAL NAIL 255MM | Trauma | EA
478.25S | 10886982234865 | 8MM TI SOLID TIBIAL NAIL 255MM-STERILE | Trauma | EA
478.27 | 10886982234872 | 8MM TI SOLID TIBIAL NAIL 270MM | Trauma | EA
478.28 | 10886982234896 | 8MM TI SOLID TIBIAL NAIL 285MM | Trauma | EA
478.28S | 10886982234902 | 8MM TI SOLID TIBIAL NAIL 285MM-STERILE | Trauma | EA
478.30 | 10886982234919 | 8MM TI SOLID TIBIAL NAIL 300MM | Trauma | EA
478.30S | 10886982234926 | 8MM TI SOLID TIBIAL NAIL 300MM-STERILE | Trauma | EA
478.31 | 10886982234933 | 8MM TI SOLID TIBIAL NAIL 315MM | Trauma | EA
478.33 | 10886982234957 | 8MM TI SOLID TIBIAL NAIL 330MM | Trauma | EA
478.34 | 10886982234971 | 8MM TI SOLID TIBIAL NAIL 345MM | Trauma | EA
478.36 | 10886982234995 | 8MM TI SOLID TIBIAL NAIL 360MM | Trauma | EA
478.38 | 10886982235015 | 8MM TI SOLID TIBIAL NAIL 380MM | Trauma | EA
478.38S | 10886982235022 | 8MM TI SOLID TIBIAL NAIL 380MM-STERILE | Trauma | EA
478.40 | 10886982235039 | 8MM TI SOLID TIBIAL NAIL 400MM | Trauma | EA
478.40S | 10886982235046 | 8MM TI SOLID TIBIAL NAIL 400MM-STERILE | Trauma | EA
478.42 | 10886982235053 | 8MM TI SOLID TIBIAL NAIL 420MM | Trauma | EA
478.42S | 10886982235060 | 8MM TI SOLID TIBIAL NAIL 420MM-STERILE | Trauma | EA
479.25 | 10886982235077 | 9MM TI SOLID TIBIAL NAIL 255MM | Trauma | EA
479.25S | 10886982235084 | 9MM TI SOLID TIBIAL NAIL 255MM-STERILE | Trauma | EA
479.27 | 10886982235091 | 9MM TI SOLID TIBIAL NAIL 270MM | Trauma | EA
479.27S | 10886982235107 | 9MM TI SOLID TIBIAL NAIL 270MM-STERILE | Trauma | EA
479.28 | 10886982235114 | 9MM TI SOLID TIBIAL NAIL 285MM | Trauma | EA
479.28S | 10886982235121 | 9MM TI SOLID TIBIAL NAIL 285MM-STERILE | Trauma | EA
479.30 | 10886982235138 | 9MM TI SOLID TIBIAL NAIL 300MM | Trauma | EA
479.30S | 10886982235145 | 9MM TI SOLID TIBIAL NAIL 300MM-STERILE | Trauma | EA
479.31 | 10886982235152 | 9MM TI SOLID TIBIAL NAIL 315MM | Trauma | EA
479.31S | 10886982235169 | 9MM TI SOLID TIBIAL NAIL 315MM-STERILE | Trauma | EA
479.33 | 10886982235176 | 9MM TI SOLID TIBIAL NAIL 330MM | Trauma | EA
479.33S | 10886982235183 | 9MM TI SOLID TIBIAL NAIL 330MM-STERILE | Trauma | EA
479.34 | 10886982235190 | 9MM TI SOLID TIBIAL NAIL 345MM | Trauma | EA
479.34S | 10886982235206 | 9MM TI SOLID TIBIAL NAIL 345MM-STERILE | Trauma | EA
479.36 | 10886982235213 | 9MM TI SOLID TIBIAL NAIL 360MM | Trauma | EA
479.36S | 10886982235220 | 9MM TI SOLID TIBIAL NAIL 360MM-STERILE | Trauma | EA
479.38 | 10886982235237 | 9MM TI SOLID TIBIAL NAIL 380MM | Trauma | EA
479.38S | 10886982235244 | 9MM TI SOLID TIBIAL NAIL 380MM-STERILE | Trauma | EA
479.40 | 10886982235251 | 9MM TI SOLID TIBIAL NAIL 400MM | Trauma | EA
479.40S | 10886982235268 | 9MM TI SOLID TIBIAL NAIL 400MM-STERILE | Trauma | EA
479.42 | 10886982235275 | 9MM TI SOLID TIBIAL NAIL 420MM | Trauma | EA
479.42S | 10886982235282 | 9MM TI SOLID TIBIAL NAIL 420MM-STERILE | Trauma | EA
510.01 | 10886982237095 | UNIVERSAL AIR DRILL DOUBLE HOSE AWSL | Trauma | EA
510.12 | 10886982237132 | 6.5MM JACOBS CHUCK WITH KEY | Trauma | EA
511.11E | 10886982237330 | SMALL AIR DRILL DOUBLE HOSE- EVAL | Trauma | EA
511.20E | 10886982237361 | OSCILLATING ATTACHMENT-EVAL | Trauma | EA
511.30E | 10886982237408 | RADIOLUCENT DRIVE-EVAL | Trauma | EA
519.97E | 10886982239600 | SPECIAL AUTOCLAVABLE OIL-EVAL | Trauma | EA
554 | 10886982241412 | PIN HOLDER | Trauma | EA
557 | 10886982241498 | NUT HEX-LARGE | Trauma | EA
591.00E | 10886982241795 | HAND DRILL WITHOUT CHUCK-EVAL | Trauma | EA
597 | 10886982241825 | SET SCREW | Trauma | EA
837 | 10886982256027 | GOLD DRILL GUIDE | Trauma | EA
838 | 10886982256034 | GREEN DRILL GUIDE | Trauma | EA
900.50 | 10886982256287 | TIBIAL NAIL WRAP HOLDS 11 NAILS | Trauma | EA
900.51 | 10886982256294 | INTRAMEDULLARY NAIL WRAP HOLDS 10 NAILS | Trauma | EA
105.03EXT | 10886982133540 | 3.5MM CANNULATED SCREW INSTR & IMPLANT SET-EVAL (LONG TERM) | Trauma | EA
105.07EXT | 10886982133748 | 7.0MM CANNULATED SCREW INSTR & IMPLANT SET-EVAL (LONG TERM) | Trauma | EA
105.831EXT | 10886982137302 | DHSÂ®/DCSÂ® BASIC SET W/SLF-TPNG SCREWS-EVAL (LONG TERM) | Trauma | EA
105.68PA | 10886982137005 | TI FEMORAL NAIL SPECIALTY INSTRUMENT INTRO SET | Trauma | EA
105.04SS | 10886982133670 | 4.5MM CANNULATED SCREW SALE SAMPLE SET | Trauma | EA
105.07INT | 10886982133755 | 7.0MM CANNULATED SCREW INSTRUMENT/IMPLANT SET-INT'L | Trauma | EA
105.14A | 10886982134141 | 3.5MM/4.0MM CANNULATED SCREW INSTRUMENT INTRODUCTORY SET | Trauma | EA
105.68SSS | 10886982137043 | TI UNREAMED FEMORAL NAIL SPECIALTY SALE SAMPLE SET | Trauma | EA
305.568 | 10886982184986 | MINI FRAGMENT INSTRUMENT &TI IMPL SET SCREW RACK SELF-TAP | Trauma | EA
304.445 | 10886982183897 | SMALL FRAGMENT SET GRAPHIC CASE TI SELF-TAPPING SCREW | Trauma | EA
125.488E | 10886982138798 | MINI FRAGMENT INSTR/TI IMPLANT SET W/SELF-TAPPING SCREWS-EVAL | Trauma | EA
274.00 | 10886982172822 | 10MM UNIVERSAL FEMORAL NAIL 340MM | Trauma | EA
274.01 | 10886982172846 | 10MM UNIVERSAL FEMORAL NAIL 360MM | Trauma | EA
274.02 | 10886982172860 | 10MM UNIVERSAL FEMORAL NAIL 380MM | Trauma | EA
274.03 | 10886982172884 | 10MM UNIVERSAL FEMORAL NAIL 400MM | Trauma | EA
274.04 | 10886982172907 | 10MM UNIVERSAL FEMORAL NAIL 420MM | Trauma | EA
274.07 | 10886982172969 | 10MM UNIVERSAL FEMORAL NAIL 480MM | Trauma | EA
274.08 | 10886982172983 | 10MM UNIVERSAL FEMORAL NAIL 300MM | Trauma | EA
274.09 | 10886982173003 | 10MM UNIVERSAL FEMORAL NAIL 320MM | Trauma | EA
274.10 | 10886982173027 | 11MM UNIVERSAL FEMORAL NAIL 340MM | Trauma | EA
274.12 | 10886982173065 | 11MM UNIVERSAL FEMORAL NAIL 380MM | Trauma | EA
274.13 | 10886982173089 | 11MM UNIVERSAL FEMORAL NAIL 400MM | Trauma | EA
274.21 | 10886982173249 | 12MM UNIVERSAL FEMORAL NAIL 360MM | Trauma | EA
274.22 | 10886982173263 | 12MM UNIVERSAL FEMORAL NAIL 380MM | Trauma | EA
274.23 | 10886982173287 | 12MM UNIVERSAL FEMORAL NAIL 400MM | Trauma | EA
274.28 | 10886982173386 | 12MM UNIVERSAL FEMORAL NAIL 300MM | Trauma | EA
274.34 | 10886982173508 | 13MM UNIVERSAL FEMORAL NAIL 420MM | Trauma | EA
274.35 | 10886982173522 | 13MM UNIVERSAL FEMORAL NAIL 440MM | Trauma | EA
274.37 | 10886982173560 | 13MM UNIVERSAL FEMORAL NAIL 480MM | Trauma | EA
274.45 | 10886982173720 | 14MM UNIVERSAL FEMORAL NAIL 440MM | Trauma | EA
274.46 | 10886982173744 | 14MM UNIVERSAL FEMORAL NAIL 460MM | Trauma | EA
274.48 | 10886982173782 | 14MM UNIVERSAL FEMORAL NAIL 300MM | Trauma | EA
274.49 | 10886982173805 | 14MM UNIVERSAL FEMORAL NAIL 320MM | Trauma | EA
274.57 | 10886982173966 | 15MM UNIVERSAL FEMORAL NAIL 480MM | Trauma | EA
274.60 | 10886982174024 | 16MM UNIVERSAL FEMORAL NAIL 340MM | Trauma | EA
274.61 | 10886982174048 | 16MM UNIVERSAL FEMORAL NAIL 360MM | Trauma | EA
274.62 | 10886982174062 | 16MM UNIVERSAL FEMORAL NAIL 380MM | Trauma | EA
274.63 | 10886982174086 | 16MM UNIVERSAL FEMORAL NAIL 400MM | Trauma | EA
274.64 | 10886982174109 | 16MM UNIVERSAL FEMORAL NAIL 420MM | Trauma | EA
274.65 | 10886982174123 | 16MM UNIVERSAL FEMORAL NAIL 440MM | Trauma | EA
274.66 | 10886982174147 | 16MM UNIVERSAL FEMORAL NAIL 460MM | Trauma | EA
274.67 | 10886982174161 | 16MM UNIVERSAL FEMORAL NAIL 480MM | Trauma | EA
274.68 | 10886982174185 | 16MM UNIVERSAL FEMORAL NAIL 300MM | Trauma | EA
274.69 | 10886982174208 | 16MM UNIVERSAL FEMORAL NAIL 320MM | Trauma | EA
274.70 | 10886982174222 | 17MM UNIVERSAL FEMORAL NAIL 340MM | Trauma | EA
274.71 | 10886982174246 | 17MM UNIVERSAL FEMORAL NAIL 360MM | Trauma | EA
274.72 | 10886982174260 | 17MM UNIVERSAL FEMORAL NAIL 380MM | Trauma | EA
274.73 | 10886982174284 | 17MM UNIVERSAL FEMORAL NAIL 400MM | Trauma | EA
274.74 | 10886982174307 | 17MM UNIVERSAL FEMORAL NAIL 420MM | Trauma | EA
274.75 | 10886982174321 | 17MM UNIVERSAL FEMORAL NAIL 440MM | Trauma | EA
274.76 | 10886982174345 | 17MM UNIVERSAL FEMORAL NAIL 460MM | Trauma | EA
274.77 | 10886982174369 | 17MM UNIVERSAL FEMORAL NAIL 480MM | Trauma | EA
274.78 | 10886982174383 | 17MM UNIVERSAL FEMORAL NAIL 300MM | Trauma | EA
274.79 | 10886982174406 | 17MM UNIVERSAL FEMORAL NAIL 320MM | Trauma | EA
274.80 | 10886982174420 | 18MM UNIVERSAL FEMORAL NAIL 340MM | Trauma | EA
274.81 | 10886982174444 | 18MM UNIVERSAL FEMORAL NAIL 360MM | Trauma | EA
274.82 | 10886982174468 | 18MM UNIVERSAL FEMORAL NAIL 380MM | Trauma | EA
274.83 | 10886982174482 | 18MM UNIVERSAL FEMORAL NAIL 400MM | Trauma | EA
274.84 | 10886982174505 | 18MM UNIVERSAL FEMORAL NAIL 420MM | Trauma | EA
274.85 | 10886982174529 | 18MM UNIVERSAL FEMORAL NAIL 440MM | Trauma | EA
274.86 | 10886982174543 | 18MM UNIVERSAL FEMORAL NAIL 460MM | Trauma | EA
274.87 | 10886982174567 | 18MM UNIVERSAL FEMORAL NAIL 480MM | Trauma | EA
274.88 | 10886982174581 | 18MM UNIVERSAL FEMORAL NAIL 300MM | Trauma | EA
274.89 | 10886982174604 | 18MM UNIVERSAL FEMORAL NAIL 320MM | Trauma | EA
274.92 | 10886982174628 | 19MM UNIVERSAL FEMORAL NAIL 380MM | Trauma | EA
274.93 | 10886982174642 | 19MM UNIVERSAL FEMORAL NAIL 400MM | Trauma | EA
274.94 | 10886982174666 | 19MM UNIVERSAL FEMORAL NAIL 420MM | Trauma | EA
274.95 | 10886982174680 | 19MM UNIVERSAL FEMORAL NAIL 440MM | Trauma | EA
274.96 | 10886982174703 | 19MM UNIVERSAL FEMORAL NAIL 460MM | Trauma | EA
274.97 | 10886982174727 | 19MM UNIVERSAL FEMORAL NAIL 480MM | Trauma | EA
ES5000 | 10886982000538 | VICE GRIP & BASE | Trauma | EA
ES5001 | 10886982000545 | VICE GRIP | Trauma | EA
ES5002 | 10886982000552 | BASE VICE | Trauma | EA
305.057 | 10886982184443 | BASIC PLATE SET--LC-DCPÂ® GRAPHIC CASE LID | Trauma | EA
511.30EXT | 10886982237415 | RADIOLUCENT DRIVE-EVAL | Trauma | EA
150.16 | 10886982140784 | COMPACT AIR DRIVE II SET | Trauma | EA
306.93D | 10886982185501 | PEG INSERTER-DEMO | Trauma | EA
105.489 | 10886982136244 | MINI FRAG INSTR/IMPL SET SCREW RACK W/SELF-TAPPING SCREWS | Trauma | EA
125.489 | 10886982138859 | MINI FRAG INSTR/TI IMPL SET SCR RACK W/SELF-TAPPING SCREWS | Trauma | EA
150.16E | 10886982140791 | COMPACT AIR DRIVE II SET-EVAL | Trauma | EA
125.488 | 10886982138781 | MINI FRAGMENT INSTR/TI IMPLANT SET W/SELF-TAPPING SCREWS | Trauma | EA
125.488J | 10886982138804 | MINI FRAGMENT INSTR/TI IMPLANT SET JC W/SELF-TAPPING SCREWS | Trauma | EA
105.408 | 10886982135612 | SMALL FRAGMENT INSTR/IMPLANT SET W/SELF-TAPPING SCREWS | Trauma | EA
105.409 | 10886982135674 | SMALL FRAGMENT INSTR/IMPLANT SET SCR RACK W/SLF-TPNG SCREWS | Trauma | EA
105.488 | 10886982136183 | MINI FRAGMENT INSTR/IMPLANT SET W/SELF-TAPPING SCREWS | Trauma | EA
105.488J | 10886982136190 | MINI FRAGMENT INSTR/IMPLANT SET JC W/SELF-TAPPING SCREWS | Trauma | EA
105.408J | 10886982135629 | SMALL FRAGMENT INSTR/IMPLANT SET JC W/SELF-TAPPING SCREWS | Trauma | EA
145.448 | 10886982140104 | SMALL FRAGMENT INSTR/TI IMPL SET LC-DCPÂ® W/SLF-TPNG SCREWS | Trauma | EA
145.448J | 10886982140111 | SM FRAGMENT INSTR/TI IMPL SET JC--LC-DCPÂ® W/SLF-TPNG SCREWS | Trauma | EA
357.51E | 10886982196484 | INSERTION HANDLE FOR TI UNREAMED FEMORAL NAILS-EVAL | Trauma | EA
145.449 | 10886982140166 | SMALL FRAG INSTR/TI IMPL SET LC-DCPÂ® SCREW RACK W/SLF-TPNG | Trauma | EA
102.57E | 10886982132840 | SOLID NAIL EXTRACTOR SET-EVAL | Trauma | EA
214.222 | 10886982153876 | 4.5MM SHAFT SCREW 22MM | Trauma | EA
214.224 | 10886982153883 | 4.5MM SHAFT SCREW 24MM | Trauma | EA
304.508 | 10886982184085 | 5.0MM TI SHAFT SCREW TRAY WITH LID | Trauma | EA
204.245 | 10886982145963 | 3.5MM SHAFT SCREW 45MM | Trauma | EA
304.430 | 10886982183835 | 4.0MM TI CANNULATED SCREW INSTR/IMPLANT SET GRAPHIC CASE | Trauma | EA
115.940 | 10886982138460 | HYBRID FIXATOR UNIVERSAL SET | Trauma | EA
105.260E | 10886982134929 | BASIC PLATE SET--LC-DCPÂ®-EVAL | Trauma | EA
304.341 | 10886982183576 | HYBRID FIXATOR SET OUTER CASE WITH LID | Trauma | EA
304.345L | 10886982183606 | HYBRID FIXATOR SET GRAPHIC CASE IMPL TRAY ASSEMBLY LID | Trauma | EA
304.345B | 10886982183590 | HYBRID FIXATOR SET GRAPHIC CASE IMPL TRAY ASSEMBLY BOTTOM | Trauma | EA
105.445 | 10886982135971 | SM FRAG INSTRUMENT & IMPLANT SET W/SLF-TPNG SCREWS--LC-DCPÂ® | Trauma | EA
105.440 | 10886982135919 | SMALL FRAGMENT INSTRUMENT AND IMPLANT SET--LC-DCPÂ® | Trauma | EA
105.260 | 10886982134912 | BASIC PLATE SET--LC-DCPÂ® | Trauma | EA
145.138 | 10886982139283 | TI BASIC SCREW SET WITH SELF-TAPPING SCREWS | Trauma | EA
105.03FPI | 10886982133571 | 3.5MM CANNULATED SCREW IMPLANT INTRODUCTORY SET-COMPLETE | Trauma | EA
105.03PI | 10886982133595 | 3.5MM CANNULATED SCREW IMPLANT INTRODUCTORY SET | Trauma | EA
105.04FPI | 10886982133649 | 4.5MM CANNULATED SCREW IMPLANT INTRODUCTORY SET-COMPLETE | Trauma | EA
105.04PI | 10886982133663 | 4.5MM CANNULATED SCREW IMPLANT INTRODUCTORY SET | Trauma | EA
105.06PI | 10886982133717 | 3.5MM/4.5MM CANNULATED SCREW IMPLANT INTRODUCTORY SET | Trauma | EA
105.07PI | 10886982133779 | 7.0MM CANNULATED SCREW IMPLANT INTRODUCTORY SET | Trauma | EA
105.14FPI | 10886982134172 | 3.5MM/4.0MM CANNULATED SCREW IMPLANT INTRO SET-COMPLETE | Trauma | EA
105.14PI | 10886982134196 | 3.5MM/4.0MM CANNULATED SCREW IMPLANT INTRODUCTORY SET | Trauma | EA
105.03FPA | 10886982133564 | 3.5MM CANNULATED SCREW INSTR INTRODUCTORY SET-COMPLETE | Trauma | EA
105.04FPA | 10886982133632 | 4.5MM CANNULATED SCREW INSTR INTRO SET-COMPLETE | Trauma | EA
105.14FPA | 10886982134165 | 3.5MM/4.0MM CANNULATED SCREW INSTR INTRO SET-COMPLETE | Trauma | EA
145.04 | 10886982139108 | 4.5MM TI CANNULATED SCREW INSTRUMENT & IMPLANT SET | Trauma | EA
145.04F | 10886982139122 | 4.5MM TI CANNULATED SCREW INSTR & IMPLANT SET-COMPLETE | Trauma | EA
145.04PA | 10886982139153 | 4.5MM TI CANNULATED SCREW INSTRUMENT INTRO SET | Trauma | EA
145.04PI | 10886982139160 | 4.5MM TI CANNULATED SCREW IMPLANT INTRODUCTORY SET | Trauma | EA
145.04FPI | 10886982139146 | 4.5MM TI CANNULATED SCREW IMPLANT INTRO SET-COMPLETE | Trauma | EA
145.04E | 10886982139115 | 4.5MM TI CANNULATED SCREW INSTRUMENT & IMPLANT SET-EVAL | Trauma | EA
105.68PI | 10886982137012 | TI FEMORAL NAIL SPECIALTY IMPLANT INTRODUCTORY SET | Trauma | EA
105.68SPI | 10886982137036 | TI FEMORAL NAIL SPECIALTY IMPLANT INTRO SET-STERILE | Trauma | EA
329.30E | 10886982191977 | PLATE-BENDING PRESS EVAL | Trauma | EA
329.600 | 10886982192059 | BENDING TEMPLATE FOR TI DISTAL RADIUS PLATES | Trauma | EA
105.118 | 10886982134059 | BASIC SCREW SET WITH SELF-TAPPING SCREWS | Trauma | EA
474.031 | 10886982233080 | 10MM TI CANNULATED FEMORAL NAIL 300MM | Trauma | EA
474.032 | 10886982233103 | 10MM TI CANNULATED FEMORAL NAIL 320MM | Trauma | EA
474.034 | 10886982233127 | 10MM TI CANNULATED FEMORAL NAIL 340MM | Trauma | EA
474.036 | 10886982233141 | 10MM TI CANNULATED FEMORAL NAIL 360MM | Trauma | EA
474.038 | 10886982233165 | 10MM TI CANNULATED FEMORAL NAIL 380MM | Trauma | EA
474.041 | 10886982233189 | 10MM TI CANNULATED FEMORAL NAIL 400MM | Trauma | EA
474.042 | 10886982233202 | 10MM TI CANNULATED FEMORAL NAIL 420MM | Trauma | EA
474.044 | 10886982233226 | 10MM TI CANNULATED FEMORAL NAIL 440MM | Trauma | EA
474.046 | 10886982233240 | 10MM TI CANNULATED FEMORAL NAIL 460MM | Trauma | EA
474.048 | 10886982233264 | 10MM TI CANNULATED FEMORAL NAIL 480MM | Trauma | EA
474.131 | 10886982233288 | 11MM TI CANNULATED FEMORAL NAIL 300MM | Trauma | EA
474.132 | 10886982233301 | 11MM TI CANNULATED FEMORAL NAIL 320MM | Trauma | EA
474.134 | 10886982233325 | 11MM TI CANNULATED FEMORAL NAIL 340MM | Trauma | EA
474.136 | 10886982233349 | 11MM TI CANNULATED FEMORAL NAIL 360MM | Trauma | EA
474.138 | 10886982233363 | 11MM TI CANNULATED FEMORAL NAIL 380MM | Trauma | EA
474.142 | 10886982233400 | 11MM TI CANNULATED FEMORAL NAIL 420MM | Trauma | EA
474.144 | 10886982233424 | 11MM TI CANNULATED FEMORAL NAIL 440MM | Trauma | EA
474.146 | 10886982233448 | 11MM TI CANNULATED FEMORAL NAIL 460MM | Trauma | EA
474.148 | 10886982233462 | 11MM TI CANNULATED FEMORAL NAIL 480MM | Trauma | EA
474.141 | 10886982233387 | 11MM TI CANNULATED FEMORAL NAIL 400MM | Trauma | EA
474.231 | 10886982233486 | 12MM TI CANNULATED FEMORAL NAIL 300MM | Trauma | EA
474.232 | 10886982233509 | 12MM TI CANNULATED FEMORAL NAIL 320MM | Trauma | EA
474.234 | 10886982233523 | 12MM TI CANNULATED FEMORAL NAIL 340MM | Trauma | EA
474.236 | 10886982233547 | 12MM TI CANNULATED FEMORAL NAIL 360MM | Trauma | EA
474.238 | 10886982233561 | 12MM TI CANNULATED FEMORAL NAIL 380MM | Trauma | EA
474.241 | 10886982233585 | 12MM TI CANNULATED FEMORAL NAIL 400MM | Trauma | EA
474.242 | 10886982233608 | 12MM TI CANNULATED FEMORAL NAIL 420MM | Trauma | EA
474.244 | 10886982233622 | 12MM TI CANNULATED FEMORAL NAIL 440MM | Trauma | EA
474.246 | 10886982233646 | 12MM TI CANNULATED FEMORAL NAIL 460MM | Trauma | EA
474.248 | 10886982233660 | 12MM TI CANNULATED FEMORAL NAIL 480MM | Trauma | EA
474.331 | 10886982233684 | 13MM TI CANNULATED FEMORAL NAIL 300MM | Trauma | EA
474.332 | 10886982233707 | 13MM TI CANNULATED FEMORAL NAIL 320MM | Trauma | EA
474.334 | 10886982233721 | 13MM TI CANNULATED FEMORAL NAIL 340MM | Trauma | EA
474.336 | 10886982233745 | 13MM TI CANNULATED FEMORAL NAIL 360MM | Trauma | EA
474.338 | 10886982233769 | 13MM TI CANNULATED FEMORAL NAIL 380MM | Trauma | EA
474.341 | 10886982233783 | 13MM TI CANNULATED FEMORAL NAIL 400MM | Trauma | EA
474.342 | 10886982233806 | 13MM TI CANNULATED FEMORAL NAIL 420MM | Trauma | EA
474.344 | 10886982233820 | 13MM TI CANNULATED FEMORAL NAIL 440MM | Trauma | EA
474.346 | 10886982233844 | 13MM TI CANNULATED FEMORAL NAIL 460MM | Trauma | EA
474.348 | 10886982233868 | 13MM TI CANNULATED FEMORAL NAIL 480MM | Trauma | EA
474.431 | 10886982233882 | 14MM TI CANNULATED FEMORAL NAIL 300MM | Trauma | EA
474.432 | 10886982233905 | 14MM TI CANNULATED FEMORAL NAIL 320MM | Trauma | EA
474.434 | 10886982233929 | 14MM TI CANNULATED FEMORAL NAIL 340MM | Trauma | EA
474.436 | 10886982233943 | 14MM TI CANNULATED FEMORAL NAIL 360MM | Trauma | EA
474.438 | 10886982233967 | 14MM TI CANNULATED FEMORAL NAIL 380MM | Trauma | EA
474.441 | 10886982233981 | 14MM TI CANNULATED FEMORAL NAIL 400MM | Trauma | EA
474.442 | 10886982234001 | 14MM TI CANNULATED FEMORAL NAIL 420MM | Trauma | EA
474.444 | 10886982234025 | 14MM TI CANNULATED FEMORAL NAIL 440MM | Trauma | EA
474.446 | 10886982234049 | 14MM TI CANNULATED FEMORAL NAIL 460MM | Trauma | EA
474.448 | 10886982234063 | 14MM TI CANNULATED FEMORAL NAIL 480MM | Trauma | EA
474.531 | 10886982234087 | 15MM TI CANNULATED FEMORAL NAIL 300MM | Trauma | EA
474.532 | 10886982234100 | 15MM TI CANNULATED FEMORAL NAIL 320MM | Trauma | EA
474.534 | 10886982234124 | 15MM TI CANNULATED FEMORAL NAIL 340MM | Trauma | EA
474.536 | 10886982234148 | 15MM TI CANNULATED FEMORAL NAIL 360MM | Trauma | EA
474.538 | 10886982234162 | 15MM TI CANNULATED FEMORAL NAIL 380MM | Trauma | EA
474.541 | 10886982234186 | 15MM TI CANNULATED FEMORAL NAIL 400MM | Trauma | EA
474.542 | 10886982234209 | 15MM TI CANNULATED FEMORAL NAIL 420MM | Trauma | EA
474.544 | 10886982234223 | 15MM TI CANNULATED FEMORAL NAIL 440MM | Trauma | EA
474.546 | 10886982234247 | 15MM TI CANNULATED FEMORAL NAIL 460MM | Trauma | EA
474.548 | 10886982234261 | 15MM TI CANNULATED FEMORAL NAIL 480MM | Trauma | EA
304.502 | 10886982184030 | TI FEMORAL NAIL STANDARD SET CASE LID | Trauma | EA
304.223LB | 10886982183132 | 4.5MM CANN SCREW SET GRAPHIC CASE SCREW RACK LABELS | Trauma | EA
105.05PI | 10886982133694 | 4.5MM CANNULATED SCREW IMPLANT INTRODUCTORY SET | Trauma | EA
115.940PI | 10886982138484 | HYBRID FIXATOR IMPLANT INTRODUCTORY UNIVERSAL SET | Trauma | EA
115.941PI | 10886982138491 | HYBRID FIXATOR IMPLANT INTRODUCTORY UPGRADE SET | Trauma | EA
145.331 | 10886982139818 | PERCUTANEOUS REDUCTION FORCEPS INSTRUMENT SET | Trauma | EA
145.335 | 10886982139825 | PERCUTANEOUS REDUCTION FORCEPS INSTRUMENT AND IMPLANT SET | Trauma | EA
102.93E | 10886982132888 | INTERCHANGEABLE GOUGE, CHISEL AND IMPACTOR SET-EVAL | Trauma | EA
105.445J | 10886982135988 | SM FRAG INSTR & IMPL SET W/SLF -TPNG SCREWS--LC-DCPÂ® JC | Trauma | EA
105.440J | 10886982135926 | SMALL FRAGMENT INSTRUMENT AND IMPLANT SET--LC-DCPÂ® JC | Trauma | EA
511.30D | 10886982237392 | RADIOLUCENT DRIVE-DEMO | Trauma | EA
332.14E | 10886982192585 | SEATING CHISEL FOR ADOLESCENT & CHILD HIP PLATES 260MM-EVAL | Trauma | EA
332.13E | 10886982192578 | SEATING CHISEL FOR ADULT ANGLED BLADE PLATES 284MM-EVAL | Trauma | EA
351.04E | 10886982193667 | 11.0MM CANNULATED CUTTER AWSL EVAL | Trauma | EA
351.24E | 10886982193773 | 11.0MM CANNULATED CUTTER EVAL | Trauma | EA
355.36E | 10886982194916 | THREADED EXTRACTION HOOK FOR 11MM & LARGER NAILS-EVAL | Trauma | EA
355.35E | 10886982194893 | THREADED EXTRACTION HOOK FOR 9MM-11MM NAILS-EVAL | Trauma | EA
391.94E | 10886982198488 | SMALL WIRE CUTTER 230MM EVAL | Trauma | EA
399.78E | 10886982203069 | REDUCTION FORCEPS WITH POINTS SPEED LOCK 205MM-EVAL | Trauma | EA
399.37E | 10886982202765 | PERIOSTEAL ELEVATOR 14MM STRAIGHT BLADE-ROUND EDGE-EVAL | Trauma | EA
310.79D | 10886982186980 | CANNULATED COUNTERSINK FOR 7.0MM CANNULATED SCREWS-DEMO | Trauma | EA
329.20E | 10886982191878 | BENDING PLIERS COMPLETE WITH TWO ANVILS-EVAL | Trauma | EA
115.940E | 10886982138477 | HYBRID FIXATOR UNIVERSAL SET- EVAL | Trauma | EA
474.031S | 10886982233097 | 10MM TI CANNULATED FEMORAL NAIL 300MM-STERILE | Trauma | EA
474.032S | 10886982233110 | 10MM TI CANNULATED FEMORAL NAIL 320MM-STERILE | Trauma | EA
474.034S | 10886982233134 | 10MM TI CANNULATED FEMORAL NAIL 340MM-STERILE | Trauma | EA
474.036S | 10886982233158 | 10MM TI CANNULATED FEMORAL NAIL 360MM-STERILE | Trauma | EA
474.038S | 10886982233172 | 10MM TI CANNULATED FEMORAL NAIL 380MM-STERILE | Trauma | EA
474.042S | 10886982233219 | 10MM TI CANNULATED FEMORAL NAIL 420MM-STERILE | Trauma | EA
474.044S | 10886982233233 | 10MM TI CANNULATED FEMORAL NAIL 440MM-STERILE | Trauma | EA
474.046S | 10886982233257 | 10MM TI CANNULATED FEMORAL NAIL 460MM-STERILE | Trauma | EA
474.131S | 10886982233295 | 11MM TI CANNULATED FEMORAL NAIL 300MM-STERILE | Trauma | EA
474.132S | 10886982233318 | 11MM TI CANNULATED FEMORAL NAIL 320MM-STERILE | Trauma | EA
474.134S | 10886982233332 | 11MM TI CANNULATED FEMORAL NAIL 340MM-STERILE | Trauma | EA
474.136S | 10886982233356 | 11MM TI CANNULATED FEMORAL NAIL 360MM-STERILE | Trauma | EA
474.138S | 10886982233370 | 11MM TI CANNULATED FEMORAL NAIL 380MM-STERILE | Trauma | EA
474.041S | 10886982233196 | 10MM TI CANNULATED FEMORAL NAIL 400MM-STERILE | Trauma | EA
474.141S | 10886982233394 | 11MM TI CANNULATED FEMORAL NAIL 400MM-STERILE | Trauma | EA
474.142S | 10886982233417 | 11MM TI CANNULATED FEMORAL NAIL 420MM-STERILE | Trauma | EA
474.144S | 10886982233431 | 11MM TI CANNULATED FEMORAL NAIL 440MM-STERILE | Trauma | EA
474.146S | 10886982233455 | 11MM TI CANNULATED FEMORAL NAIL 460MM-STERILE | Trauma | EA
474.148S | 10886982233479 | 11MM TI CANNULATED FEMORAL NAIL 480MM-STERILE | Trauma | EA
474.231S | 10886982233493 | 12MM TI CANNULATED FEMORAL NAIL 300MM-STERILE | Trauma | EA
474.232S | 10886982233516 | 12MM TI CANNULATED FEMORAL NAIL 320MM-STERILE | Trauma | EA
474.234S | 10886982233530 | 12MM TI CANNULATED FEMORAL NAIL 340MM-STERILE | Trauma | EA
474.236S | 10886982233554 | 12MM TI CANNULATED FEMORAL NAIL 360MM-STERILE | Trauma | EA
474.238S | 10886982233578 | 12MM TI CANNULATED FEMORAL NAIL 380MM-STERILE | Trauma | EA
474.241S | 10886982233592 | 12MM TI CANNULATED FEMORAL NAIL 400MM-STERILE | Trauma | EA
474.242S | 10886982233615 | 12MM TI CANNULATED FEMORAL NAIL 420MM-STERILE | Trauma | EA
474.244S | 10886982233639 | 12MM TI CANNULATED FEMORAL NAIL 440MM-STERILE | Trauma | EA
474.246S | 10886982233653 | 12MM TI CANNULATED FEMORAL NAIL 460MM-STERILE | Trauma | EA
474.248S | 10886982233677 | 12MM TI CANNULATED FEMORAL NAIL 480MM-STERILE | Trauma | EA
474.331S | 10886982233691 | 13MM TI CANNULATED FEMORAL NAIL 300MM-STERILE | Trauma | EA
474.332S | 10886982233714 | 13MM TI CANNULATED FEMORAL NAIL 320MM-STERILE | Trauma | EA
474.334S | 10886982233738 | 13MM TI CANNULATED FEMORAL NAIL 340MM-STERILE | Trauma | EA
474.336S | 10886982233752 | 13MM TI CANNULATED FEMORAL NAIL 360MM-STERILE | Trauma | EA
474.338S | 10886982233776 | 13MM TI CANNULATED FEMORAL NAIL 380MM-STERILE | Trauma | EA
474.341S | 10886982233790 | 13MM TI CANNULATED FEMORAL NAIL 400MM-STERILE | Trauma | EA
474.342S | 10886982233813 | 13MM TI CANNULATED FEMORAL NAIL 420MM-STERILE | Trauma | EA
474.344S | 10886982233837 | 13MM TI CANNULATED FEMORAL NAIL 440MM-STERILE | Trauma | EA
474.346S | 10886982233851 | 13MM TI CANNULATED FEMORAL NAIL 460MM-STERILE | Trauma | EA
474.348S | 10886982233875 | 13MM TI CANNULATED FEMORAL NAIL 480MM-STERILE | Trauma | EA
474.431S | 10886982233899 | 14MM TI CANNULATED FEMORAL NAIL 300MM-STERILE | Trauma | EA
474.432S | 10886982233912 | 14MM TI CANNULATED FEMORAL NAIL 320MM-STERILE | Trauma | EA
474.434S | 10886982233936 | 14MM TI CANNULATED FEMORAL NAIL 340MM-STERILE | Trauma | EA
474.436S | 10886982233950 | 14MM TI CANNULATED FEMORAL NAIL 360MM-STERILE | Trauma | EA
474.438S | 10886982233974 | 14MM TI CANNULATED FEMORAL NAIL 380MM-STERILE | Trauma | EA
474.441S | 10886982233998 | 14MM TI CANNULATED FEMORAL NAIL 400MM-STERILE | Trauma | EA
474.442S | 10886982234018 | 14MM TI CANNULATED FEMORAL NAIL 420MM-STERILE | Trauma | EA
474.444S | 10886982234032 | 14MM TI CANNULATED FEMORAL NAIL 440MM-STERILE | Trauma | EA
474.446S | 10886982234056 | 14MM TI CANNULATED FEMORAL NAIL 460MM-STERILE | Trauma | EA
474.448S | 10886982234070 | 14MM TI CANNULATED FEMORAL NAIL 480MM-STERILE | Trauma | EA
474.531S | 10886982234094 | 15MM TI CANNULATED FEMORAL NAIL 300MM-STERILE | Trauma | EA
474.532S | 10886982234117 | 15MM TI CANNULATED FEMORAL NAIL 320MM-STERILE | Trauma | EA
474.534S | 10886982234131 | 15MM TI CANNULATED FEMORAL NAIL 340MM-STERILE | Trauma | EA
474.536S | 10886982234155 | 15MM TI CANNULATED FEMORAL NAIL 360MM-STERILE | Trauma | EA
474.538S | 10886982234179 | 15MM TI CANNULATED FEMORAL NAIL 380MM-STERILE | Trauma | EA
474.541S | 10886982234193 | 15MM TI CANNULATED FEMORAL NAIL 400MM-STERILE | Trauma | EA
474.542S | 10886982234216 | 15MM TI CANNULATED FEMORAL NAIL 420MM-STERILE | Trauma | EA
474.544S | 10886982234230 | 15MM TI CANNULATED FEMORAL NAIL 440MM-STERILE | Trauma | EA
474.546S | 10886982234254 | 15MM TI CANNULATED FEMORAL NAIL 460MM-STERILE | Trauma | EA
474.548S | 10886982234278 | 15MM TI CANNULATED FEMORAL NAIL 480MM-STERILE | Trauma | EA
145.04FPA | 10886982139139 | 4.5MM TI CANNULATED SCREW INSTR INTRO SET-COMPLETE | Trauma | EA
462.722 | 10886982232151 | 7.5MM TI SOLID HUMERAL NAIL 220MM | Trauma | EA
462.723 | 10886982232168 | 7.5MM TI SOLID HUMERAL NAIL 230MM | Trauma | EA
292.06E | 10886982180285 | 0.6MM KIRSCHNER WIRE W/TROCAR POINT 70MM | Trauma | EA
292.08E | 10886982180308 | 0.8MM KIRSCHNER WIRE W/TROCAR POINT 70MM | Trauma | EA
292.10E | 10886982180322 | 1.0MM KIRSCHNER WIRE W/TROCAR POINT 150MM | Trauma | EA
292.12E | 10886982180353 | 1.25MM KIRSCHNER WIRE W/TROCAR POINT 150MM | Trauma | EA
292.16E | 10886982180384 | 1.6MM KIRSCHNER WIRE W/TROCAR POINT 150MM | Trauma | EA
292.20E | 10886982180421 | 2.0MM KIRSCHNER WIRE W/TROCAR POINT 150MM | Trauma | EA
292.25E | 10886982180452 | 2.5MM KIRSCHNER WIRE W/TROCAR POINT 150MM | Trauma | EA
292.30E | 10886982180490 | 3.0MM KIRSCHNER WIRE W/TROCAR POINT 150MM | Trauma | EA
398.811D | 10886982201683 | PLATE HOLDING FORCEPS WITH SWIVEL FOOT/SIZE 0-DEMO | Trauma | EA
398.812D | 10886982201706 | PLATE HOLDING FORCEPS WITH SWIVEL FOOT/SIZE 1-DEMO | Trauma | EA
398.813D | 10886982201720 | PLATE HOLDING FORCEPS WITH SWIVEL FOOT/SIZE 2-DEMO | Trauma | EA
398.814D | 10886982201744 | PLATE HOLDING FORCEPS WITH SWIVEL FOOT/SIZE 3-DEMO | Trauma | EA
398.819D | 10886982201775 | PLATE HOLDING FORCEPS WITH SWIVEL FOOT 150MM-DEMO | Trauma | EA
292.62E | 10886982180704 | 1.25MM THREADED GUIDE WIRE 150MM | Trauma | EA
292.75E | 10886982180957 | 2.5MM KIRSCHNER WIRE W/15MM THREAD-SPADE POINT 150MM | Trauma | EA
492.12E | 10886982236241 | 1.25MM TI KIRSCHNER WIRE 150MM | Trauma | EA
492.16E | 10886982236265 | 1.6MM TI KIRSCHNER WIRE 150MM | Trauma | EA
492.20E | 10886982236302 | 2.0MM TI KIRSCHNER WIRE 150MM | Trauma | EA
291.24E | 10886982180216 | 0.6MM PRECUT CERCLAGE WIRE SOFT/175MM | Trauma | EA
291.26E | 10886982180230 | 0.8MM PRECUT CERCLAGE WIRE SOFT/200MM | Trauma | EA
291.01E | 10886982180070 | 1.0MM CERCLAGE WIRE WITH EYE 280MM | Trauma | EA
291.02E | 10886982180094 | 1.25MM CERCLAGE WIRE WITH EYE 280MM | Trauma | EA
392.18E | 10886982198686 | PROTECTIVE CAP FOR KIRSCHNER WIRES | Trauma | EA
145.335E | 10886982139832 | PERCUTANEOUS REDUCTION FORCEPS INSTRUMENT & IMPLANT SET-EVAL | Trauma | EA
105.17 | 10886982134202 | 3.0MM CANNULATED SCREW INSTRUMENT & IMPLANT SET | Trauma | EA
105.17PA | 10886982134233 | 3.0MM CANNULATED SCREW INSTRUMENT INTRO SET | Trauma | EA
105.17PI | 10886982134240 | 3.0MM CANNULATED SCREW IMPLANT INTRODUCTORY SET | Trauma | EA
145.17 | 10886982139290 | 3.0MM TI CANNULATED SCREW INSTRUMENT & IMPLANT SET | Trauma | EA
145.17PA | 10886982139313 | 3.0MM TI CANNULATED SCREW INSTRUMENT INTRO SET | Trauma | EA
145.17PI | 10886982139320 | 3.0MM TI CANNULATED SCREW IMPLANT INTRODUCTORY SET | Trauma | EA
401.811 | 10886982204905 | 2.0MM TI CORTEX SCREW SELF-TAPPING 11MM | Trauma | EA
401.813 | 10886982204943 | 2.0MM TI CORTEX SCREW SELF-TAPPING 13MM | Trauma | EA
462.950S | 10886982232182 | TI END CAP - STERILE 0MM EXT FOR TI SOLID HUMERAL NAILS | Trauma | EA
462.955S | 10886982232205 | TI END CAP - STERILE 5MM EXT FOR TI SOLID HUMERAL NAILS | Trauma | EA
462.960S | 10886982232229 | TI END CAP - STERILE 10MM EXT FOR TI SOLID HUMERAL NAILS | Trauma | EA
462.965S | 10886982232243 | TI END CAP - STERILE 15MM EXT FOR TI SOLID HUMERAL NAILS | Trauma | EA
236.354 | 10886982160577 | 90 DEG INFANT OSTEOTOMY PLATE 42MM/12MM | Trauma | EA
105.54S | 10886982136459 | TI UNREAMED TIBIAL NAIL SET STERILE | Trauma | EA
115.985 | 10886982138606 | MINI EXTERNAL FIXATOR INSTR & IMPLANT SET | Trauma | EA
105.655 | 10886982136862 | TI FEMORAL NAIL STANDARD INS & LKG SET W/LOCKING BOLTS | Trauma | EA
D10 | 10886982000439 | LOWER ANVIL ADJUSTMENT SCREW | Trauma | EA
355.01S | 10886982194749 | MEDULLARY TUBE - STERILE | Trauma | EA
323.35.3 | 10886982190819 | 3.5MM LC-DCP DRILL GUIDE COMPRESSION SUB-ASSY/GOLD | Trauma | EA
105.655S | 10886982136923 | TI FEMORAL NAIL STANDARD INSERTION & LOCKING SET- STER | Trauma | EA
145.17E | 10886982139306 | 3.0MM TI CANNULATED SCREW INSTRUMENT & IMPLANT SET-EVAL | Trauma | EA
105.17E | 10886982134226 | 3.0MM CANNULATED SCREW INSTRUMENT & IMPLANT SET-EVAL | Trauma | EA
105.17SS | 10886982134264 | 3.0MM CANNULATED SCREW INSTRUMENT SALES SAMPLE SET | Trauma | EA
458.120S | 10886982229427 | TI END CAP - STERILE FOR TI CANNULATED TIBIAL NAILS | Trauma | EA
485.125S | 10886982235534 | 11MM TI CANNULATED TIBIAL NAIL 255MM - STERILE | Trauma | EA
485.127S | 10886982235558 | 11MM TI CANNULATED TIBIAL NAIL 270MM - STERILE | Trauma | EA
485.128S | 10886982235572 | 11MM TI CANNULATED TIBIAL NAIL 285MM - STERILE | Trauma | EA
485.130S | 10886982235596 | 11MM TI CANNULATED TIBIAL NAIL 300MM - STERILE | Trauma | EA
485.131S | 10886982235619 | 11MM TI CANNULATED TIBIAL NAIL 315MM - STERILE | Trauma | EA
485.133S | 10886982235633 | 11MM TI CANNULATED TIBIAL NAIL 330MM - STERILE | Trauma | EA
485.134S | 10886982235657 | 11MM TI CANNULATED TIBIAL NAIL 345MM - STERILE | Trauma | EA
485.136S | 10886982235671 | 11MM TI CANNULATED TIBIAL NAIL 360MM - STERILE | Trauma | EA
485.138S | 10886982235695 | 11MM TI CANNULATED TIBIAL NAIL 380MM - STERILE | Trauma | EA
485.140S | 10886982235718 | 11MM TI CANNULATED TIBIAL NAIL 400MM - STERILE | Trauma | EA
485.142S | 10886982235732 | 11MM TI CANNULATED TIBIAL NAIL 420MM - STERILE | Trauma | EA
485.225S | 10886982235756 | 12MM TI CANNULATED TIBIAL NAIL 255MM - STERILE | Trauma | EA
485.227S | 10886982235770 | 12MM TI CANNULATED TIBIAL NAIL 270MM - STERILE | Trauma | EA
485.228S | 10886982235794 | 12MM TI CANNULATED TIBIAL NAIL 285MM - STERILE | Trauma | EA
485.230S | 10886982235817 | 12MM TI CANNULATED TIBIAL NAIL 300MM - STERILE | Trauma | EA
485.231S | 10886982235831 | 12MM TI CANNULATED TIBIAL NAIL 315MM - STERILE | Trauma | EA
485.233S | 10886982235855 | 12MM TI CANNULATED TIBIAL NAIL 330MM - STERILE | Trauma | EA
485.234S | 10886982235879 | 12MM TI CANNULATED TIBIAL NAIL 345MM - STERILE | Trauma | EA
485.236S | 10886982235893 | 12MM TI CANNULATED TIBIAL NAIL 360MM - STERILE | Trauma | EA
485.238S | 10886982235916 | 12MM TI CANNULATED TIBIAL NAIL 380MM - STERILE | Trauma | EA
485.240S | 10886982235930 | 12MM TI CANNULATED TIBIAL NAIL 400MM - STERILE | Trauma | EA
485.242S | 10886982235954 | 12MM TI CANNULATED TIBIAL NAIL 420MM - STERILE | Trauma | EA
485.325S | 10886982235978 | 13MM TI CANNULATED TIBIAL NAIL 255MM - STERILE | Trauma | EA
485.328S | 10886982236012 | 13MM TI CANNULATED TIBIAL NAIL 285MM - STERILE | Trauma | EA
485.330S | 10886982236036 | 13MM TI CANNULATED TIBIAL NAIL 300MM - STERILE | Trauma | EA
485.331S | 10886982236050 | 13MM TI CANNULATED TIBIAL NAIL 315MM - STERILE | Trauma | EA
485.333S | 10886982236074 | 13MM TI CANNULATED TIBIAL NAIL 330MM - STERILE | Trauma | EA
485.334S | 10886982236098 | 13MM TI CANNULATED TIBIAL NAIL 345MM - STERILE | Trauma | EA
485.338S | 10886982236135 | 13MM TI CANNULATED TIBIAL NAIL 380MM - STERILE | Trauma | EA
485.340S | 10886982236159 | 13MM TI CANNULATED TIBIAL NAIL 400MM - STERILE | Trauma | EA
485.342S | 10886982236173 | 13MM TI CANNULATED TIBIAL NAIL 420MM - STERILE | Trauma | EA
241.231 | 10886982166135 | 3.5MM T-PLATE 3 HOLES HEAD/ 3 HOLES SHAFT-OBLIQUE ANGLE | Trauma | EA
241.241 | 10886982166159 | 3.5MM T-PLATE 3 HOLES HEAD/ 4 HOLES SHAFT-OBLIQUE ANGLE | Trauma | EA
241.252 | 10886982166180 | 3.5MM T-PLATE 3 HOLES HEAD/ 5 HOLES SHAFT-OBLIQUE ANGLE | Trauma | EA
105.655PI | 10886982136916 | TI FEMORAL NAIL STANDARD IMPLANT INTRODUCTORY SET | Trauma | EA
105.655SPI | 10886982136930 | TI FEMORAL NAIL STANDARD IMPLANT INTRO SET - STERILE | Trauma | EA
105.655PA | 10886982136893 | TI FEMORAL NAIL STANDARD INSTR INTRODUCTORY SET | Trauma | EA
105.655PB | 10886982136909 | TI FEMORAL NAIL STANDARD INSTR UPGRADE INTRODUCTORY SET | Trauma | EA
115.985E | 10886982138613 | MINI EXTERNAL FIXATOR SET-EVAL | Trauma | EA
458.18S | 10886982229441 | 3.9MM TI LOCKING BOLT 18MM - STERILE | Trauma | EA
458.20S | 10886982229465 | 3.9MM TI LOCKING BOLT 20MM - STERILE | Trauma | EA
458.22S | 10886982229489 | 3.9MM TI LOCKING BOLT 22MM - STERILE | Trauma | EA
458.24S | 10886982229502 | 3.9MM TI LOCKING BOLT 24MM - STERILE | Trauma | EA
241.251 | 10886982166173 | SMALL T-PLATE 4 HOLE HEAD / 5 HOLE SHAFT | Trauma | EA
304.543 | 10886982184245 | 7.3MM TI CANNULATED SCREW GRAPHIC CASE UPPER TRAY | Trauma | EA
145.204 | 10886982139658 | 2.0MM TI HAND MODULE SET | Trauma | EA
145.205 | 10886982139696 | 2.4MM TI HAND MODULE SET | Trauma | EA
145.203 | 10886982139610 | 1.5MM TI HAND MODULE SET | Trauma | EA
145.202 | 10886982139573 | 1.0MM/1.3MM TI HAND MODULE SET | Trauma | EA
145.200 | 10886982139498 | TI MODULAR HAND SYSTEM | Trauma | EA
351.013 | 10886982193636 | 3MM REAMING ROD/1250MM WITH STRAIGHT BALL TIP | Trauma | EA
145.200SS | 10886982139542 | TI MODULAR HAND SYSTEM-SALES SAMPLE (ORTHOPEDIC) | Trauma | EA
105.570 | 10886982136473 | TI TIBIAL NAIL INSERTION AND LOCKING SET WITH LOCKING BOLTS | Trauma | EA
105.321 | 10886982135100 | DCSÂ® ONE-STEP IMPLANT SET | Trauma | EA
304.245 | 10886982183200 | DHSÂ® ONE-STEP UNIVERSAL IMPLANT SET GRAPHIC CASE | Trauma | EA
304.005 | 10886982183002 | DHSÂ®/DCSÂ® ONE-STEP BASIC INSTRUMENT SET GRAPHIC CASE | Trauma | EA
145.200E | 10886982139504 | TI MODULAR HAND SYSTEM-EVAL | Trauma | EA
485.125 | 10886982235527 | 11MM TI CANNULATED TIBIAL NAIL 255MM | Trauma | EA
485.127 | 10886982235541 | 11MM TI CANNULATED TIBIAL NAIL 270MM | Trauma | EA
485.128 | 10886982235565 | 11MM TI CANNULATED TIBIAL NAIL 285MM | Trauma | EA
485.130 | 10886982235589 | 11MM TI CANNULATED TIBIAL NAIL 300MM | Trauma | EA
485.131 | 10886982235602 | 11MM TI CANNULATED TIBIAL NAIL 315MM | Trauma | EA
485.133 | 10886982235626 | 11MM TI CANNULATED TIBIAL NAIL 330MM | Trauma | EA
485.134 | 10886982235640 | 11MM TI CANNULATED TIBIAL NAIL 345MM | Trauma | EA
485.136 | 10886982235664 | 11MM TI CANNULATED TIBIAL NAIL 360MM | Trauma | EA
485.138 | 10886982235688 | 11MM TI CANNULATED TIBIAL NAIL 380MM | Trauma | EA
485.140 | 10886982235701 | 11MM TI CANNULATED TIBIAL NAIL 400MM | Trauma | EA
485.142 | 10886982235725 | 11MM TI CANNULATED TIBIAL NAIL 420MM | Trauma | EA
485.225 | 10886982235749 | 12MM TI CANNULATED TIBIAL NAIL 255MM | Trauma | EA
485.227 | 10886982235763 | 12MM TI CANNULATED TIBIAL NAIL 270MM | Trauma | EA
485.228 | 10886982235787 | 12MM TI CANNULATED TIBIAL NAIL 285MM | Trauma | EA
485.230 | 10886982235800 | 12MM TI CANNULATED TIBIAL NAIL 300MM | Trauma | EA
485.231 | 10886982235824 | 12MM TI CANNULATED TIBIAL NAIL 315MM | Trauma | EA
485.233 | 10886982235848 | 12MM TI CANNULATED TIBIAL NAIL 330MM | Trauma | EA
485.234 | 10886982235862 | 12MM TI CANNULATED TIBIAL NAIL 345MM | Trauma | EA
485.236 | 10886982235886 | 12MM TI CANNULATED TIBIAL NAIL 360MM | Trauma | EA
485.238 | 10886982235909 | 12MM TI CANNULATED TIBIAL NAIL 380MM | Trauma | EA
485.240 | 10886982235923 | 12MM TI CANNULATED TIBIAL NAIL 400MM | Trauma | EA
485.242 | 10886982235947 | 12MM TI CANNULATED TIBIAL NAIL 420MM | Trauma | EA
485.325 | 10886982235961 | 13MM TI CANNULATED TIBIAL NAIL 255MM | Trauma | EA
485.327 | 10886982235985 | 13MM TI CANNULATED TIBIAL NAIL 270MM | Trauma | EA
485.328 | 10886982236005 | 13MM TI CANNULATED TIBIAL NAIL 285MM | Trauma | EA
485.330 | 10886982236029 | 13MM TI CANNULATED TIBIAL NAIL 300MM | Trauma | EA
485.331 | 10886982236043 | 13MM TI CANNULATED TIBIAL NAIL 315MM | Trauma | EA
485.333 | 10886982236067 | 13MM TI CANNULATED TIBIAL NAIL 330MM | Trauma | EA
485.334 | 10886982236081 | 13MM TI CANNULATED TIBIAL NAIL 345MM | Trauma | EA
485.336 | 10886982236104 | 13MM TI CANNULATED TIBIAL NAIL 360MM | Trauma | EA
485.338 | 10886982236128 | 13MM TI CANNULATED TIBIAL NAIL 380MM | Trauma | EA
485.340 | 10886982236142 | 13MM TI CANNULATED TIBIAL NAIL 400MM | Trauma | EA
485.342 | 10886982236166 | 13MM TI CANNULATED TIBIAL NAIL 420MM | Trauma | EA
105.108 | 10886982134028 | BASIC SCREW SET W/ SLF-TPNG SCREWS (W/O MALLEOLAR SCR) | Trauma | EA
394.071E | 10886982199546 | MINI LENGTHENING APPARATUS 110MM - EVAL | Trauma | EA
394.08E | 10886982199577 | MINI LENGTHENING APPARATUS 160MM - EVAL | Trauma | EA
145.200PM | 10886982139535 | TI MODULAR HAND INSTRUMENT SET-COMPLETE (MAXILLOFACIAL) | Trauma | EA
145.201PM | 10886982139566 | MODULAR HAND INSTRUMENT INTRO SET - SMF | Trauma | EA
145.202PM | 10886982139603 | 1.0/1.3MM HAND MODULE INSTR INTRODUCTORY SET - SMF | Trauma | EA
145.203PM | 10886982139641 | 1.5MM HAND MODULE INSTR INTRODUCTORY SET - SMF | Trauma | EA
145.204PM | 10886982139689 | 2.0MM HAND MODULE INSTR INTRODUCTORY SET - SMF | Trauma | EA
145.205PM | 10886982139726 | 2.4MM HAND MODULE INSTR INTRODUCTORY SET - SMF | Trauma | EA
145.200PI | 10886982139528 | TI MODULAR HAND IMPLANT SET- COMPLETE | Trauma | EA
145.202PI | 10886982139597 | 1.0MM/1.3MM TI HAND MODULE IMPLANT SET | Trauma | EA
145.203PI | 10886982139634 | 1.5MM TI HAND MODULE IMPLANT SET | Trauma | EA
145.204PI | 10886982139672 | 2.0MM TI HAND MODULE IMPLANT SET | Trauma | EA
145.205PI | 10886982139719 | 2.4MM TI HAND MODULE IMPLANT SET | Trauma | EA
145.200PA | 10886982139511 | TI MODULAR HAND INSTRUMENT SET-COMPLETE | Trauma | EA
145.201PA | 10886982139559 | TI MODULAR HAND INSTRUMENT SET | Trauma | EA
145.202PA | 10886982139580 | 1.0MM/1.3MM TI HAND MODULE INSTRUMENT SET | Trauma | EA
145.203PA | 10886982139627 | 1.5MM TI HAND MODULE INSTRUMENT SET | Trauma | EA
145.204PA | 10886982139665 | 2.0MM TI HAND MODULE INSTRUMENT SET | Trauma | EA
145.205PA | 10886982139702 | 2.4MM TI HAND MODULE INSTRUMENT SET | Trauma | EA
292.26E | 10886982180476 | 2.5MM KIRSCHNER WIRE W/TROCAR POINT 285MM | Trauma | EA
394.97E | 10886982199997 | PROTECTIVE CAPS FOR 11.0MM TUBES & CARBON FIBER RODS | Trauma | EA
357.005 |  | 17.0MM CANNULATED DRILL BIT/JC 312MM | Trauma
310.113S | 10886982185952 | 1.1MM DRILL BIT/STRYKER J-LTCH 65MM-STERILE | Trauma | EA
310.16JS | 10886982186065 | 1.5MM DRILL BIT/JC/95MM STERILE | Trauma | EA
310.203S | 10886982186171 | 2.0MM DRILL BIT/STRYKER J-LTCH 75MM-STERILE | Trauma | EA
310.28JS | 10886982186393 | 2.7MM DRILL BIT/JC/110MM STERILE | Trauma | EA
315.35S | 10886982189325 | 3.5MM THREE-FLUTED DRILL BIT QC/110MM-STERILE | Trauma | EA
316.236S | 10886982189523 | 1.0MM DRILL BIT STRYKER J-LATCH/60MM-STERILE | Trauma | EA
316.306S | 10886982189646 | 0.76MM DRILL BIT/STRYKER J-LATCH/6MM STOP/44.5MM-STER | Trauma | EA
316.403S | 10886982189806 | 1.3MM DRILL BIT STRYKER J-LATCH/65MM-STERILE | Trauma | EA
317.235.96S | 10886982189820 | 1.1MM DRILL BIT/STRYKER J-LATCH/40MM STOP/65MM-STERILE | Trauma | EA
317.435.96S | 10886982189844 | 1.5MM DRILL BIT STRYKER J-LATCH/60MM STOP/85MM-STERILE | Trauma | EA
317.867S | 10886982189882 | 1.8MM DRILL BIT STRYKER J-LATCH/90MM-STERILE | Trauma | EA
317.872S | 10886982189929 | 2.4MM DRILL BIT STRYKER J-LATCH/90MM-STERILE | Trauma | EA
360.01S | 10886982197290 | 6.0MM CANNULATED DRILL BIT QC/190MM-STERILE | Trauma | EA
360.02S | 10886982197313 | 7.0MM CANNULATED DRILL BIT QC/190MM-STERILE | Trauma | EA
360.03S | 10886982197337 | 8.0MM CANNULATED DRILL BIT/QC 190MM-STERILE | Trauma | EA
360.04S | 10886982197351 | 9.0MM CANNULATED DRILL BIT/QC 190MM-STERILE | Trauma | EA
360.07S | 10886982197436 | 12.0MM CANNULATED DRILL BIT/QC 190MM-STERILE | Trauma | EA
115.985PA | 10886982138620 | MINI EXTERNAL FIXATOR INSTRUMENT INTRO SET | Trauma | EA
115.985PI | 10886982138637 | MINI EXTERNAL FIXATOR IMPLANT INTRO SET | Trauma | EA
450.701 | 10886982224514 | 9MM TI SOLID DISTAL FEMORAL NAIL 160MM | Trauma | EA
450.702 | 10886982224538 | 9MM TI SOLID DISTAL FEMORAL NAIL 200MM | Trauma | EA
450.703 | 10886982224552 | 9MM TI SOLID DISTAL FEMORAL NAIL 240MM | Trauma | EA
450.704 | 10886982224576 | 9MM TI SOLID DISTAL FEMORAL NAIL 280MM | Trauma | EA
450.705 | 10886982224590 | 9MM TI SOLID DISTAL FEMORAL NAIL 300MM | Trauma | EA
450.706 | 10886982224613 | 9MM TI SOLID DISTAL FEMORAL NAIL 320MM | Trauma | EA
450.707 | 10886982224637 | 9MM TI SOLID DISTAL FEMORAL NAIL 340MM | Trauma | EA
450.708 | 10886982224651 | 9MM TI SOLID DISTAL FEMORAL NAIL 360MM | Trauma | EA
450.709 | 10886982224675 | 9MM TI SOLID DISTAL FEMORAL NAIL 380MM | Trauma | EA
450.710 | 10886982224699 | 9MM TI SOLID DISTAL FEMORAL NAIL 400MM | Trauma | EA
450.711 | 10886982224712 | 9MM TI SOLID DISTAL FEMORAL NAIL 420MM | Trauma | EA
450.712 | 10886982224736 | 9MM TI SOLID DISTAL FEMORAL NAIL 440MM | Trauma | EA
450.713 | 10886982224750 | 9MM TI SOLID DISTAL FEMORAL NAIL 460MM | Trauma | EA
450.781 | 10886982224835 | 10MM TI CANNULATED DISTAL FEMORAL NAIL 160MM | Trauma | EA
450.783 | 10886982224873 | 10MM TI CANNULATED DISTAL FEMORAL NAIL 240MM | Trauma | EA
450.784 | 10886982224897 | 10MM TI CANNULATED DISTAL FEMORAL NAIL 280MM | Trauma | EA
450.785 | 10886982224910 | 10MM TI CANNULATED DISTAL FEMORAL NAIL 300MM | Trauma | EA
450.786 | 10886982224934 | 10MM TI CANNULATED DISTAL FEMORAL NAIL 320MM | Trauma | EA
450.787 | 10886982224958 | 10MM TI CANNULATED DISTAL FEMORAL NAIL 340MM | Trauma | EA
450.788 | 10886982224972 | 10MM TI CANNULATED DISTAL FEMORAL NAIL 360MM | Trauma | EA
450.790 | 10886982225016 | 10MM TI CANNULATED DISTAL FEMORAL NAIL 400MM | Trauma | EA
450.791 | 10886982225030 | 10MM TI CANNULATED DISTAL FEMORAL NAIL 420MM | Trauma | EA
450.792 | 10886982225054 | 10MM TI CANNULATED DISTAL FEMORAL NAIL 440MM | Trauma | EA
450.793 | 10886982225078 | 10MM TI CANNULATED DISTAL FEMORAL NAIL 460MM | Trauma | EA
450.801 | 10886982225153 | 11MM TI CANNULATED DISTAL FEMORAL NAIL 160MM | Trauma | EA
450.802 | 10886982225177 | 11MM TI CANNULATED DISTAL FEMORAL NAIL 200MM | Trauma | EA
450.803 | 10886982225191 | 11MM TI CANNULATED DISTAL FEMORAL NAIL 240MM | Trauma | EA
450.804 | 10886982225214 | 11MM TI CANNULATED DISTAL FEMORAL NAIL 280MM | Trauma | EA
450.805 | 10886982225238 | 11MM TI CANNULATED DISTAL FEMORAL NAIL 300MM | Trauma | EA
450.806 | 10886982225252 | 11MM TI CANNULATED DISTAL FEMORAL NAIL 320MM | Trauma | EA
450.807 | 10886982225276 | 11MM TI CANNULATED DISTAL FEMORAL NAIL 340MM | Trauma | EA
450.808 | 10886982225290 | 11MM TI CANNULATED DISTAL FEMORAL NAIL 360MM | Trauma | EA
450.809 | 10886982225313 | 11MM TI CANNULATED DISTAL FEMORAL NAIL 380MM | Trauma | EA
450.810 | 10886982225337 | 11MM TI CANNULATED DISTAL FEMORAL NAIL 400MM | Trauma | EA
450.811 | 10886982225351 | 11MM TI CANNULATED DISTAL FEMORAL NAIL 420MM | Trauma | EA
450.812 | 10886982225375 | 11MM TI CANNULATED DISTAL FEMORAL NAIL 440MM | Trauma | EA
450.813 | 10886982225399 | 11MM TI CANNULATED DISTAL FEMORAL NAIL 460MM | Trauma | EA
450.821 | 10886982225474 | 12MM TI CANNULATED DISTAL FEMORAL NAIL 160MM | Trauma | EA
450.822 | 10886982225498 | 12MM TI CANNULATED DISTAL FEMORAL NAIL 200MM | Trauma | EA
450.823 | 10886982225511 | 12MM TI CANNULATED DISTAL FEMORAL NAIL 240MM | Trauma | EA
450.824 | 10886982225535 | 12MM TI CANNULATED DISTAL FEMORAL NAIL 280MM | Trauma | EA
450.825 | 10886982225559 | 12MM TI CANNULATED DISTAL FEMORAL NAIL 300MM | Trauma | EA
450.826 | 10886982225573 | 12MM TI CANNULATED DISTAL FEMORAL NAIL 320MM | Trauma | EA
450.827 | 10886982225597 | 12MM TI CANNULATED DISTAL FEMORAL NAIL 340MM | Trauma | EA
450.828 | 10886982225610 | 12MM TI CANNULATED DISTAL FEMORAL NAIL 360MM | Trauma | EA
450.829 | 10886982225634 | 12MM TI CANNULATED DISTAL FEMORAL NAIL 380MM | Trauma | EA
450.830 | 10886982225658 | 12MM TI CANNULATED DISTAL FEMORAL NAIL 400MM | Trauma | EA
450.831 | 10886982225672 | 12MM TI CANNULATED DISTAL FEMORAL NAIL 420MM | Trauma | EA
450.832 | 10886982225696 | 12MM TI CANNULATED DISTAL FEMORAL NAIL 440MM | Trauma | EA
450.833 | 10886982225719 | 12MM TI CANNULATED DISTAL FEMORAL NAIL 460MM | Trauma | EA
450.841 | 10886982225795 | 13MM TI CANNULATED DISTAL FEMORAL NAIL 160MM | Trauma | EA
450.842 | 10886982225818 | 13MM TI CANNULATED DISTAL FEMORAL NAIL 200MM | Trauma | EA
450.843 | 10886982225832 | 13MM TI CANNULATED DISTAL FEMORAL NAIL 240MM | Trauma | EA
450.844 | 10886982225856 | 13MM TI CANNULATED DISTAL FEMORAL NAIL 280MM | Trauma | EA
450.845 | 10886982225870 | 13MM TI CANNULATED DISTAL FEMORAL NAIL 300MM | Trauma | EA
450.846 | 10886982225894 | 13MM TI CANNULATED DISTAL FEMORAL NAIL 320MM | Trauma | EA
450.847 | 10886982225917 | 13MM TI CANNULATED DISTAL FEMORAL NAIL 340MM | Trauma | EA
450.848 | 10886982225931 | 13MM TI CANNULATED DISTAL FEMORAL NAIL 360MM | Trauma | EA
450.849 | 10886982225955 | 13MM TI CANNULATED DISTAL FEMORAL NAIL 380MM | Trauma | EA
450.850 | 10886982225979 | 13MM TI CANNULATED DISTAL FEMORAL NAIL 400MM | Trauma | EA
450.851 | 10886982225993 | 13MM TI CANNULATED DISTAL FEMORAL NAIL 420MM | Trauma | EA
450.852 | 10886982226013 | 13MM TI CANNULATED DISTAL FEMORAL NAIL 440MM | Trauma | EA
450.853 | 10886982226037 | 13MM TI CANNULATED DISTAL FEMORAL NAIL 460MM | Trauma | EA
450.704S | 10886982224583 | 9MM TI SOLID DISTAL FEMORAL NAIL 280MM-STERILE | Trauma | EA
450.706S | 10886982224620 | 9MM TI SOLID DISTAL FEMORAL NAIL 320MM-STERILE | Trauma | EA
450.707S | 10886982224644 | 9MM TI SOLID DISTAL FEMORAL NAIL 340MM-STERILE | Trauma | EA
450.709S | 10886982224682 | 9MM TI SOLID DISTAL FEMORAL NAIL 380MM-STERILE | Trauma | EA
450.710S | 10886982224705 | 9MM TI SOLID DISTAL FEMORAL NAIL 400MM-STERILE | Trauma | EA
450.711S | 10886982224729 | 9MM TI SOLID DISTAL FEMORAL NAIL 420MM-STERILE | Trauma | EA
450.781S | 10886982224842 | 10MM TI CANN DISTAL FEMORAL NAIL 160MM-STERILE | Trauma | EA
450.792S | 10886982225061 | 10MM TI CANN DISTAL FEMORAL NAIL 440MM-STERILE | Trauma | EA
450.793S | 10886982225085 | 10MM TI CANN DISTAL FEMORAL NAIL 460MM-STERILE | Trauma | EA
450.821S | 10886982225481 | 12MM TI CANN DISTAL FEMORAL NAIL 160MM-STERILE | Trauma | EA
450.801S | 10886982225160 | 11MM TI CANN DISTAL FEMORAL NAIL 160MM-STERILE | Trauma | EA
450.822S | 10886982225504 | 12MM TI CANN DISTAL FEMORAL NAIL 200MM-STERILE | Trauma | EA
450.802S | 10886982225184 | 11MM TI CANN DISTAL FEMORAL NAIL 200MM-STERILE | Trauma | EA
450.823S | 10886982225528 | 12MM TI CANN DISTAL FEMORAL NAIL 240MM-STERILE | Trauma | EA
450.803S | 10886982225207 | 11MM TI CANN DISTAL FEMORAL NAIL 240MM-STERILE | Trauma | EA
450.825S | 10886982225566 | 12MM TI CANN DISTAL FEMORAL NAIL 300MM-STERILE | Trauma | EA
450.805S | 10886982225245 | 11MM TI CANN DISTAL FEMORAL NAIL 300MM-STERILE | Trauma | EA
450.806S | 10886982225269 | 11MM TI CANN DISTAL FEMORAL NAIL 320MM-STERILE | Trauma | EA
450.807S | 10886982225283 | 11MM TI CANN DISTAL FEMORAL NAIL 340MM-STERILE | Trauma | EA
450.810S | 10886982225344 | 11MM TI CANN DISTAL FEMORAL NAIL 400MM-STERILE | Trauma | EA
450.811S | 10886982225368 | 11MM TI CANN DISTAL FEMORAL NAIL 420MM-STERILE | Trauma | EA
450.812S | 10886982225382 | 11MM TI CANN DISTAL FEMORAL NAIL 440MM-STERILE | Trauma | EA
450.832S | 10886982225702 | 12MM TI CANN DISTAL FEMORAL NAIL 440MM-STERILE | Trauma | EA
450.833S | 10886982225726 | 12MM TI CANN DISTAL FEMORAL NAIL 460MM-STERILE | Trauma | EA
450.813S | 10886982225405 | 11MM TI CANN DISTAL FEMORAL NAIL 460MM-STERILE | Trauma | EA
450.841S | 10886982225801 | 13MM TI CANN DISTAL FEMORAL NAIL 160MM-STERILE | Trauma | EA
450.842S | 10886982225825 | 13MM TI CANN DISTAL FEMORAL NAIL 200MM-STERILE | Trauma | EA
450.843S | 10886982225849 | 13MM TI CANN DISTAL FEMORAL NAIL 240MM-STERILE | Trauma | EA
450.845S | 10886982225887 | 13MM TI CANN DISTAL FEMORAL NAIL 300MM-STERILE | Trauma | EA
450.863S | 10886982226167 | 6.0MM TI LOCKING SCREW 55MM- F/DISTAL FEMORAL NAILS-STERILE | Trauma | EA
450.847S | 10886982225924 | 13MM TI CANN DISTAL FEMORAL NAIL 340MM-STERILE | Trauma | EA
450.849S | 10886982225962 | 13MM TI CANN DISTAL FEMORAL NAIL 380MM-STERILE | Trauma | EA
450.850S | 10886982225986 | 13MM TI CANN DISTAL FEMORAL NAIL 400MM-STERILE | Trauma | EA
450.896S | 10886982226426 | TI END CAP FOR TI DISTAL FEMORAL NAIL-STERILE | Trauma | EA
450.852S | 10886982226020 | 13MM TI CANN DISTAL FEMORAL NAIL 440MM-STERILE | Trauma | EA
450.853S | 10886982226044 | 13MM TI CANN DISTAL FEMORAL NAIL 460MM-STERILE | Trauma | EA
105.521 | 10886982136367 | TI DISTAL FEMORAL NAIL INS & LKG SET W/LOCKING BOLTS | Trauma | EA
105.521SS | 10886982136411 | TI DFN INSERTION AND LOCKING SALES SAMPLE SET | Trauma | EA
105.521E | 10886982136381 | TI DISTAL FEMORAL NAIL INSERTION & LOCKING SET-EVAL | Trauma | EA
105.521D | 10886982136374 | TI DISTAL FEMORAL NAIL INSERTION & LOCKING SET-DEMO | Trauma | EA
393.648 | 10886982199249 | DYNAMIZATION CLIP FOR COMBINATION CLAMP | Trauma | EA
105.570E | 10886982136497 | TI TIBIAL NAIL INSERTION AND LOCKING SET-EVAL | Trauma | EA
105.570D | 10886982136480 | TI TIBIAL NAIL INSERTION AND LOCKING SET-DEMO | Trauma | EA
105.570PA | 10886982136510 | TI TIBIAL NAIL INSERTION AND LOCKING INTRO SET | Trauma | EA
105.570PB1 | 10886982136527 | TI TIBIAL NAIL INSERTION AND LOCKING UPGRADE SET 1 | Trauma | EA
105.570PB2 | 10886982136534 | TI TIBIAL NAIL INSERTION AND LOCKING UPGRADE SET 2 | Trauma | EA
236.352S | 10886982160560 | 90 DEG INFANT OSTEOTOMY PLATE 37MM/12MM-STERILE | Trauma | EA
236.354S | 10886982160584 | 90 DEG INFANT OSTEOTOMY PLATE 42MM/12MM-STERILE | Trauma | EA
105.521PA | 10886982136398 | TI DFN INSERTION AND LOCKING INTRODUCTORY SET | Trauma | EA
359.111 | 10886982197009 | 8.5MM FLEXIBLE MEDULLARY REAMER/FLAT WIRE/385MM | Trauma | EA
359.112 | 10886982197016 | 9.0MM FLEXIBLE MEDULLARY REAMER/FLAT WIRE/385MM | Trauma | EA
359.113 | 10886982197023 | 9.5MM FLEXIBLE MEDULLARY REAMER/FLAT WIRE/385MM | Trauma | EA
359.114 | 10886982197030 | 10.0MM FLEXIBLE MEDULLARY REAMER/FLAT WIRE/385MM | Trauma | EA
359.115 | 10886982197047 | 10.5MM FLEXIBLE MEDULLARY REAMER/FLAT WIRE/385MM | Trauma | EA
485.025S | 10886982235312 | 10MM TI CANNULATED TIBIAL NAIL 255MM-STERILE | Trauma | EA
485.027S | 10886982235336 | 10MM TI CANNULATED TIBIAL NAIL 270MM-STERILE | Trauma | EA
485.028S | 10886982235350 | 10MM TI CANNULATED TIBIAL NAIL 285MM-STERILE | Trauma | EA
485.030S | 10886982235374 | 10MM TI CANNULATED TIBIAL NAIL 300MM-STERILE | Trauma | EA
485.031S | 10886982235398 | 10MM TI CANNULATED TIBIAL NAIL 315MM-STERILE | Trauma | EA
485.033S | 10886982235411 | 10MM TI CANNULATED TIBIAL NAIL 330MM-STERILE | Trauma | EA
485.034S | 10886982235435 | 10MM TI CANNULATED TIBIAL NAIL 345MM-STERILE | Trauma | EA
485.036S | 10886982235459 | 10MM TI CANNULATED TIBIAL NAIL 360MM-STERILE | Trauma | EA
485.038S | 10886982235473 | 10MM TI CANNULATED TIBIAL NAIL 380MM-STERILE | Trauma | EA
485.040S | 10886982235497 | 10MM TI CANNULATED TIBIAL NAIL 400MM-STERILE | Trauma | EA
485.042S | 10886982235510 | 10MM TI CANNULATED TIBIAL NAIL 420MM-STERILE | Trauma | EA
485.025 | 10886982235305 | 10MM TI CANNULATED TIBIAL NAIL 255MM | Trauma | EA
485.027 | 10886982235329 | 10MM TI CANNULATED TIBIAL NAIL 270MM | Trauma | EA
485.028 | 10886982235343 | 10MM TI CANNULATED TIBIAL NAIL 285MM | Trauma | EA
485.030 | 10886982235367 | 10MM TI CANNULATED TIBIAL NAIL 300MM | Trauma | EA
485.031 | 10886982235381 | 10MM TI CANNULATED TIBIAL NAIL 315MM | Trauma | EA
485.033 | 10886982235404 | 10MM TI CANNULATED TIBIAL NAIL 330MM | Trauma | EA
485.034 | 10886982235428 | 10MM TI CANNULATED TIBIAL NAIL 345MM | Trauma | EA
485.036 | 10886982235442 | 10MM TI CANNULATED TIBIAL NAIL 360MM | Trauma | EA
485.038 | 10886982235466 | 10MM TI CANNULATED TIBIAL NAIL 380MM | Trauma | EA
485.040 | 10886982235480 | 10MM TI CANNULATED TIBIAL NAIL 400MM | Trauma | EA
485.042 | 10886982235503 | 10MM TI CANNULATED TIBIAL NAIL 420MM | Trauma | EA
105.71 | 10886982137173 | TI ELASTIC NAIL INSTRUMENT AND IMPLANT SET | Trauma | EA
105.71E | 10886982137197 | TI ELASTIC NAIL INSTRUMENT AND IMPLANT SET-EVAL | Trauma | EA
105.71S | 10886982137227 | TI ELASTIC NAIL INSTRUMENT AND IMPLANT SET-STERILE | Trauma | EA
105.71PA | 10886982137203 | TI ELASTIC NAIL INSTRUMENT AND IMPLANT INTRODUCTORY SET | Trauma | EA
442.472 | 10886982222800 | TI DORSAL DISTAL RADIUS PLATE RIGHT | Trauma | EA
442.473 | 10886982222817 | TI VOLAR DISTAL RADIUS PLATE RIGHT | Trauma | EA
442.482 | 10886982222855 | TI DORSAL DISTAL RADIUS PLATE LEFT | Trauma | EA
442.483 | 10886982222862 | TI VOLAR DISTAL RADIUS PLATE LEFT | Trauma | EA
304.556 | 10886982184290 | FLEXIBLE HUMERAL NAIL SCREW RACK | Trauma | EA
475.045.SSD | 10886982234469 | DEMONSTRATION MODEL FLEXIBLE HUMERAL NAIL - STIFFENED | Trauma | EA
475.045.FSD | 10886982234452 | DEMONSTRATION MODEL FLEXIBLE HUMERAL NAIL - FLEXIBLE | Trauma | EA
305.080B | 10886982184542 | BASE / 90 DEG CANN LC-ANGLE BLADE PLATE GRAPHIC CASE | Trauma | EA
437.043S | 10886982218131 | 4.5MM 90 DEG TI CANN LC-ANGLED BLADE PLATE 4 HOLES/30MM-STER | Trauma | EA
437.044S | 10886982218148 | 4.5MM 90 DEG TI CANN LC-ANGLED BLADE PLATE 4 HOLES/40MM-STER | Trauma | EA
437.053S | 10886982218155 | 4.5MM 90 DEG TI CANN LC-ANGLED BLADE PLATE 5 HOLES/30MM-STER | Trauma | EA
437.054S | 10886982218162 | 4.5MM 90 DEG TI CANN LC-ANGLED BLADE PLATE 5 HOLES/40MM-STER | Trauma | EA
437.063S | 10886982218179 | 4.5MM 90 DEG TI CANN LC-ANGLED BLADE PLATE 6 HOLES/30MM-STER | Trauma | EA
437.064S | 10886982218186 | 4.5MM 90 DEG TI CANN LC-ANGLED BLADE PLATE 6 HOLES/40MM-STER | Trauma | EA
437.083S | 10886982218193 | 4.5MM 90 DEG TI CANN LC-ANGLED BLADE PLATE 8 HOLES/30MM-STER | Trauma | EA
437.084S | 10886982218209 | 4.5MM 90 DEG TI CANN LC-ANGLED BLADE PLATE 8 HOLES/40MM-STER | Trauma | EA
437.085S | 10886982218216 | 4.5MM 90 DEG TI CANN LC-ANGLED BLADE PLATE 8 HOLES/50MM-STER | Trauma | EA
437.086S | 10886982218223 | 4.5MM 90 DEG TI CANN LC-ANGLED BLADE PLATE 8 HOLES/60MM-STER | Trauma | EA
437.103S | 10886982218230 | 4.5MM 90 DEG TI CANN LC-ANGLED BLADE PLATE 10 HOLES/30MM-STER | Trauma | EA
437.104S | 10886982218247 | 4.5MM 90 DEG TI CANN LC-ANGLED BLADE PLATE 10 HOLES/40MM-STER | Trauma | EA
437.105S | 10886982218254 | 4.5MM 90 DEG TI CANN LC-ANGLED BLADE PLATE 10 HOLES/50MM-STER | Trauma | EA
437.106S | 10886982218261 | 4.5MM 90 DEG TI CANN LC-ANGLED BLADE PLATE 10 HOLES/60MM-STER | Trauma | EA
437.123S | 10886982218278 | 4.5MM 90 DEG TI CANN LC-ANGLED BLADE PLATE 12 HOLES/30MM-STER | Trauma | EA
437.124S | 10886982218285 | 4.5MM 90 DEG TI CANN LC-ANGLED BLADE PLATE 12 HOLES/40MM-STER | Trauma | EA
437.125S | 10886982218292 | 4.5MM 90 DEG TI CANN LC-ANGLED BLADE PLATE 12 HOLES/50MM-STER | Trauma | EA
437.126S | 10886982218308 | 4.5MM 90 DEG TI CANN LC-ANGLED BLADE PLATE 12 HOLES/60MM-STER | Trauma | EA
237.053S | 10886982160911 | 4.5MM 90 DEG CANN LC-ANGLED BLADE PLATE 5 HOLES/30MM-STER | Trauma | EA
105.71SS | 10886982137241 | TI ELASTIC NAIL INSTRUMENT AND IMPLANT SALES SAMPLE SET | Trauma | EA
292.600E | 10886982180674 | 1.25MM KIRSCHNER WIRE W/ THREADED TIP 100MM | Trauma | EA
292.708E | 10886982180858 | 1.6MM KIRSCHNER WIRE W/ THREADED TIP 100MM | Trauma | EA
475.045.ED | 10886982234445 | FLEXIBLE HUMERAL NAIL TRAINING AID 225MM | Trauma | EA
105.595E | 10886982136596 | TI FLEXIBLE HUMERAL NAIL INSERTION & LOCKING SET-EVAL | Trauma | EA
105.595D | 10886982136589 | TI FLEXIBLE HUMERAL NAIL INSERTION & LOCKING SET-DEMO | Trauma | EA
105.595SS | 10886982136602 | TI FLEXIBLE HUMERAL NAIL INSTR SET W/SCREW RACK-SALES SAMPLE | Trauma | EA
145.595D | 10886982140524 | 7.5MM TI FLEXIBLE HUMERAL NAIL SET-DEMO | Trauma | EA
145.596D | 10886982140531 | 9.0MM TI FLEXIBLE HUMERAL NAIL SET-DEMO | Trauma | EA
105.596 | 10886982136619 | HUMERAL MEDULLARY REAMER SET | Trauma | EA
105.596E | 10886982136626 | HUMERAL MEDULLARY REAMER SET- EVAL | Trauma | EA
105.596SS | 10886982136633 | FLEXIBLE REAMER SET | Trauma | EA
105.55PB | 10886982136466 | SS SOLID TIBIAL NAIL UPGRADE SET | Trauma | EA
105.17BSS | 10886982134219 | 3.0MM CANNULATED SCREW INSTR SALES SAMPLE SET-UPGRADE | Trauma | EA
105.446 | 10886982136039 | 4.5MM 90 DEG CANN LC-ANGLED BLADE PLATE INSTRUMENT SET | Trauma | EA
105.446S | 10886982136060 | 4.5MM 90 DEG CANN LC-ANGLED BLD PLATE INSTR/IMPL SET-STER | Trauma | EA
105.446E | 10886982136046 | 4.5MM 90 DEG CANN LC-ANGLED BLADE PLATE SET-EVAL | Trauma | EA
105.446PA | 10886982136053 | 4.5MM 90 DEG CANN LC-ANGLED BLADE PLATE INSTRUMENT SET | Trauma | EA
241.015S | 10886982165527 | 3.5MM PROXIMAL TIBIA PLATE 14 HOLES/LEFT-STERILE | Trauma | EA
241.017S | 10886982165565 | 3.5MM PROXIMAL TIBIA PLATE 16 HOLES/LEFT-STERILE | Trauma | EA
241.014S | 10886982165503 | 3.5MM PROXIMAL TIBIA PLATE 14 HOLES/RIGHT-STERILE | Trauma | EA
241.016S | 10886982165541 | 3.5MM PROXIMAL TIBIA PLATE 16 HOLES/RIGHT-STERILE | Trauma | EA
240.013S | 10886982164353 | 4.5MM PROXIMAL TIBIA PLATE 12 HOLES/LEFT-STERILE | Trauma | EA
240.005S | 10886982164193 | 4.5MM PROXIMAL TIBIA PLATE 4 HOLES/LEFT-STERILE | Trauma | EA
240.007S | 10886982164230 | 4.5MM PROXIMAL TIBIA PLATE 6 HOLES/LEFT-STERILE | Trauma | EA
240.009S | 10886982164278 | 4.5MM PROXIMAL TIBIA PLATE 8 HOLES/LEFT-STERILE | Trauma | EA
240.011S | 10886982164315 | 4.5MM PROXIMAL TIBIA PLATE 10 HOLES/LEFT-STERILE | Trauma | EA
240.015S | 10886982164391 | 4.5MM PROXIMAL TIBIA PLATE 14 HOLES/LEFT-STERILE | Trauma | EA
240.002S | 10886982164131 | 4.5MM PROXIMAL TIBIA PLATE 2 HOLES/RIGHT-STERILE | Trauma | EA
240.004S | 10886982164179 | 4.5MM PROXIMAL TIBIA PLATE 4 HOLES/RIGHT-STERILE | Trauma | EA
240.006S | 10886982164216 | 4.5MM PROXIMAL TIBIA PLATE 6 HOLES/RIGHT-STERILE | Trauma | EA
240.008S | 10886982164254 | 4.5MM PROXIMAL TIBIA PLATE 8 HOLES/RIGHT-STERILE | Trauma | EA
240.010S | 10886982164292 | 4.5MM PROXIMAL TIBIA PLATE 10 HOLES/RIGHT-STERILE | Trauma | EA
240.012S | 10886982164339 | 4.5MM PROXIMAL TIBIA PLATE 12 HOLES/RIGHT-STERILE | Trauma | EA
240.014S | 10886982164377 | 4.5MM PROXIMAL TIBIA PLATE 14 HOLES/RIGHT-STERILE | Trauma | EA
240.003S | 10886982164155 | 4.5MM PROXIMAL TIBIA PLATE 2 HOLES/LEFT-STERILE | Trauma | EA
305.801 | 10886982185181 | DISTAL RADIUS IMPLANT MODULE | Trauma | EA
242.472 | 10886982168474 | DORSAL DISTAL RADIUS PLATE- RIGHT | Trauma | EA
242.482 | 10886982168528 | DORSAL DISTAL RADIUS PLATE- LEFT | Trauma | EA
242.473 | 10886982168481 | VOLAR DISTAL RADIUS PLATE RIGHT | Trauma | EA
242.483 | 10886982168535 | VOLAR DISTAL RADIUS PLATE LEFT | Trauma | EA
304.317B | 10886982183491 | 4.5MM PROXIMAL TIBIA PLATE TRAY/BASE | Trauma | EA
150.16EXT | 10886982140807 | COMPACT AIR DRIVE II SET-EVAL (LONG TERM) | Trauma | EA
304.318B | 10886982183514 | PROXIMAL TIBIA PLATE SCREW TRAY/BASE | Trauma | EA
304.319 | 10886982183521 | PROXIMAL TIBIA PLATE SET LID FOR IMPLANT AND SCREW TRAYS | Trauma | EA
392.24E | 10886982198709 | PROTECTIVE CAPS FOR 2.5MM KIRSCHNER WIRES | Trauma | EA
145.446E | 10886982140074 | 4.5MM 90 DEG TI CANN LC-ANGLED BLADE PLATE SET-EVAL | Trauma | EA
145.446PA | 10886982140081 | 4.5MM 90 DEG TI CANN LC-ANGLED BLADE PLATE INSTRUMENT SET | Trauma | EA
145.446S | 10886982140098 | 4.5MM 90 DEG TI CANN LC-ANGLED BLD PLATE INSTR/IMPL SET-STER | Trauma | EA
314.463LBL | 20886982188882 | GRAPHIC CASE LABELS FOR 3.0MM CANNULATED SCREWDRIVER | Trauma | OP
304.340CP | 20886982183566 | CORNER POSTS WITH SCREWS F/ HYBRID FIXATOR CASE (304.340) | Trauma | P4
S10 | 10886982007865 | COTTER PIN, CHAIN AND CONNECT RINGS FOR MEDIUM DISTRACTOR | Trauma | EA
S11 | 10886982007872 | SPRING NUT FOR MEDIUM DISTRACTOR | Trauma | EA
S12 | 10886982007889 | WING SCREW FOR MEDIUM DISTRACTOR | Trauma | EA
PULSE.EXT | 10886982002174 | AIR PULSE EXTENDED EVAL SET | Trauma | EA
441.622 | 10886982222114 | TI LOCKING CALCANEAL PLATE SHORT-RIGHT | Trauma | EA
441.623 | 10886982222138 | TI LOCKING CALCANEAL PLATE SHORT-LEFT | Trauma | EA
441.624 | 10886982222152 | TI LOCKING CALCANEAL PLATE LONG-RIGHT | Trauma | EA
441.625 | 10886982222176 | TI LOCKING CALCANEAL PLATE LONG-LEFT | Trauma | EA
395.781E | 10886982200730 | PROTECTIVE CAPS FOR 8.0MM CARBON FIBER ROD | Trauma | EA
105.40PA | 10886982135568 | SMALL FRAGMENT INSTRUMENT SET | Trauma | EA
105.40JPA | 10886982135544 | SMALL FRAGMENT INSTRUMENT SET JC | Trauma | EA
105.408PA | 10886982135650 | SMALL FRAGMENT INSTRUMENT SET W/SELF-TAPPING SCREWS | Trauma | EA
105.408JPA | 10886982135636 | SMALL FRAGMENT INSTRUMENT SET JC W/SELF-TAPPING SCREWS | Trauma | EA
105.40PI | 10886982135575 | SMALL FRAGMENT IMPLANT SET | Trauma | EA
105.40JPI | 10886982135551 | SMALL FRAGMENT IMPLANT SET JC | Trauma | EA
105.408PI | 10886982135667 | SMALL FRAGMENT IMPLANT SET WITH SELF-TAPPING SCREWS | Trauma | EA
105.408JPI | 10886982135643 | SMALL FRAGMENT IMPLANT SET JC WITH SELF-TAPPING SCREWS | Trauma | EA
105.440PI | 10886982135964 | SMALL FRAGMENT IMPLANT SET LC-DCPÂ® | Trauma | EA
105.440JPI | 10886982135940 | SMALL FRAGMENT IMPLANT SET LC-DCPÂ® JC | Trauma | EA
105.445PI | 10886982136022 | SMALL FRAGMENT IMPLANT SET W/SELF-TAPPING SCREWS--LC-DCPÂ® | Trauma | EA
105.445JPI | 10886982136008 | SMALL FRAGMENT IMPLANT SET W/ SLF-TAPPING SCREWS--LC-DCPÂ® JC | Trauma | EA
105.48PI | 10886982136176 | MINI FRAGMENT IMPLANT SET | Trauma | EA
105.48JPI | 10886982136152 | MINI FRAGMENT IMPLANT SET JC | Trauma | EA
105.440PA | 10886982135957 | SMALL FRAGMENT INSTRUMENT LC-DCP | Trauma | EA
105.440JPA | 10886982135933 | SMALL FRAGMENT INSTRUMENT LC-DCPÂ® JC | Trauma | EA
105.445PA | 10886982136015 | SMALL FRAGMENT INSTRUMENT SET W/SLF-TPNG SCREWS--LC-DCPÂ® | Trauma | EA
105.445JPA | 10886982135995 | SMALL FRAGMENT INSTRUMENT SET W/SLF-TPNG SCREWS LC-DCP JC | Trauma | EA
105.48PA | 10886982136169 | MINI FRAGMENT INSTRUMENT SET | Trauma | EA
105.48JPA | 10886982136145 | MINI FRAGMENT INSTRUMENT SET JC | Trauma | EA
105.488PI | 10886982136237 | MINI FRAGMENT IMPLANT SET WITH SELF-TAPPING SCREWS | Trauma | EA
145.448JPI | 10886982140135 | SMALL FRAGMENT/TI IMPLANT SET JC--LC-DCPÂ® W/SLF-TPNG SCREWS | Trauma | EA
105.92PI | 10886982137548 | WIRE IMPLANT SET | Trauma | EA
115.04PI | 10886982137890 | BASIC IMPLANT SET FOR LC-DCPÂ® & DCPÂ® | Trauma | EA
115.04JPI | 10886982137876 | BASIC IMPLANT SET FOR LC-DCPÂ® & DCPÂ® JC | Trauma | EA
115.53PI | 10886982138156 | UNIVERSAL NAIL LOCKING IMPLANT SET | Trauma | EA
125.48PI | 10886982138774 | MINI FRAGMENT TI IMPLANT SET | Trauma | EA
125.48JPI | 10886982138750 | MINI FRAGMENT TI IMPLANT SET JC | Trauma | EA
125.488PI | 10886982138842 | MINI FRAGMENT TI IMPLANT SET W/SELF-TAPPING SCREWS | Trauma | EA
105.488PA | 10886982136220 | MINI FRAGMENT INSTRUMENT SET W/SELF-TAPPING SCREWS | Trauma | EA
105.488JPI | 10886982136213 | MINI FRAGMENT IMPLANT SET JC WITH SELF-TAPPING SCREWS | Trauma | EA
145.335PI | 10886982139856 | PERCUTANEOUS REDUCTION FORCEPS IMPLANT SET | Trauma | EA
105.488JPA | 10886982136206 | MINI FRAGMENT INSTRUMENT SET JC W/SELF-TAPPING SCREWS | Trauma | EA
145.44PI | 10886982140067 | SMALL FRAGMENT TI IMPLANT SET LC-DCPÂ® | Trauma | EA
105.92PA | 10886982137531 | WIRE INSTRUMENT SET | Trauma | EA
145.44JPI | 10886982140043 | SMALL FRAGMENT TI IMPLANT SET LC-DCPÂ® JC | Trauma | EA
115.04PA | 10886982137883 | BASIC INSTRUMENT SET FOR LC-DCPÂ® & DCPÂ® | Trauma | EA
145.448PI | 10886982140159 | SMALL FRAGMENT TI IMPLANT SET LC-DCPÂ® W/SELF-TAPPING SCREWS | Trauma | EA
125.488JPI | 10886982138828 | MINI FRAGMENT TI IMPLANT SET JC W/SELF-TAPPING SCREWS | Trauma | EA
115.53PA | 10886982138149 | UNIVERSAL NAIL LOCKING INSTRUMENT | Trauma | EA
125.48PA | 10886982138767 | MINI FRAGMENT INSTRUMENT SET | Trauma | EA
125.48JPA | 10886982138743 | MINI FRAGMENT INSTRUMENT SET JC | Trauma | EA
125.488PA | 10886982138835 | MINI FRAGMENT INSTRUMENT SET W/SELF-TAPPING SCREWS | Trauma | EA
125.488JPA | 10886982138811 | MINI FRAGMENT INSTRUMENT SET JC W/SELF-TAPPING SCREWS | Trauma | EA
145.335PA | 10886982139849 | PERCUTANEOUS REDUCTION FORCEPS INSTRUMENT SET | Trauma | EA
145.44PA | 10886982140050 | SMALL FRAGMENT INSTRUMENT SET LC-DCP | Trauma | EA
145.44JPA | 10886982140036 | SMALL FRAGMENT INSTRUMENT SET LC-DCPÂ® JC | Trauma | EA
145.448PA | 10886982140142 | SMALL FRAGMENT INSTRUMENT SET LC-DCPÂ® W/SLF-TPNG SCREWS | Trauma | EA
145.448JPA | 10886982140128 | SMALL FRAGMENT INSTRUMENT SET JC--LC-DCPÂ® W/SLF-TPNG SCREWS | Trauma | EA
292.79E | 10886982180988 | 2.0MM KIRSCHNER WIRE W/15MM THREAD-TROCAR POINT 150MM | Trauma | EA
356.972S | 10886982195661 | 3.2MM THREE-FLUTED DRILL BIT QC/215MM/82MM CALIB-STERILE | Trauma | EA
105.251 | 10886982134820 | PROXIMAL TIBIA PLATE INSTRUMENT & IMPLANT SET | Trauma | EA
105.252 | 10886982134868 | 3.5MM PROXIMAL TIBIA PLATE IMPLANT SET | Trauma | EA
105.253 | 10886982134875 | 4.5MM PROXIMAL TIBIA PLATE IMPLANT SET | Trauma | EA
105.255 | 10886982134899 | PROXIMAL TIBIA PLATE INSTRUMENT SET | Trauma | EA
105.254 | 10886982134882 | PROXIMAL TIBIA PLATE IMPLANT SCREW SET | Trauma | EA
516.330 | 10886982238771 | CONNECTING SCREW F/SOLID TIBIA NAILS W/QC TO AIR PULSE | Trauma | EA
105.251E | 10886982134837 | PROXIMAL TIBIA PLATE INSTRUMENT & IMPLANT SET-EVAL | Trauma | EA
394.99E | 10886982200013 | PROTECTIVE CAP FOR 4.0MM BARS AND RODS | Trauma | EA
115.972 | 10886982138552 | ADJ DISTAL RADIUS FIXATOR SET W/SELF-DRILLING SCHANZ SCREWS | Trauma | EA
115.974 | 10886982138590 | ADJ DISTAL RADIUS FIXATOR SET W/TI SLF-DRLG SCHANZ SCREWS | Trauma | EA
105.655E | 10886982136879 | TI FEMORAL NAIL INSERTION AND LOCKING SET-EVAL | Trauma | EA
105.68E | 10886982136985 | TI FEMORAL NAIL SPECIALTY LOCKING SET-EVAL | Trauma | EA
145.459 | 10886982140265 | TI WRIST FUSION IMPLANT SET WITH SELF-TAPPING SCREWS | Trauma | EA
105.336 | 10886982135186 | 3.5MM 90 DEG CANN LC-ANGLED BLADE PLATE INSTR AND IMPL SET | Trauma | EA
145.336 | 10886982139863 | 3.5MM 90 DEG TI CANN LC-ANGLED BLADE PLATE INSTR AND IMPL SET | Trauma | EA
PTP.D | 10886982002167 | PROXIMAL TIBIA PLATE-DEMO | Trauma | EA
115.972SS | 10886982138583 | ADJ DISTAL RADIUS FIXATOR SET W/SLF-DRLG SCHANZ SCREWS-SAMP | Trauma | EA
115.972E | 10886982138569 | ADJ DISTAL RADIUS FIXATOR SET W/SLF-DRLG SCHANZ SCREWS-EVAL | Trauma | EA
422.350 | 10886982215826 | TI DISTAL FEMUR LISS PLATE 16 HOLES-RIGHT | Trauma | EA
422.351 | 10886982215833 | TI DISTAL FEMUR LISS PLATE 16 HOLES-LEFT | Trauma | EA
105.924E | 10886982137579 | ORTHOPAEDIC CABLE SYSTEM INSTRUMENT SET-EVAL | Trauma | EA
105.924PA | 10886982137586 | ORTHOPAEDIC CABLE SYSTEM INSTR SET | Trauma | EA
105.924 | 10886982137555 | ORTHOPAEDIC CABLE SYSTEM INSTRUMENT SET | Trauma | EA
689.040 | 10886982251756 | SMALL BATTERY DRIVE VARIO CASE | Trauma | EA
689.100 | 10886982251763 | VARIO CASE FOR POWER DRIVE | Trauma | EA
105.731 | 10886982137258 | MEDIUM DISTRACTOR SET | Trauma | EA
199.915 | 10886982141026 | CARE AND MAINTENANCE KIT FOR CABLE TENSIONER | Trauma | EA
407.010 | 10886982208033 | 4.0MM TI CANCELLOUS BONE SCREW PARTIALLY THREADED/10MM | Trauma | EA
407.012 | 10886982208040 | 4.0MM TI CANCELLOUS BONE SCREW PARTIALLY THREADED/12MM | Trauma | EA
407.014 | 10886982208057 | 4.0MM TI CANCELLOUS BONE SCREW PARTIALLY THREADED/14MM | Trauma | EA
407.016 | 10886982208064 | 4.0MM TI CANCELLOUS BONE SCREW PARTIALLY THREADED/16MM | Trauma | EA
407.018 | 10886982208071 | 4.0MM TI CANCELLOUS BONE SCREW PARTIALLY THREADED/18MM | Trauma | EA
407.020 | 10886982208088 | 4.0MM TI CANCELLOUS BONE SCREW PARTIALLY THREADED/20MM | Trauma | EA
407.022 | 10886982208095 | 4.0MM TI CANCELLOUS BONE SCREW PARTIALLY THREADED/22MM | Trauma | EA
407.024 | 10886982208101 | 4.0MM TI CANCELLOUS BONE SCREW PARTIALLY THREADED/24MM | Trauma | EA
407.026 | 10886982208118 | 4.0MM TI CANCELLOUS BONE SCREW PARTIALLY THREADED/26MM | Trauma | EA
407.028 | 10886982208125 | 4.0MM TI CANCELLOUS BONE SCREW PARTIALLY THREADED/28MM | Trauma | EA
407.030 | 10886982208132 | 4.0MM TI CANCELLOUS BONE SCREW PARTIALLY THREADED/30MM | Trauma | EA
407.035 | 10886982208149 | 4.0MM TI CANCELLOUS BONE SCREW PARTIALLY THREADED/35MM | Trauma | EA
407.040 | 10886982208156 | 4.0MM TI CANCELLOUS BONE SCREW PARTIALLY THREADED/40MM | Trauma | EA
407.045 | 10886982208163 | 4.0MM TI CANCELLOUS BONE SCREW PARTIALLY THREADED/45MM | Trauma | EA
407.050 | 10886982208170 | 4.0MM TI CANCELLOUS BONE SCREW PARTIALLY THREADED/50MM | Trauma | EA
407.055 | 10886982208187 | 4.0MM TI CANCELLOUS BONE SCREW PARTIALLY THREADED/55MM | Trauma | EA
407.060 | 10886982208194 | 4.0MM TI CANCELLOUS BONE SCREW PARTIALLY THREADED/60MM | Trauma | EA
407.065 | 10886982208200 | 4.0MM TI CANCELLOUS BONE SCREW PARTIALLY THREADED/65MM | Trauma | EA
407.070 | 10886982208217 | 4.0MM TI CANCELLOUS BONE SCREW PARTIALLY THREADED/70MM | Trauma | EA
407.075 | 10886982208224 | 4.0MM TI CANCELLOUS BONE SCREW PARTIALLY THREADED/75MM | Trauma | EA
407.080 | 10886982208231 | 4.0MM TI CANCELLOUS BONE SCREW PARTIALLY THREADED/80MM | Trauma | EA
407.085 | 10886982208248 | 4.0MM TI CANCELLOUS BONE SCREW PARTIALLY THREADED/85MM | Trauma | EA
407.090 | 10886982208255 | 4.0MM TI CANCELLOUS BONE SCREW PARTIALLY THREADED/90MM | Trauma | EA
407.095 | 10886982208262 | 4.0MM TI CANCELLOUS BONE SCREW PARTIALLY THREADED/95MM | Trauma | EA
407.100 | 10886982208279 | 4.0MM TI CANCELLOUS BONE SCREW PARTIALLY THREADED/100MM | Trauma | EA
414.014 | 10886982212344 | 4.5MM TI CORTEX SCREW 14MM | Trauma | EA
414.016 | 10886982212351 | 4.5MM TI CORTEX SCREW 16MM | Trauma | EA
414.030 | 10886982212429 | 4.5MM TI CORTEX SCREW 30MM | Trauma | EA
414.032 | 10886982212436 | 4.5MM TI CORTEX SCREW 32MM | Trauma | EA
414.034 | 10886982212443 | 4.5MM TI CORTEX SCREW 34MM | Trauma | EA
414.036 | 10886982212450 | 4.5MM TI CORTEX SCREW 36MM | Trauma | EA
414.038 | 10886982212467 | 4.5MM TI CORTEX SCREW 38MM | Trauma | EA
414.040 | 10886982212474 | 4.5MM TI CORTEX SCREW 40MM | Trauma | EA
414.046 | 10886982212504 | 4.5MM TI CORTEX SCREW 46MM | Trauma | EA
414.050 | 10886982212528 | 4.5MM TI CORTEX SCREW 50MM | Trauma | EA
414.052 | 10886982212535 | 4.5MM TI CORTEX SCREW 52MM | Trauma | EA
414.054 | 10886982212542 | 4.5MM TI CORTEX SCREW 54MM | Trauma | EA
414.056 | 10886982212559 | 4.5MM TI CORTEX SCREW 56MM | Trauma | EA
414.058 | 10886982212566 | 4.5MM TI CORTEX SCREW 58MM | Trauma | EA
414.060 | 10886982212573 | 4.5MM TI CORTEX SCREW 60MM | Trauma | EA
414.062 | 10886982212580 | 4.5MM TI CORTEX SCREW 62MM | Trauma | EA
414.064 | 10886982212597 | 4.5MM TI CORTEX SCREW 64MM | Trauma | EA
414.066 | 10886982212603 | 4.5MM TI CORTEX SCREW 66MM | Trauma | EA
414.068 | 10886982212610 | 4.5MM TI CORTEX SCREW 68MM | Trauma | EA
414.070 | 10886982212627 | 4.5MM TI CORTEX SCREW 70MM | Trauma | EA
414.072 | 10886982212634 | 4.5MM TI CORTEX SCREW 72MM | Trauma | EA
414.076 | 10886982212641 | 4.5MM TI CORTEX SCREW 76MM | Trauma | EA
414.080 | 10886982212658 | 4.5MM TI CORTEX SCREW 80MM | Trauma | EA
414.085 | 10886982212665 | 4.5MM TI CORTEX SCREW 85MM | Trauma | EA
414.090 | 10886982212672 | 4.5MM TI CORTEX SCREW 90MM | Trauma | EA
414.095 | 10886982212689 | 4.5MM TI CORTEX SCREW 95MM | Trauma | EA
414.100 | 10886982212696 | 4.5MM TI CORTEX SCREW 100MM | Trauma | EA
414.105 | 10886982212702 | 4.5MM TI CORTEX SCREW 105MM | Trauma | EA
414.110 | 10886982212719 | 4.5MM TI CORTEX SCREW 110MM | Trauma | EA
414.115 | 10886982212726 | 4.5MM TI CORTEX SCREW 115MM | Trauma | EA
414.120 | 10886982212733 | 4.5MM TI CORTEX SCREW 120MM | Trauma | EA
414.125 | 10886982212740 | 4.5MM TI CORTEX SCREW 125MM | Trauma | EA
414.130 | 10886982212757 | 4.5MM TI CORTEX SCREW 130MM | Trauma | EA
414.135 | 10886982212764 | 4.5MM TI CORTEX SCREW 135MM | Trauma | EA
414.140 | 10886982212771 | 4.5MM TI CORTEX SCREW 140MM | Trauma | EA
414.232 | 10886982212832 | 4.5MM TI SHAFT SCREW 32MM | Trauma | EA
414.234 | 10886982212849 | 4.5MM TI SHAFT SCREW 34MM | Trauma | EA
414.236 | 10886982212856 | 4.5MM TI SHAFT SCREW 36MM | Trauma | EA
414.246 | 10886982212900 | 4.5MM TI SHAFT SCREW 46MM | Trauma | EA
414.248 | 10886982212917 | 4.5MM TI SHAFT SCREW 48MM | Trauma | EA
414.252 | 10886982212931 | 4.5MM TI SHAFT SCREW 52MM | Trauma | EA
414.256 | 10886982212955 | 4.5MM TI SHAFT SCREW 56MM | Trauma | EA
416.030 | 10886982214027 | 6.5MM TI CANCELLOUS BONE SCREW 16MM THREAD/30MM | Trauma | EA
416.035 | 10886982214034 | 6.5MM TI CANCELLOUS BONE SCREW 16MM THREAD/35MM | Trauma | EA
416.040 | 10886982214041 | 6.5MM TI CANCELLOUS BONE SCREW 16MM THREAD/40MM | Trauma | EA
416.045 | 10886982214058 | 6.5MM TI CANCELLOUS BONE SCREW 16MM THREAD/45MM | Trauma | EA
416.050 | 10886982214065 | 6.5MM TI CANCELLOUS BONE SCREW 16MM THREAD/50MM | Trauma | EA
416.055 | 10886982214072 | 6.5MM TI CANCELLOUS BONE SCREW 16MM THREAD/55MM | Trauma | EA
416.060 | 10886982214089 | 6.5MM TI CANCELLOUS BONE SCREW 16MM THREAD/60MM | Trauma | EA
416.065 | 10886982214096 | 6.5MM TI CANCELLOUS BONE SCREW 16MM THREAD/65MM | Trauma | EA
416.070 | 10886982214102 | 6.5MM TI CANCELLOUS BONE SCREW 16MM THREAD/70MM | Trauma | EA
416.075 | 10886982214119 | 6.5MM TI CANCELLOUS BONE SCREW 16MM THREAD/75MM | Trauma | EA
416.080 | 10886982214126 | 6.5MM TI CANCELLOUS BONE SCREW 16MM THREAD/80MM | Trauma | EA
416.085 | 10886982214133 | 6.5MM TI CANCELLOUS BONE SCREW 16MM THREAD/85MM | Trauma | EA
416.090 | 10886982214140 | 6.5MM TI CANCELLOUS BONE SCREW 16MM THREAD/90MM | Trauma | EA
416.095 | 10886982214157 | 6.5MM TI CANCELLOUS BONE SCREW 16MM THREAD/95MM | Trauma | EA
416.100 | 10886982214164 | 6.5MM TI CANCELLOUS BONE SCREW 16MM THREAD/100MM | Trauma | EA
416.105 | 10886982214171 | 6.5MM TI CANCELLOUS BONE SCREW 16MM THREAD/105MM | Trauma | EA
416.110 | 10886982214188 | 6.5MM TI CANCELLOUS BONE SCREW 16MM THREAD/110MM | Trauma | EA
416.115 | 10886982214195 | 6.5MM TI CANCELLOUS BONE SCREW 16MM THREAD/115MM | Trauma | EA
416.120 | 10886982214201 | 6.5MM TI CANCELLOUS BONE SCREW 16MM THREAD/120MM | Trauma | EA
417.045 | 10886982214218 | 6.5MM TI CANCELLOUS BONE SCREW 32MM THREAD/45MM | Trauma | EA
417.050 | 10886982214225 | 6.5MM TI CANCELLOUS BONE SCREW 32MM THREAD/50MM | Trauma | EA
417.055 | 10886982214232 | 6.5MM TI CANCELLOUS BONE SCREW 32MM THREAD/55MM | Trauma | EA
417.060 | 10886982214249 | 6.5MM TI CANCELLOUS BONE SCREW 32MM THREAD/60MM | Trauma | EA
417.065 | 10886982214256 | 6.5MM TI CANCELLOUS BONE SCREW 32MM THREAD/65MM | Trauma | EA
417.070 | 10886982214263 | 6.5MM TI CANCELLOUS BONE SCREW 32MM THREAD/70MM | Trauma | EA
417.075 | 10886982214270 | 6.5MM TI CANCELLOUS BONE SCREW 32MM THREAD/75MM | Trauma | EA
417.080 | 10886982214287 | 6.5MM TI CANCELLOUS BONE SCREW 32MM THREAD/80MM | Trauma | EA
417.085 | 10886982214294 | 6.5MM TI CANCELLOUS BONE SCREW 32MM THREAD/85MM | Trauma | EA
417.090 | 10886982214300 | 6.5MM TI CANCELLOUS BONE SCREW 32MM THREAD/90MM | Trauma | EA
417.095 | 10886982214317 | 6.5MM TI CANCELLOUS BONE SCREW 32MM THREAD/95MM | Trauma | EA
417.100 | 10886982214324 | 6.5MM TI CANCELLOUS BONE SCREW 32MM THREAD/100MM | Trauma | EA
417.105 | 10886982214331 | 6.5MM TI CANCELLOUS BONE SCREW 32MM THREAD/105MM | Trauma | EA
417.110 | 10886982214348 | 6.5MM TI CANCELLOUS BONE SCREW 32MM THREAD/110MM | Trauma | EA
417.115 | 10886982214355 | 6.5MM TI CANCELLOUS BONE SCREW 32MM THREAD/115MM | Trauma | EA
417.120 | 10886982214362 | 6.5MM TI CANCELLOUS BONE SCREW 32MM THREAD/120MM | Trauma | EA
417.125 | 10886982214379 | 6.5MM TI CANCELLOUS BONE SCREW 32MM THREAD/125MM | Trauma | EA
417.130 | 10886982214386 | 6.5MM TI CANCELLOUS BONE SCREW 32MM THREAD/130MM | Trauma | EA
417.135 | 10886982214393 | 6.5MM TI CANCELLOUS BONE SCREW 32MM THREAD/135MM | Trauma | EA
417.140 | 10886982214409 | 6.5MM TI CANCELLOUS BONE SCREW 32MM THREAD/140MM | Trauma | EA
417.145 | 10886982214416 | 6.5MM TI CANCELLOUS BONE SCREW 32MM THREAD/145MM | Trauma | EA
417.150 | 10886982214423 | 6.5MM TI CANCELLOUS BONE SCREW 32MM THREAD/150MM | Trauma | EA
418.025 | 10886982214546 | 6.5MM TI CANCELLOUS BONE SCREW FULLY THREADED 25MM | Trauma | EA
418.030 | 10886982214553 | 6.5MM TI CANCELLOUS BONE SCREW FULLY THREADED/30MM | Trauma | EA
418.035 | 10886982214560 | 6.5MM TI CANCELLOUS BONE SCREW FULLY THREADED/35MM | Trauma | EA
418.040 | 10886982214577 | 6.5MM TI CANCELLOUS BONE SCREW FULLY THREADED/40MM | Trauma | EA
418.045 | 10886982214584 | 6.5MM TI CANCELLOUS BONE SCREW FULLY THREADED/45MM | Trauma | EA
418.050 | 10886982214591 | 6.5MM TI CANCELLOUS BONE SCREW FULLY THREADED 50MM | Trauma | EA
418.055 | 10886982214607 | 6.5MM TI CANCELLOUS BONE SCREW FULLY THREADED/55MM | Trauma | EA
418.060 | 10886982214614 | 6.5MM TI CANCELLOUS BONE SCREW FULLY THREADED/60MM | Trauma | EA
418.065 | 10886982214621 | 6.5MM TI CANCELLOUS BONE SCREW FULLY THREADED/65MM | Trauma | EA
418.070 | 10886982214638 | 6.5MM TI CANCELLOUS BONE SCREW FULLY THREADED/70MM | Trauma | EA
418.075 | 10886982214645 | 6.5MM TI CANCELLOUS BONE SCREW FULLY THREADED/75MM | Trauma | EA
418.080 | 10886982214652 | 6.5MM TI CANCELLOUS BONE SCREW FULLY THREADED/80MM | Trauma | EA
418.085 | 10886982214669 | 6.5MM TI CANCELLOUS BONE SCREW FULLY THREADED/85MM | Trauma | EA
418.090 | 10886982214676 | 6.5MM TI CANCELLOUS BONE SCREW FULLY THREADED/90MM | Trauma | EA
418.095 | 10886982214683 | 6.5MM TI CANCELLOUS BONE SCREW FULLY THREADED/95MM | Trauma | EA
418.100 | 10886982214690 | 6.5MM TI CANCELLOUS BONE SCREW FULLY THREADED 100MM | Trauma | EA
418.105 | 10886982214706 | 6.5MM TI CANCELLOUS BONE SCREW FULLY THREADED 105MM | Trauma | EA
418.110 | 10886982214713 | 6.5MM TI CANCELLOUS BONE SCREW FULLY THREADED/110MM | Trauma | EA
419.96 | 10886982214805 | NUT FOR 4.5MM TI CORTEX SCREWS | Trauma | EA
419.98 | 10886982214829 | WASHER 7.0MM | Trauma | EA
419.99 | 10886982214836 | WASHER 13.0MM | Trauma | EA
422.02 | 10886982214911 | TI SEMI-TUBULAR PLATE 2 HOLES 39MM | Trauma | EA
422.03 | 10886982214928 | TI SEMI-TUBULAR PLATE 3 HOLES 55MM | Trauma | EA
422.04 | 10886982214935 | TI SEMI-TUBULAR PLATE 4 HOLES 71MM | Trauma | EA
422.05 | 10886982214942 | TI SEMI-TUBULAR PLATE 5 HOLES 87MM | Trauma | EA
422.06 | 10886982214959 | TI SEMI-TUBULAR PLATE 6 HOLES 103MM | Trauma | EA
422.07 | 10886982214966 | TI SEMI-TUBULAR PLATE 7 HOLES 119MM | Trauma | EA
422.08 | 10886982214973 | TI SEMI-TUBULAR PLATE 8 HOLES 135MM | Trauma | EA
422.09 | 10886982214980 | TI SEMI-TUBULAR PLATE 9 HOLES 151MM | Trauma | EA
422.10 | 10886982214997 | TI SEMI-TUBULAR PLATE 10 HOLES 167MM | Trauma | EA
423.52 | 10886982216199 | 3.5MM TI LC-DCPÂ® PLATE 2 HOLES/25MM | Trauma | EA
423.53 | 10886982216212 | 3.5MM TI LC-DCPÂ® PLATE 3 HOLES/38MM | Trauma | EA
423.54 | 10886982216236 | 3.5MM TI LC-DCPÂ® PLATE 4 HOLES/51MM | Trauma | EA
423.55 | 10886982216250 | O.5MM TI LC-DCPÂ® PLATE 5 HOLES/64MM | Trauma | EA
423.56 | 10886982216274 | O.5MM TI LC-DCPÂ® PLATE 6 HOLES/77MM | Trauma | EA
423.57 | 10886982216298 | O.5MM TI LC-DCPÂ® PLATE 7 HOLES/90MM | Trauma | EA
423.58 | 10886982216311 | O.5MM TI LC-DCPÂ® PLATE 8 HOLES/103MM | Trauma | EA
423.59 | 10886982216335 | O.5MM TI LC-DCPÂ® PLATE 9 HOLES/116MM | Trauma | EA
423.60 | 10886982216359 | O.5MM TI LC-DCPÂ® PLATE 10 HOLES/129MM | Trauma | EA
423.61 | 10886982216373 | 3.5MM TI LC-DCPÂ® PLATE 11 HOLES/142MM | Trauma | EA
423.62 | 10886982216397 | O.5MM TI LC-DCPÂ® PLATE 12 HOLES/155MM | Trauma | EA
423.64 | 10886982216427 | O.5MM TI LC-DCPÂ® PLATE 14 HOLES/181MM | Trauma | EA
423.65 | 10886982216441 | 3.5MM TI LC-DCPÂ® PLATE 15 HOLES/195MM | Trauma | EA
423.66 | 10886982216465 | 3.5MM TI LC-DCPÂ® PLATE 16 HOLES/207MM | Trauma | EA
423.68 | 10886982216496 | 3.5MM TI LC-DCPÂ® PLATE 18 HOLES/233MM | Trauma | EA
423.70 | 10886982216526 | 3.5MM TI LC-DCPÂ® PLATE 20 HOLES/259MM | Trauma | EA
424.52 | 10886982216632 | 4.5MM TI NARROW LC-DCPÂ® PLATE 2 HOLES/34MM | Trauma | EA
424.53 | 10886982216656 | 4.5MM TI NARROW LC-DCPÂ® PLATE 3 HOLES/52MM | Trauma | EA
424.54 | 10886982216670 | 4.5MM TI NARROW LC-DCPÂ® PLATE 4 HOLES/70MM | Trauma | EA
424.55 | 10886982216694 | 4.5MM TI NARROW LC-DCPÂ® PLATE 5 HOLES/88MM | Trauma | EA
424.56 | 10886982216717 | 4.5MM TI NARROW LC-DCPÂ® PLATE 6 HOLES/106MM | Trauma | EA
424.58 | 10886982216755 | 4.5MM TI NARROW LC-DCPÂ® PLATE 8 HOLES/142MM | Trauma | EA
424.59 | 10886982216779 | 4.5MM TI NARROW LC-DCPÂ® PLATE 9 HOLES/160MM | Trauma | EA
424.60 | 10886982216793 | 4.5MM TI NARROW LC-DCPÂ® PLATE 10 HOLES/178MM | Trauma | EA
424.61 | 10886982216816 | 4.5MM TI NARROW LC-DCPÂ® PLATE 11 HOLES/196MM | Trauma | EA
424.63 | 10886982216854 | 4.5MM TI NARROW LC-DCPÂ® PLATE 13 HOLES/232MM | Trauma | EA
424.64 | 10886982216878 | 4.5MM TI NARROW LC-DCPÂ® PLATE 14 HOLES/250MM | Trauma | EA
424.65 | 10886982216892 | 4.5MM TI NARROW LC-DCPÂ® PLATE 15 HOLES/268MM | Trauma | EA
424.66 | 10886982216915 | 4.5MM TI NARROW LC-DCPÂ® PLATE 16 HOLES/286MM | Trauma | EA
424.67 | 10886982216939 | 4.5MM TI NARROW LC-DCPÂ® PLATE 17 HOLES/305MM | Trauma | EA
424.68 | 10886982216946 | 4.5MM TI NARROW LC-DCPÂ® PLATE 18 HOLES/323MM | Trauma | EA
424.70 | 10886982216960 | 4.5MM TI NARROW LC-DCPÂ® PLATE 20 HOLES/358MM | Trauma | EA
424.72 | 10886982216984 | 4.5MM TI NARROW LC-DCPÂ® PLATE 22 HOLES/394MM | Trauma | EA
426.56 | 10886982217103 | 4.5MM TI BROAD LC-DCPÂ® PLATE 6 HOLES/106MM | Trauma | EA
426.57 | 10886982217127 | 4.5MM TI BROAD LC-DCPÂ® PLATE 7 HOLES/124MM | Trauma | EA
426.58 | 10886982217141 | 4.5MM TI BROAD LC-DCPÂ® PLATE 8 HOLES/142MM | Trauma | EA
426.59 | 10886982217165 | 4.5MM TI BROAD LC-DCPÂ® PLATE 9 HOLES/160MM | Trauma | EA
426.60 | 10886982217189 | 4.5MM TI BROAD LC-DCPÂ® PLATE 10 HOLES/178MM | Trauma | EA
426.61 | 10886982217202 | 4.5MM TI BROAD LC-DCPÂ® PLATE 11 HOLES/196MM | Trauma | EA
426.62 | 10886982217226 | 4.5MM TI BROAD LC-DCPÂ® PLATE 12 HOLES/214MM | Trauma | EA
426.66 | 10886982217349 | 4.5MM TI BROAD LC-DCPÂ® PLATE 16 HOLES/286MM | Trauma | EA
426.68 | 10886982217400 | 4.5MM TI BROAD LC-DCPÂ® PLATE 18 HOLES/322MM | Trauma | EA
426.70 | 10886982217448 | 4.5MM TI BROAD LC-DCPÂ® PLATE 20 HOLES/358MM | Trauma | EA
426.72 | 10886982217479 | 4.5MM TI BROAD LC-DCPÂ® PLATE 22 HOLES/394MM | Trauma | EA
426.74 | 10886982217509 | 4.5MM TI BROAD LC-DCPÂ® PLATE 24 HOLES/430MM | Trauma | EA
428 | 10886982217530 | THREADED SLEEVE | Trauma | EA
431 | 10886982217684 | THUMB SCREW | Trauma | EA
437.20 | 10886982218353 | 95 DEG TI CONDYLAR PLATE 12 HOLES/50MM | Trauma | EA
437.22 | 10886982218360 | 95 DEG TI CONDYLAR PLATE 12 HOLES/60MM | Trauma | EA
437.24 | 10886982218377 | 95 DEG TI CONDYLAR PLATE 12 HOLES/70MM | Trauma | EA
437.26 | 10886982218384 | 95 DEG TI CONDYLAR PLATE 12 HOLES/80MM | Trauma | EA
437.50 | 10886982218391 | 95 DEG TI CONDYLAR PLATE 5 HOLES/50MM | Trauma | EA
437.52 | 10886982218407 | 95 DEG TI CONDYLAR PLATE 5 HOLES/60MM | Trauma | EA
437.54 | 10886982218414 | 95 DEG TI CONDYLAR PLATE 5 HOLES/70MM | Trauma | EA
437.56 | 10886982218421 | 95 DEG TI CONDYLAR PLATE 5 HOLES/80MM | Trauma | EA
437.70 | 10886982218438 | 95 DEG TI CONDYLAR PLATE 7 HOLES/50MM | Trauma | EA
437.72 | 10886982218445 | 95 DEG TI CONDYLAR PLATE 7 HOLES/60MM | Trauma | EA
437.74 | 10886982218452 | 95 DEG TI CONDYLAR PLATE 7 HOLES/70MM | Trauma | EA
437.76 | 10886982218469 | 95 DEG TI CONDYLAR PLATE 7 HOLES/80MM | Trauma | EA
437.90 | 10886982218476 | 95 DEG TI CONDYLAR PLATE 9 HOLES/50MM | Trauma | EA
437.92 | 10886982218483 | 95 DEG TI CONDYLAR PLATE 9 HOLES/60MM | Trauma | EA
437.94 | 10886982218490 | 95 DEG TI CONDYLAR PLATE 9 HOLES/70MM | Trauma | EA
437.96 | 10886982218506 | 95 DEG TI CONDYLAR PLATE 9 HOLES/80MM | Trauma | EA
438.24 | 10886982218513 | 130 DEG TI ANGLED BLADE PLATE 12 HOLES/70MM | Trauma | EA
438.26 | 10886982218520 | 130 DEG TI ANGLED BLADE PLATE 12 HOLES/80MM | Trauma | EA
438.28 | 10886982218537 | 130 DEG TI ANGLED BLADE PLATE 12 HOLES/90MM | Trauma | EA
438.36 | 10886982218544 | 130 DEG TI ANGLED BLADE PLATE 4 HOLES/50MM | Trauma | EA
438.38 | 10886982218551 | 130 DEG TI ANGLED BLADE PLATE 4 HOLES/60MM | Trauma | EA
438.40 | 10886982218568 | 130 DEG TI ANGLED BLADE PLATE 4 HOLES/100MM | Trauma | EA
438.41 | 10886982218575 | 130 DEG TI ANGLED BLADE PLATE 4 HOLES/105MM | Trauma | EA
438.42 | 10886982218582 | 130 DEG TI ANGLED BLADE PLATE 4 HOLES/110MM | Trauma | EA
438.44 | 10886982218599 | 130 DEG TI ANGLED BLADE PLATE 4 HOLES/70MM | Trauma | EA
438.45 | 10886982218605 | 130 DEG TI ANGLED BLADE PLATE 4 HOLES/75MM | Trauma | EA
438.46 | 10886982218612 | 130 DEG TI ANGLED BLADE PLATE 4 HOLES/80MM | Trauma | EA
438.47 | 10886982218629 | 130 DEG TI ANGLED BLADE PLATE 4 HOLES/85MM | Trauma | EA
438.48 | 10886982218636 | 130 DEG TI ANGLED BLADE PLATE 4 HOLES/90MM | Trauma | EA
438.49 | 10886982218643 | 130 DEG TI ANGLED BLADE PLATE 4 HOLES/95MM | Trauma | EA
438.60 | 10886982218650 | 130 DEG TI ANGLED BLADE PLATE 6 HOLES/50MM | Trauma | EA
438.62 | 10886982218667 | 130 DEG TI ANGLED BLADE PLATE 6 HOLES/60MM | Trauma | EA
438.64 | 10886982218674 | 130 DEG TI ANGLED BLADE PLATE 6 HOLES/70MM | Trauma | EA
438.66 | 10886982218681 | 130 DEG TI ANGLED BLADE PLATE 6 HOLES/80MM | Trauma | EA
438.68 | 10886982218698 | 130 DEG TI ANGLED BLADE PLATE 6 HOLES/90MM | Trauma | EA
438.94 | 10886982218704 | 130 DEG TI ANGLED BLADE PLATE 9 HOLES/70MM | Trauma | EA
438.98 | 10886982218728 | 130 DEG TI ANGLED BLADE PLATE 9 HOLES/90MM | Trauma | EA
439.45 | 10886982218827 | 110 DEG TI ADULT OSTEOTOMY PLATE 75MM | Trauma | EA
439.80 | 10886982219008 | 130 DEG TI ADULT OSTEOTOMY PLATE 100MM | Trauma | EA
440.05 | 10886982220288 | TI SPOON PLATE 5 HOLES | Trauma | EA
440.06 | 10886982220332 | TI SPOON PLATE 6 HOLES | Trauma | EA
440.13 | 10886982220363 | TI T-PLATE 3 HOLES/68MM | Trauma | EA
440.14 | 10886982220370 | TI T-PLATE 4 HOLES/84MM | Trauma | EA
440.15 | 10886982220394 | TI T-PLATE 5 HOLES/100MM | Trauma | EA
440.16 | 10886982220400 | TI T-PLATE 6 HOLES/116MM | Trauma | EA
440.18 | 10886982220424 | TI T-PLATE 8 HOLES/148MM | Trauma | EA
440.34 | 10886982220448 | TI T-BUTTRESS PLATE 4 HOLES/80MM | Trauma | EA
440.35 | 10886982220455 | TI T-BUTTRESS PLATE 5 HOLES/96MM | Trauma | EA
440.36 | 10886982220462 | TI T-BUTTRESS PLATE 6 HOLES/112MM | Trauma | EA
440.44 | 10886982220479 | TI L-BUTTRESS PLATE 4 HOLES/86MM-LEFT | Trauma | EA
440.515 | 10886982220486 | TI LC-DCPÂ® LATERAL TIBIAL HEAD BUTTRESS PL 5 HOLES/RT-130MM | Trauma | EA
440.517 | 10886982220493 | TI LC-DCPÂ® LATERAL TIBIAL HEAD BUTTRESS PL 7 HOLES/RT-166MM | Trauma | EA
440.519 | 10886982220509 | TI LC-DCPÂ® LATERAL TIBIAL HEAD BUTTRESS PL 9 HOLES/RT-202MM | Trauma | EA
440.521 | 10886982220516 | TI LC-DCPÂ® LATERAL TIBIAL HEAD BUTTRESS PL 11 HOLES/RT-238MM | Trauma | EA
440.523 | 10886982220523 | TI LC-DCPÂ® LATERAL TIBIAL HEAD BUTTRESS PL 13 HOLES/RT-274MM | Trauma | EA
440.525 | 10886982220530 | TI LC-DCPÂ® LATERAL TIBIAL HEAD BUTTRESS PL 5 HOLES/LT-130MM | Trauma | EA
440.527 | 10886982220547 | TI LC-DCPÂ® LATERAL TIBIAL HEAD BUTTRESS PL 7 HOLES/LT-166MM | Trauma | EA
440.529 | 10886982220554 | TI LC-DCPÂ® LATERAL TIBIAL HEAD BUTTRESS PL 9 HOLES/LT-202MM | Trauma | EA
440.531 | 10886982220561 | TI LC-DCPÂ® LATERAL TIBIAL HEAD BUTTRESS PL 11 HOLES/LT-238MM | Trauma | EA
440.533 | 10886982220578 | TI LC-DCPÂ® LATERAL TIBIAL HEAD BUTTRESS PL 13 HOLES/LT-274MM | Trauma | EA
440.54 | 10886982220585 | TI L-BUTTRESS PLATE 4 HOLES/86MM-RIGHT | Trauma | EA
440.547 | 10886982220592 | TI LC-DCPÂ® CONDYLAR BUTTRESS PLATE 7 HOLES/RIGHT-177MM | Trauma | EA
440.549 | 10886982220608 | TI LC-DCPÂ® CONDYLAR BUTTRESS PLATE 9 HOLES/RIGHT-213MM | Trauma | EA
440.551 | 10886982220615 | TI LC-DCPÂ® CONDYLAR BUTTRESS PLATE 11 HOLES/RIGHT-249MM | Trauma | EA
440.553 | 10886982220622 | TI LC-DCPÂ® CONDYLAR BUTTRESS PLATE 13 HOLES/RIGHT-285MM | Trauma | EA
440.555 | 10886982220639 | TI LC-DCPÂ® CONDYLAR BUTTRESS PLATE 15 HOLES/RIGHT-321MM | Trauma | EA
440.567 | 10886982220646 | TI LC-DCPÂ® CONDYLAR BUTTRESS PLATE 7 HOLES/LEFT-177MM | Trauma | EA
440.569 | 10886982220653 | TI LC-DCPÂ® CONDYLAR BUTTRESS PLATE 9 HOLES/LEFT-213MM | Trauma | EA
440.571 | 10886982220660 | TI LC-DCPÂ® CONDYLAR BUTTRESS PLATE 11 HOLES/LEFT-249MM | Trauma | EA
441.13 | 10886982221216 | 3.5MM TI T-PLATE 3 HOLES HEAD/ 3 HOLES SHAFT-RIGHT ANGLE | Trauma | EA
441.14 | 10886982221247 | 3.5MM TI T-PLATE 4 HOLES HEAD/ 4 HOLES SHAFT-RIGHT ANGLE | Trauma | EA
441.15 | 10886982221278 | 3.5MM TI T-PLATE 3 HOLES HEAD/ 5 HOLES SHAFT-RIGHT ANGLE | Trauma | EA
441.23 | 10886982221391 | 3.5MM TI T-PLATE 3 HOLES HEAD/ 3 HOLES SHAFT-OBLIQUE ANGLE | Trauma | EA
441.24 | 10886982221407 | 3.5MM TI T-PLATE 3 HOLES HEAD/ 4 HOLES SHAFT-OBLIQUE ANGLE | Trauma | EA
441.25 | 10886982221414 | 3.5MM TI T-PLATE 3 HOLES HEAD/ 5 HOLES SHAFT-OBLIQUE ANGLE | Trauma | EA
441.32 | 10886982221728 | TI ONE-THIRD TUBULAR PLATE WITH COLLAR 2 HOLES/25MM | Trauma | EA
441.33 | 10886982221735 | TI ONE-THIRD TUBULAR PLATE WITH COLLAR 3 HOLES/37MM | Trauma | EA
441.34 | 10886982221759 | TI ONE-THIRD TUBULAR PLATE WITH COLLAR 4 HOLES/49MM | Trauma | EA
441.35 | 10886982221773 | TI ONE-THIRD TUBULAR PLATE WITH COLLAR 5 HOLES/61MM | Trauma | EA
441.36 | 10886982221797 | TI ONE-THIRD TUBULAR PLATE WITH COLLAR 6 HOLES/73MM | Trauma | EA
441.37 | 10886982221810 | TI ONE-THIRD TUBULAR PLATE WITH COLLAR 7 HOLES/85MM | Trauma | EA
441.38 | 10886982221834 | TI ONE-THIRD TUBULAR PLATE WITH COLLAR 8 HOLES/97MM | Trauma | EA
441.39 | 10886982221858 | TI ONE-THIRD TUBULAR PLATE WITH COLLAR 9 HOLES/109MM | Trauma | EA
441.40 | 10886982221872 | TI ONE-THIRD TUBULAR PLATE WITH COLLAR 10 HOLES/121MM | Trauma | EA
441.42 | 10886982221896 | TI ONE-THIRD TUBULAR PLATE WITH COLLAR 12 HOLES/145MM | Trauma | EA
441.61 | 10886982222091 | TI CALCANEAL PLATE 60MM | Trauma | EA
441.62 | 10886982222107 | TI CALCANEAL PLATE 70MM | Trauma | EA
441.65 | 10886982222190 | TI CALCANEAL Y-PLATE 87MM | Trauma | EA
441.83 | 10886982222381 | TI CLOVERLEAF PLATE THIN BLADE 3 HOLES/88MM | Trauma | EA
441.84 | 10886982222398 | TI CLOVERLEAF PLATE THIN BLADE 4 HOLES/104MM | Trauma | EA
441.85 | 10886982222404 | TI CLOVERLEAF PLATE THIN BLADE 5 HOLES/120MM | Trauma | EA
441.86 | 10886982222411 | TI CLOVERLEAF PLATE THIN BLADE 6 HOLES/136MM | Trauma | EA
442.03 | 10886982222633 | TI QUARTER-TUBULAR PLATE WITH COLLAR 3 HOLES/23MM | Trauma | EA
442.04 | 10886982222640 | TI QUARTER-TUBULAR PLATE WITH COLLAR 4 HOLES/31MM | Trauma | EA
442.05 | 10886982222657 | TI QUARTER-TUBULAR PLATE WITH COLLAR 5 HOLES/39MM | Trauma | EA
442.06 | 10886982222664 | TI QUARTER-TUBULAR PLATE WITH COLLAR 6 HOLES/47MM | Trauma | EA
442.07 | 10886982222671 | TI QUARTER-TUBULAR PLATE WITH COLLAR 7 HOLES/55MM | Trauma | EA
442.08 | 10886982222688 | TI QUARTER-TUBULAR PLATE WITH COLLAR 8 HOLES/63MM | Trauma | EA
442.33 | 10886982222695 | 2.7MM TI L-PLATE 3 HOLES/34MM-OBLIQUE LEFT | Trauma | EA
442.34 | 10886982222701 | 2.7MM TI L-PLATE 3 HOLES/34MM-OBLIQUE RIGHT | Trauma | EA
442.41 | 10886982222718 | 2.7MM TI T-PLATE 3 HOLES/32MM | Trauma | EA
442.51 | 10886982223029 | TI WRIST FUSION PLATE 8 HOLES/STANDARD | Trauma | EA
442.52 | 10886982223050 | TI WRIST FUSION PLATE 8 HOLES/SHORT BEND | Trauma | EA
442.53 | 10886982223067 | TI WRIST FUSION PLATE 9 HOLES/STRAIGHT | Trauma | EA
442.61 | 10886982223098 | 2.7MM TI CONDYLAR PLATE 7 HOLES/57MM-LEFT | Trauma | EA
442.62 | 10886982223104 | 2.7MM TI CONDYLAR PLATE 7 HOLES/57MM-RIGHT | Trauma | EA
443.054 | 10886982223111 | 2.0MM TI DCPÂ® PLATE 4 HOLES/22MM | Trauma | EA
443.055 | 10886982223128 | 2.0MM TI DCPÂ® PLATE 5 HOLES/27MM | Trauma | EA
443.056 | 10886982223135 | 2.0MM TI DCPÂ® PLATE 6 HOLES/32MM | Trauma | EA
443.057 | 10886982223142 | 2.0MM TI DCPÂ® PLATE 7 HOLES/37MM | Trauma | EA
443.058 | 10886982223159 | 2.0MM TI DCPÂ® PLATE 8 HOLES/42MM | Trauma | EA
443.19 | 10886982223166 | 2.0MM TI STRAIGHT PLATE 20 HOLES/100MM | Trauma | EA
443.23 | 10886982223173 | 2.0MM TI T-PLATE 3 HOLES HEAD/ 9 HOLES/50MM | Trauma | EA
443.24 | 10886982223180 | 2.0MM TI T-PLATE 4 HOLES HEAD/ 9 HOLES/50MM | Trauma | EA
443.48 | 10886982223197 | 2.0MM TI H-PLATE 4 HOLES/6MM | Trauma | EA
443.61 | 10886982223203 | 2.0MM TI CONDYLAR PLATE 7 HOLES/39MM-LEFT | Trauma | EA
443.62 | 10886982223227 | 2.0MM TI CONDYLAR PLATE 7 HOLES/39MM-RIGHT | Trauma | EA
444.002 | 10886982223241 | 2.7MM TI DCPÂ® PLATE 2 HOLES/20MM | Trauma | EA
444.004 | 10886982223258 | 2.7MM TI DCPÂ® PLATE 4 HOLES/36MM | Trauma | EA
444.005 | 10886982223265 | 2.7MM TI DCPÂ® PLATE 5 HOLES/44MM | Trauma | EA
444.006 | 10886982223272 | 2.7MM TI DCPÂ® PLATE 6 HOLES/52MM | Trauma | EA
444.007 | 10886982223289 | 2.7MM TI DCPÂ® PLATE 7 HOLES/60MM | Trauma | EA
444.008 | 10886982223296 | 2.7MM TI DCPÂ® PLATE 8 HOLES/68MM | Trauma | EA
444.009 | 10886982223302 | 2.7MM TI DCPÂ® PLATE 9 HOLES/76MM | Trauma | EA
444.010 | 10886982223319 | 2.7MM TI DCPÂ® PLATE 10 HOLES/84MM | Trauma | EA
444.012 | 10886982223326 | 2.7MM TI DCPÂ® PLATE 12 HOLES/100MM | Trauma | EA
444.022 | 10886982223333 | 2.7MM TI DCPÂ® PLATE 2 HOLES/26MM | Trauma | EA
445.00 | 10886982223340 | 3.5MM TI RECONSTRUCTION PLATE 10 HOLES/118MM | Trauma | EA
445.01 | 10886982223357 | 3.5MM TI RECONSTRUCTION PLATE 11 HOLES/130MM | Trauma | EA
445.15 | 10886982223470 | 3.5MM TI RECONSTRUCTION PLATE 5 HOLES/58MM | Trauma | EA
445.16 | 10886982223487 | 3.5MM TI RECONSTRUCTION PLATE 6 HOLES/70MM | Trauma | EA
445.17 | 10886982223500 | 3.5MM TI RECONSTRUCTION PLATE 7 HOLES/82MM | Trauma | EA
445.18 | 10886982223517 | 3.5MM TI RECONSTRUCTION PLATE 8 HOLES/94MM | Trauma | EA
445.19 | 10886982223531 | 3.5MM TI RECONSTRUCTION PLATE 9 HOLES/106MM | Trauma | EA
446.19 | 10886982223586 | 1.5MM TI STRAIGHT PLATE 20 HOLES/100MM | Trauma | EA
446.23 | 10886982223593 | 1.5MM TI T-PLATE 3 HOLES HEAD/ 9 HOLES/50MM | Trauma | EA
446.24 | 10886982223623 | 1.5MM TI T-PLATE 4 HOLES HEAD/ 9 HOLES/50MM | Trauma | EA
446.48 | 10886982223678 | 1.5MM TI H-PLATE 4 HOLES/4.2MM | Trauma | EA
446.63 | 10886982223715 | 1.5MM TI CONDYLAR PLATE 7 HOLES/36MM-LEFT | Trauma | EA
446.64 | 10886982223739 | 1.5MM TI CONDYLAR PLATE 7 HOLES/36MM-RIGHT | Trauma | EA
456.010 | 10886982226433 | 100 DEG TI LOCKING SLEEVE | Trauma | EA
456.010S | 10886982226440 | 100 DEG LOCKING SLEEVE-STERILE | Trauma | EA
456.011 | 10886982226457 | 110 DEG TI LOCKING SLEEVE | Trauma | EA
456.011S | 10886982226464 | 110 DEG LOCKING SLEEVE-STERILE | Trauma | EA
456.012 | 10886982226471 | 120 DEG TI LOCKING SLEEVE | Trauma | EA
456.012S | 10886982226488 | 120 DEG LOCKING SLEEVE-STERILE | Trauma | EA
456.013 | 10886982226495 | 130 DEG TI LOCKING SLEEVE | Trauma | EA
456.013S | 10886982226501 | 130 DEG LOCKING SLEEVE-STERILE | Trauma | EA
456.100 | 10886982226518 | TI SPIRAL BLADE 100MM | Trauma | EA
456.100S | 10886982226525 | TI SPIRAL BLADE 100MM-STERILE | Trauma | EA
456.105 | 10886982226532 | TI SPIRAL BLADE 105MM | Trauma | EA
456.105S | 10886982226549 | TI SPIRAL BLADE 105MM-STERILE | Trauma | EA
456.110 | 10886982226556 | TI SPIRAL BLADE 110MM | Trauma | EA
456.110S | 10886982226563 | TI SPIRAL BLADE 110MM-STERILE | Trauma | EA
456.115 | 10886982226570 | TI SPIRAL BLADE 115MM | Trauma | EA
456.115S | 10886982226587 | TI SPIRAL BLADE 115MM-STERILE | Trauma | EA
456.120 | 10886982226594 | TI SPIRAL BLADE 120MM | Trauma | EA
456.120S | 10886982226600 | TI SPIRAL BLADE 120MM-STERILE | Trauma | EA
456.70 | 10886982228895 | TI SPIRAL BLADE 70MM | Trauma | EA
456.70S | 10886982228901 | TI SPIRAL BLADE 70MM-STERILE | Trauma | EA
456.75 | 10886982228918 | TI SPIRAL BLADE 75MM | Trauma | EA
456.75S | 10886982228925 | TI SPIRAL BLADE 75MM-STERILE | Trauma | EA
456.80 | 10886982228932 | TI SPIRAL BLADE 80MM | Trauma | EA
456.80S | 10886982228949 | TI SPIRAL BLADE 80MM-STERILE | Trauma | EA
456.85 | 10886982228956 | TI SPIRAL BLADE 85MM | Trauma | EA
456.85S | 10886982228963 | TI SPIRAL BLADE 85MM-STERILE | Trauma | EA
456.90 | 10886982228970 | TI SPIRAL BLADE 90MM | Trauma | EA
456.90S | 10886982228987 | TI SPIRAL BLADE 90MM-STERILE | Trauma | EA
456.95 | 10886982228994 | TI SPIRAL BLADE 95MM | Trauma | EA
456.95S | 10886982229007 | TI SPIRAL BLADE 95MM-STERILE | Trauma | EA
457.010 | 10886982229014 | 15MM TI END CAP F/SPIRAL BLADE 0MM EXT | Trauma | EA
457.010S | 10886982229021 | 15MM TI END CAP 0MM EXT- STERILE | Trauma | EA
457.011 | 10886982229038 | 15MM TI END CAP F/SPIRAL BLADE 10MM EXT | Trauma | EA
457.011S | 10886982229045 | 15MM TI END CAP 10MM EXT- STERILE | Trauma | EA
457.012 | 10886982229052 | 15MM TI END CAP F/SPIRAL BLADE 20MM EXT | Trauma | EA
457.012S | 10886982229069 | 15MM TI END CAP 20MM EXT- STERILE | Trauma | EA
457.085 | 10886982229137 | 5.0MM TI SHAFT SCREW 85MM | Trauma | EA
457.210 | 10886982229311 | 15MM TI END CAP 0MM EXT FOR 130 DEG TI LOCKING SLEEVE | Trauma | EA
457.211 | 10886982229335 | 15MM TI END CAP 10MM EXT FOR 130 DEG TI LOCKING SLEEVE | Trauma | EA
457.211S | 10886982229342 | 15MM TI END CAP 10MM EXT- STERILE FOR USE WITH 456.013 | Trauma | EA
457.212 | 10886982229359 | 15MM TI END CAP 20MM EXT FOR 130 DEG TI LOCKING SLEEVE | Trauma | EA
457.212S | 10886982229366 | 15MM TI END CAP 20MM EXT- STERILE FOR USE WITH 456.013 | Trauma | EA
458.10 | 10886982229373 | TI END CAP FOR SOLID TIBIAL NAILS | Trauma | EA
458.26 | 10886982229519 | 3.9MM TI LOCKING BOLT 26MM | Trauma | EA
458.26S | 10886982229526 | 3.9MM TI LOCKING BOLT 26MM- STERILE | Trauma | EA
458.28 | 10886982229533 | 3.9MM TI LOCKING BOLT 28MM | Trauma | EA
458.28S | 10886982229540 | 3.9MM TI LOCKING BOLT 28MM- STERILE | Trauma | EA
458.30 | 10886982229557 | 3.9MM TI LOCKING BOLT 30MM | Trauma | EA
458.30S | 10886982229564 | 3.9MM TI LOCKING BOLT 30MM- STERILE | Trauma | EA
458.32 | 10886982229571 | 3.9MM TI LOCKING BOLT 32MM | Trauma | EA
458.32S | 10886982229588 | 3.9MM TI LOCKING BOLT 32MM- STERILE | Trauma | EA
458.34 | 10886982229595 | 3.9MM TI LOCKING BOLT 34MM | Trauma | EA
458.34S | 10886982229601 | 3.9MM TI LOCKING BOLT 34MM- STERILE | Trauma | EA
458.36 | 10886982229618 | 3.9MM TI LOCKING BOLT 36MM | Trauma | EA
458.36S | 10886982229625 | 3.9MM TI LOCKING BOLT 36MM- STERILE | Trauma | EA
458.38 | 10886982229632 | 3.9MM TI LOCKING BOLT 38MM | Trauma | EA
458.38S | 10886982229649 | 3.9MM TI LOCKING BOLT 38MM- STERILE | Trauma | EA
458.40 | 10886982229656 | 3.9MM TI LOCKING BOLT 40MM | Trauma | EA
458.40S | 10886982229663 | 3.9MM TI LOCKING BOLT 40MM- STERILE | Trauma | EA
458.42 | 10886982229670 | 3.9MM TI LOCKING BOLT 42MM | Trauma | EA
458.42S | 10886982229687 | 3.9MM TI LOCKING BOLT 42MM- STERILE | Trauma | EA
458.44 | 10886982229694 | 3.9MM TI LOCKING BOLT 44MM | Trauma | EA
458.44S | 10886982229700 | 3.9MM TI LOCKING BOLT 44MM- STERILE | Trauma | EA
458.46 | 10886982229717 | 3.9MM TI LOCKING BOLT 46MM | Trauma | EA
458.46S | 10886982229724 | 3.9MM TI LOCKING BOLT 46MM- STERILE | Trauma | EA
458.48 | 10886982229731 | 3.9MM TI LOCKING BOLT 48MM | Trauma | EA
458.48S | 10886982229748 | 3.9MM TI LOCKING BOLT 48MM- STERILE | Trauma | EA
458.50 | 10886982229755 | 3.9MM TI LOCKING BOLT 50MM | Trauma | EA
458.50S | 10886982229762 | 3.9MM TI LOCKING BOLT 50MM- STERILE | Trauma | EA
458.52 | 10886982229779 | 3.9MM TI LOCKING BOLT 52MM | Trauma | EA
458.52S | 10886982229786 | 3.9MM TI LOCKING BOLT 52MM- STERILE | Trauma | EA
458.54 | 10886982229793 | 3.9MM TI LOCKING BOLT 54MM | Trauma | EA
458.54S | 10886982229809 | 3.9MM TI LOCKING BOLT 54MM- STERILE | Trauma | EA
458.56 | 10886982229816 | 3.9MM TI LOCKING BOLT 56MM | Trauma | EA
458.56S | 10886982229823 | 3.9MM TI LOCKING BOLT 56MM- STERILE | Trauma | EA
458.58 | 10886982229830 | 3.9MM TI LOCKING BOLT 58MM | Trauma | EA
458.58S | 10886982229847 | 3.9MM TI LOCKING BOLT 58MM- STERILE | Trauma | EA
458.60 | 10886982229854 | 3.9MM TI LOCKING BOLT 60MM | Trauma | EA
458.60S | 10886982229861 | 3.9MM TI LOCKING BOLT 60MM- STERILE | Trauma | EA
458.62 | 10886982229878 | 3.9MM TI LOCKING BOLT 62MM | Trauma | EA
458.64 | 10886982229892 | 3.9MM TI LOCKING BOLT 64MM | Trauma | EA
458.66 | 10886982229915 | 3.9MM TI LOCKING BOLT 66MM | Trauma | EA
458.68 | 10886982229939 | 3.9MM TI LOCKING BOLT 68MM | Trauma | EA
458.70 | 10886982229953 | 3.9MM TI LOCKING BOLT 70MM | Trauma | EA
458.72 | 10886982229977 | 3.9MM TI LOCKING BOLT 72MM | Trauma | EA
458.74 | 10886982229991 | 3.9MM TI LOCKING BOLT 74MM | Trauma | EA
458.76 | 10886982230010 | 3.9MM TI LOCKING BOLT 76MM | Trauma | EA
458.78 | 10886982230034 | 3.9MM TI LOCKING BOLT 78MM | Trauma | EA
458.80 | 10886982230058 | 3.9MM TI LOCKING BOLT 80MM | Trauma | EA
459.012 | 10886982231253 | 12MM TI END CAP 0MM EXT | Trauma | EA
459.012S | 10886982231260 | 12MM TI END CAP 0MM EXT- STERILE | Trauma | EA
459.013 | 10886982231277 | 12MM TI END CAP 10MM EXT | Trauma | EA
459.013S | 10886982231284 | 12MM TI END CAP 10MM EXT- STERILE | Trauma | EA
459.014 | 10886982231291 | 12MM TI END CAP 20MM EXT | Trauma | EA
459.014S | 10886982231307 | 12MM TI END CAP 20MM EXT- STERILE | Trauma | EA
459.100 | 10886982231314 | 4.9MM TI LOCKING BOLT 100MM | Trauma | EA
459.100S | 10886982231321 | 4.9MM TI LOCKING BOLT 100MM- STERILE | Trauma | EA
459.26 | 10886982231338 | 4.9MM TI LOCKING BOLT 26MM | Trauma | EA
459.26S | 10886982231345 | 4.9MM TI LOCKING BOLT 26MM- STERILE | Trauma | EA
459.28 | 10886982231352 | 4.9MM TI LOCKING BOLT 28MM | Trauma | EA
459.28S | 10886982231369 | 4.9MM TI LOCKING BOLT 28MM- STERILE | Trauma | EA
459.30 | 10886982231376 | 4.9MM TI LOCKING BOLT 30MM | Trauma | EA
459.30S | 10886982231383 | 4.9MM TI LOCKING BOLT 30MM- STERILE | Trauma | EA
459.32 | 10886982231390 | 4.9MM TI LOCKING BOLT 32MM | Trauma | EA
459.32S | 10886982231406 | 4.9MM TI LOCKING BOLT 32MM- STERILE | Trauma | EA
459.34 | 10886982231413 | 4.9MM TI LOCKING BOLT 34MM | Trauma | EA
459.34S | 10886982231420 | 4.9MM TI LOCKING BOLT 34MM- STERILE | Trauma | EA
459.36 | 10886982231437 | 4.9MM TI LOCKING BOLT 36MM | Trauma | EA
459.36S | 10886982231444 | 4.9MM TI LOCKING BOLT 36MM- STERILE | Trauma | EA
459.38 | 10886982231451 | 4.9MM TI LOCKING BOLT 38MM | Trauma | EA
459.38S | 10886982231468 | 4.9MM TI LOCKING BOLT 38MM- STERILE | Trauma | EA
459.40 | 10886982231475 | 4.9MM TI LOCKING BOLT 40MM | Trauma | EA
459.40S | 10886982231482 | 4.9MM TI LOCKING BOLT 40MM- STERILE | Trauma | EA
459.42 | 10886982231499 | 4.9MM TI LOCKING BOLT 42MM | Trauma | EA
459.42S | 10886982231505 | 4.9MM TI LOCKING BOLT 42MM- STERILE | Trauma | EA
459.44 | 10886982231512 | 4.9MM TI LOCKING BOLT 44MM | Trauma | EA
459.44S | 10886982231529 | 4.9MM TI LOCKING BOLT 44MM- STERILE | Trauma | EA
459.46 | 10886982231536 | 4.9MM TI LOCKING BOLT 46MM | Trauma | EA
459.46S | 10886982231543 | 4.9MM TI LOCKING BOLT 46MM- STERILE | Trauma | EA
459.48 | 10886982231550 | 4.9MM TI LOCKING BOLT 48MM | Trauma | EA
459.48S | 10886982231567 | 4.9MM TI LOCKING BOLT 48MM- STERILE | Trauma | EA
459.50 | 10886982231574 | 4.9MM TI LOCKING BOLT 50MM | Trauma | EA
459.50S | 10886982231581 | 4.9MM TI LOCKING BOLT 50MM- STERILE | Trauma | EA
459.52 | 10886982231598 | 4.9MM TI LOCKING BOLT 52MM | Trauma | EA
459.52S | 10886982231604 | 4.9MM TI LOCKING BOLT 52MM- STERILE | Trauma | EA
459.54 | 10886982231611 | 4.9MM TI LOCKING BOLT 54MM | Trauma | EA
459.54S | 10886982231628 | 4.9MM TI LOCKING BOLT 54MM- STERILE | Trauma | EA
459.56 | 10886982231635 | 4.9MM TI LOCKING BOLT 56MM | Trauma | EA
459.56S | 10886982231642 | 4.9MM TI LOCKING BOLT 56MM- STERILE | Trauma | EA
459.58 | 10886982231659 | 4.9MM TI LOCKING BOLT 58MM | Trauma | EA
459.58S | 10886982231666 | 4.9MM TI LOCKING BOLT 58MM- STERILE | Trauma | EA
459.60 | 10886982231673 | 4.9MM TI LOCKING BOLT 60MM | Trauma | EA
459.60S | 10886982231680 | 4.9MM TI LOCKING BOLT 60MM- STERILE | Trauma | EA
459.64 | 10886982231697 | 4.9MM TI LOCKING BOLT 64MM | Trauma | EA
459.64S | 10886982231703 | 4.9MM TI LOCKING BOLT 64MM- STERILE | Trauma | EA
459.68 | 10886982231710 | 4.9MM TI LOCKING BOLT 68MM | Trauma | EA
459.68S | 10886982231727 | 4.9MM TI LOCKING BOLT 68MM- STERILE | Trauma | EA
459.72 | 10886982231734 | 4.9MM TI LOCKING BOLT 72MM | Trauma | EA
459.72S | 10886982231741 | 4.9MM TI LOCKING BOLT 72MM- STERILE | Trauma | EA
459.76 | 10886982231758 | 4.9MM TI LOCKING BOLT 76MM | Trauma | EA
459.76S | 10886982231765 | 4.9MM TI LOCKING BOLT 76MM- STERILE | Trauma | EA
459.80 | 10886982231772 | 4.9MM TI LOCKING BOLT 80MM | Trauma | EA
459.80S | 10886982231789 | 4.9MM TI LOCKING BOLT 80MM- STERILE | Trauma | EA
459.85 | 10886982231796 | 4.9MM TI LOCKING BOLT 85MM | Trauma | EA
459.85S | 10886982231802 | 4.9MM TI LOCKING BOLT 85MM- STERILE | Trauma | EA
459.90 | 10886982231819 | 4.9MM TI LOCKING BOLT 90MM | Trauma | EA
459.90S | 10886982231826 | 4.9MM TI LOCKING BOLT 90MM- STERILE | Trauma | EA
459.95 | 10886982231833 | 4.9MM TI LOCKING BOLT 95MM | Trauma | EA
459.95S | 10886982231840 | 4.9MM TI LOCKING BOLT 95MM- STERILE | Trauma | EA
466.30S | 10886982232663 | 11MM TI SOLID FEMORAL NAIL 300MM-STERILE | Trauma | EA
470 | 10886982233059 | CHUCK SLEEVE SCREW | Trauma | EA
471 | 10886982233066 | CHUCK PIN | Trauma | EA
472 | 10886982233073 | CHUCK SPRING | Trauma | EA
478.27S | 10886982234889 | 8MM TI SOLID TIBIAL NAIL 270MM-STERILE | Trauma | EA
478.31S | 10886982234940 | 8MM TI SOLID TIBIAL NAIL 315MM-STERILE | Trauma | EA
478.33S | 10886982234964 | 8MM TI SOLID TIBIAL NAIL 330MM-STERILE | Trauma | EA
478.34S | 10886982234988 | 8MM TI SOLID TIBIAL NAIL 345MM-STERILE | Trauma | EA
478.36S | 10886982235008 | 8MM TI SOLID TIBIAL NAIL 360MM-STERILE | Trauma | EA
491 | 10886982236180 | HEX BOLT | Trauma | EA
492.08 | 20886982236194 | 0.8MM TI KIRSCHNER WIRE 70MM | Trauma | TP
492.10 | 20886982236217 | 1.0MM TI KIRSCHNER WIRE 150MM | Trauma | TP
492.12 | 20886982236231 | 1.25MM TI KIRSCHNER WIRE 150MM | Trauma | TP
492.16 | 20886982236255 | 1.6MM TI KIRSCHNER WIRE 150MM | Trauma | TP
492.18 | 20886982236279 | 1.6MM TI KIRSCHNER WIRE 285MM | Trauma | TP
492.20 | 20886982236293 | 2.0MM TI KIRSCHNER WIRE 150MM | Trauma | TP
492.21 | 20886982236316 | 2.0MM TI KIRSCHNER WIRE 285MM | Trauma | TP
492.25 | 20886982236323 | 2.5MM TI KIRSCHNER WIRE 150MM | Trauma | TP
492.26 | 20886982236330 | 2.5MM TI KIRSCHNER WIRE 285MM | Trauma | TP
492.30 | 20886982236347 | 3.0MM TI KIRSCHNER WIRE 150MM | Trauma | TP
492.31 | 20886982236354 | 3.0MM TI KIRSCHNER WIRE 285MM | Trauma | TP
496 | 10886982236913 | LOCKING LEVER | Trauma | EA
309.035 | 10886982185549 | HOLLOW REAMER COMPLETE FOR 3.5MM & 4.0MM SCREWS | Trauma | EA
309.039 | 10886982185563 | EXTRACTION BOLT FOR 3.5MM & 4.0MM SCREWS | Trauma | EA
309.065 | 10886982185570 | HOLLOW REAMER COMPLETE FOR 6.5MM & 7.0MM SCREWS | Trauma | EA
309.069 | 10886982185594 | EXTRACTION BOLT FOR 6.5MM & 7.0MM SCREWS | Trauma | EA
304.503 | 10886982184047 | TI FEMORAL NAIL STANDARD SET GRAPHIC CASE TRAY | Trauma | EA
294.771 | 10886982181824 | 4.0MM/3.0MM SELF-DRILLING SCHANZ SCREW 20MM THRD/80MM | Trauma | EA
494.771 | 10886982236388 | 4.0MM/3.0MM TI SELF-DRILLING SCHANZ SCREW 20MM THRD/80MM | Trauma | EA
494.774 | 10886982236449 | 4.0MM TI SELF-DRILLING SCHANZ SCREW 20MM THRD/60MM | Trauma | EA
294.772 | 10886982181855 | 4.0MM/3.0MM SELF-DRILLING SCHANZ SCREW 20MM THRD/100MM | Trauma | EA
494.772 | 10886982236418 | 4.0MM/3.0MM TI SELF-DRILLING SCHANZ SCREW 20MM THRD/100MM | Trauma | EA
494.775 | 10886982236463 | 4.0MM TI SELF-DRILLING SCHANZ SCREW 20MM THRD/80MM | Trauma | EA
494.776 | 10886982236494 | 4.0MM TI SELF-DRILLING SCHANZ SCREW 30MM THRD/100MM | Trauma | EA
494.777 | 10886982236524 | 4.0MM TI SELF-DRILLING SCHANZ SCREW 40MM THRD/125MM | Trauma | EA
494.778 | 10886982236555 | 4.0MM TI SELF-DRILLING SCHANZ SCREW 40MM THRD/150MM | Trauma | EA
494.779 | 10886982236586 | 4.0MM TI SELF-DRILLING SCHANZ SCREW 40MM THRD/175MM | Trauma | EA
294.774 | 10886982181893 | 4.0MM SELF-DRILLING SCHANZ SCREW 20MM THRD/60MM | Trauma | EA
294.775 | 10886982181923 | 4.0MM SELF-DRILLING SCHANZ SCREW 20MM THRD/80MM | Trauma | EA
294.776 | 10886982181954 | 4.0MM SELF-DRILLING SCHANZ SCREW 30MM THRD/100MM | Trauma | EA
294.777 | 10886982181985 | 4.0MM SELF-DRILLING SCHANZ SCREW 40MM THRD/125MM | Trauma | EA
294.778 | 10886982182012 | 4.0MM SELF-DRILLING SCHANZ SCREW 40MM THRD/150MM | Trauma | EA
294.779 | 10886982182043 | 4.0MM SELF-DRILLING SCHANZ SCREW 40MM THRD/175MM | Trauma | EA
494.782 | 10886982236616 | 5.0MM TI SELF-DRILLING SCHANZ SCREW 30MM THRD/100MM | Trauma | EA
494.783 | 10886982236647 | 5.0MM TI SELF-DRILLING SCHANZ SCREW 40MM THRD/125MM | Trauma | EA
494.784 | 10886982236678 | 5.0MM TI SELF-DRILLING SCHANZ SCREW 60MM THRD/150MM | Trauma | EA
494.785 | 10886982236708 | 5.0MM TI SELF-DRILLING SCHANZ SCREW 60MM THRD/175MM | Trauma | EA
494.786 | 10886982236739 | 5.0MM TI SELF-DRILLING SCHANZ SCREW 80MM THRD/200MM | Trauma | EA
494.788 | 10886982236760 | 5.0MM TI SELF-DRILLING SCHANZ SCREW 80MM THRD/250MM | Trauma | EA
294.782 | 10886982182074 | 5.0MM SELF-DRILLING SCHANZ SCREW 30MM THRD/100MM | Trauma | EA
294.783 | 10886982182104 | 5.0MM SELF-DRILLING SCHANZ SCREW 40MM THRD/125MM | Trauma | EA
294.784 | 10886982182135 | 5.0MM SELF-DRILLING SCHANZ SCREW 60MM THRD/150MM | Trauma | EA
294.785 | 10886982182166 | 5.0MM SELF-DRILLING SCHANZ SCREW 60MM THRD/175MM | Trauma | EA
294.786 | 10886982182197 | 5.0MM SELF-DRILLING SCHANZ SCREW 80MM THRD/200MM | Trauma | EA
494.792 | 10886982236791 | 6.0MM TI SELF-DRILLING SCHANZ SCREW 30MM THRD/100MM | Trauma | EA
494.793 | 10886982236814 | 6.0MM TI SELF-DRILLING SCHANZ SCREW 40MM THRD/125MM | Trauma | EA
494.794 | 10886982236838 | 6.0MM TI SELF-DRILLING SCHANZ SCREW 60MM THRD/150MM | Trauma | EA
494.795 | 10886982236852 | 6.0MM TI SELF-DRILLING SCHANZ SCREW 60MM THRD/175MM | Trauma | EA
494.796 | 10886982236876 | 6.0MM TI SELF-DRILLING SCHANZ SCREW 80MM THRD/200MM | Trauma | EA
494.798 | 10886982236890 | 6.0MM TI SELF-DRILLING SCHANZ SCREW 80MM THRD/250MM | Trauma | EA
399.002 | 10886982202123 | PERCUTANEOUS REDUCTION FORCEPS COMPLETE | Trauma | EA
399.004 | 10886982202147 | TROCAR FOR PERCUTANEOUS REDUCTION FORCEPS | Trauma | EA
399.005 | 10886982202154 | PLASTIC TROCAR FOR PERCUTANEOUS REDUCTION FORCEPS | Trauma | EA
399.006 | 10886982202161 | 0.76MM DRILL GUIDE FOR PERCUTANEOUS REDUCTION FORCEPS | Trauma | EA
399.007 | 10886982202178 | 1.0MM DRILL GUIDE FOR PERCUTANEOUS REDUCTION FORCEPS | Trauma | EA
399.008 | 10886982202185 | 1.1MM DRILL GUIDE FOR PERCUTANEOUS REDUCTION FORCEPS | Trauma | EA
399.009 | 10886982202192 | 1.3MM DRILL GUIDE FOR PERCUTANEOUS REDUCTION FORCEPS | Trauma | EA
399.011 | 10886982202222 | 1.5MM DRILL GUIDE FOR PERCUTANEOUS REDUCTION FORCEPS | Trauma | EA
401.962 | 10886982205391 | 1.8MM TI BUTTRESS PIN 12MM | Trauma | EA
401.964 | 10886982205407 | 1.8MM TI BUTTRESS PIN 14MM | Trauma | EA
401.966 | 10886982205414 | 1.8MM TI BUTTRESS PIN 16MM | Trauma | EA
401.968 | 10886982205421 | 1.8MM TI BUTTRESS PIN 18MM | Trauma | EA
401.970 | 10886982205445 | 1.8MM TI BUTTRESS PIN 20MM | Trauma | EA
401.972 | 10886982205452 | 1.8MM TI BUTTRESS PIN 22MM | Trauma | EA
401.974 | 10886982205469 | 1.8MM TI BUTTRESS PIN 24MM | Trauma | EA
401.976 | 10886982205476 | 1.8MM TI BUTTRESS PIN 26MM | Trauma | EA
401.978 | 10886982205483 | 1.8MM TI BUTTRESS PIN 28MM | Trauma | EA
401.980 | 10886982205490 | 1.8MM TI BUTTRESS PIN 30MM | Trauma | EA
401.612 | 10886982204509 | 2.4MM TI CORTEX SCREW SELF-TAPPING 12MM | Trauma | EA
401.614 | 10886982204516 | 2.4MM TI CORTEX SCREW SELF-TAPPING 14MM | Trauma | EA
401.616 | 10886982204523 | 2.4MM TI CORTEX SCREW SELF-TAPPING 16MM | Trauma | EA
401.618 | 10886982204530 | 2.4MM TI CORTEX SCREW SELF-TAPPING 18MM | Trauma | EA
401.620 | 10886982204547 | 2.4MM TI CORTEX SCREW SELF-TAPPING 20MM | Trauma | EA
401.622 | 10886982204554 | 2.4MM TI CORTEX SCREW SELF-TAPPING 22MM | Trauma | EA
401.624 | 10886982204561 | 2.4MM TI CORTEX SCREW SELF-TAPPING 24MM | Trauma | EA
401.626 | 10886982204578 | 2.4MM TI CORTEX SCREW SELF-TAPPING 26MM | Trauma | EA
401.628 | 10886982204585 | 2.4MM TI CORTEX SCREW SELF-TAPPING 28MM | Trauma | EA
401.630 | 10886982204592 | 2.4MM TI CORTEX SCREW SELF-TAPPING 30MM | Trauma | EA
304.563 | 10886982184306 | TI DISTAL RADIUS IMPLANT MODULE | Trauma | EA
313.991 | 10886982188335 | 1.0MM CRUCIFORM SCREWDRIVER SHAFT, SELF-RETAINING | Trauma | EA
313.992 | 10886982188342 | 1.3MM CRUCIFORM SCREWDRIVER SHAFT, SELF-RETAINING | Trauma | EA
313.993 | 10886982188359 | 1.5MM/2.0MM CRUCIFORM SCRWDRVR SHAFT, SELF-RETAINING | Trauma | EA
294.792 | 10886982182258 | 6.0MM SELF-DRILLING SCHANZ SCREW 30MM THRD/100MM | Trauma | EA
294.793 | 10886982182289 | 6.0MM SELF-DRILLING SCHANZ SCREW 40MM THRD/125MM | Trauma | EA
294.794 | 10886982182319 | 6.0MM SELF-DRILLING SCHANZ SCREW 60MM THRD/150MM | Trauma | EA
294.795 | 10886982182340 | 6.0MM SELF-DRILLING SCHANZ SCREW 60MM THRD/175MM | Trauma | EA
294.796 | 10886982182371 | 6.0MM SELF-DRILLING SCHANZ SCREW 80MM THRD/200MM | Trauma | EA
294.798 | 10886982182401 | 6.0MM SELF-DRILLING SCHANZ SCREW 80MM THRD/250MM | Trauma | EA
338.302 | 10886982193315 | DHSÂ®/DCSÂ® ONE-STEP INSERTION WRENCH | Trauma | EA
304.501 | 10886982184023 | TI FEMORAL NAIL STANDARD SET CASE BOTTOM | Trauma | EA
280.660 | 10886982175977 | DHSÂ®/DCSÂ® ONE-STEP LAG SCREW 14MM DIA. THREAD / 60MM | Trauma | EA
280.670 | 10886982176004 | DHSÂ®/DCSÂ® ONE-STEP LAG SCREW 14MM DIA. THREAD / 70MM | Trauma | EA
280.680 | 10886982176035 | DHSÂ®/DCSÂ® ONE-STEP LAG SCREW 14MM DIA. THREAD / 80MM | Trauma | EA
280.690 | 10886982176066 | DHSÂ®/DCSÂ® ONE-STEP LAG SCREW 14MM DIA. THREAD / 90MM | Trauma | EA
280.710 | 10886982176134 | DHSÂ®/DCSÂ® ONE-STEP LAG SCREW 14MM DIA. THREAD / 110MM | Trauma | EA
280.720 | 10886982176165 | DHSÂ®/DCSÂ® ONE-STEP LAG SCREW 14MM DIA. THREAD / 120MM | Trauma | EA
280.730 | 10886982176196 | DHSÂ®/DCSÂ® ONE-STEP LAG SCREW 14MM DIA. THREAD / 130MM | Trauma | EA
280.740 | 10886982176226 | DHSÂ®/DCSÂ® ONE-STEP LAG SCREW 14MM DIA. THREAD / 140MM | Trauma | EA
324.050 | 10886982191052 | 3.5MM HEXAGONAL SCREWDRIVER SHAFT/SELF-RETAINING | Trauma | EA
324.019 | 10886982190932 | STOPPER FOR LISS INSERTION GUIDES | Trauma | EA
324.055 | 10886982191083 | 2.0MM K-WIRE INSERTION SLEEVE | Trauma | EA
422.390 | 10886982215840 | TI SCREW HOLE INSERT 5MM | Trauma | EA
324.044 | 10886982191038 | STABILIZATION BOLT FOR LISS INSERTION GUIDES | Trauma | EA
324.027 | 10886982190970 | 5.0MM TROCAR | Trauma | EA
324.022 | 10886982190949 | INSERTION SLEEVE FOR 5.0MM TI LOCKING SCREWS | Trauma | EA
324.043 | 10886982191021 | FIXATION BOLT FOR LISS INSERTION GUIDES | Trauma | EA
393.747 | 10886982199409 | SPLIT TISSUE PROTECTION SLEEVE FOR WIRES OR PINS UP TO 4.0MM | Trauma | EA
214.150 | 10886982153845 | 4.5MM CORTEX SCREW 150MM | Trauma | EA
214.155 | 10886982153852 | 4.5MM CORTEX SCREW 155MM | Trauma | EA
214.160 | 10886982153869 | 4.5MM CORTEX SCREW 160MM | Trauma | EA
207.617 | 10886982148087 | 4.0MM CANNULATED SCREW SHORT THREAD/17MM | Trauma | EA
207.619 | 10886982148100 | 4.0MM CANNULATED SCREW SHORT THREAD/19MM | Trauma | EA
207.621 | 10886982148124 | 4.0MM CANNULATED SCREW SHORT THREAD/21MM | Trauma | EA
207.623 | 10886982148148 | 4.0MM CANNULATED SCREW SHORT THREAD/23MM | Trauma | EA
207.625 | 10886982148162 | 4.0MM CANNULATED SCREW SHORT THREAD/25MM | Trauma | EA
511.785 | 10886982237989 | REDUCTION DRIVE UNIT | Trauma | EA
304.581 | 10886982184405 | TI TIBIAL NAIL GRAPHIC CASE ASSEMBLY | Trauma | EA
304.582 | 10886982184412 | TI TIBIAL NAIL ACCESSORY IMPLANT TRAY | Trauma | EA
357.039 | 10886982195692 | 2.8MM GUIDE WIRE 350MM | Trauma | EA
357.047 | 10886982195715 | 6.5MM CANNULATED DRILL BIT QC/330MM | Trauma | EA
399.505 | 10886982202888 | SYNTHETIC HAMMER | Trauma | EA
357.055 | 10886982195753 | SCREWDRIVER HEXAGONAL CANNULATED L365MM | Trauma | EA
357.071 | 10886982195760 | HAMMER GUIDE | Trauma | EA
357.073 | 10886982195777 | EXTRACTION HOLDING SLEEVE FOR HIP PIN | Trauma | EA
511.701 | 10886982237644 | COMPACT AIR DRIVE II | Trauma | EA
310.02S | 10886982185877 | 3.2MM DRILL BIT/QC/225MM STERILE | Trauma | EA
310.10S | 10886982185891 | 1.1MM DRILL BIT/JC/45MM STERILE | Trauma | EA
310.11S | 10886982185914 | 1.1MM DRILL BIT/QC/60MM STERILE | Trauma | EA
310.111S | 10886982185938 | 1.1MM DRILL BIT/MINI QC/55MM STERILE | Trauma | EA
310.14S | 10886982185976 | 1.5MM DRILL BIT/JC/70MM STERILE | Trauma | EA
310.141S | 10886982185990 | 1.5MM DRILL BIT/MINI QC/65MM STERILE | Trauma | EA
310.143S | 10886982186010 | 1.5MM DRILL BIT/STRYKER J-LTCH 75MM-STERILE | Trauma | EA
310.16S | 10886982186072 | 1.5MM DRILL BIT/QC/110MM STERILE | Trauma | EA
310.19S | 10886982186119 | 2.0MM DRILL BIT/QC/100MM STERILE | Trauma | EA
310.20S | 10886982186133 | 2.0MM DRILL BIT/JC/85MM STERILE | Trauma | EA
310.201S | 10886982186157 | 2.0MM DRILL BIT/MINI QC/65MM STERILE | Trauma | EA
310.21S | 10886982186218 | 2.0MM DRILL BIT/QC/125MM STERILE | Trauma | EA
310.21JS | 10886982186201 | 2.0MM DRILL BIT/JC/110MM STERILE | Trauma | EA
310.221S | 10886982186249 | 2.0MM CANNULATED DRILL BIT/QC 150MM-STERILE | Trauma | EA
310.23S | 10886982186270 | 2.5MM DRILL BIT/QC/GOLD/180MM STERILE | Trauma | EA
310.24S | 10886982186294 | 2.5MM DRILL BIT/JC/GOLD/95MM STERILE | Trauma | EA
310.25S | 10886982186324 | 2.5MM DRILL BIT/QC/GOLD/110MM STERILE | Trauma | EA
310.26S | 10886982186348 | 2.7MM DRILL BIT/QC/100MM STERILE | Trauma | EA
310.27S | 10886982186362 | 2.7MM DRILL BIT/JC/85MM STERILE | Trauma | EA
310.28S | 10886982186409 | 2.7MM DRILL BIT/QC/125MM STERILE | Trauma | EA
310.29S | 10886982186447 | 3.2MM DRILL BIT/QC/195MM STERILE | Trauma | EA
310.30S | 10886982186461 | 3.2MM DRILL BIT/JC/180MM STERILE | Trauma | EA
310.31S | 10886982186485 | 3.2MM DRILL BIT/QC/145MM STERILE | Trauma | EA
310.32S | 10886982186508 | 3.2MM DRILL BIT/JC/130MM STERILE | Trauma | EA
310.35S | 10886982186522 | 3.5MM DRILL BIT/QC/110MM STERILE | Trauma | EA
310.36S | 10886982186546 | 3.5MM DRILL BIT/JC/95MM STERILE | Trauma | EA
310.37S | 10886982186560 | 3.5MM DRILL BIT/QC/195MM STERILE | Trauma | EA
310.38S | 10886982186584 | 3.5MM DRILL BIT/JC/180MM STERILE | Trauma | EA
310.44S | 10886982186652 | 4.5MM DRILL BIT/QC/145MM STERILE | Trauma | EA
310.45S | 10886982186676 | 4.5MM DRILL BIT/JC/130MM STERILE | Trauma | EA
310.48S | 10886982186690 | 4.5MM DRILL BIT/QC/195MM STERILE | Trauma | EA
310.49S | 10886982186713 | 4.5MM DRILL BIT/JC/180MM STERILE | Trauma | EA
310.69S | 10886982186942 | 4.5MM CANNULATED DRILL BIT/JC 233MM-STERILE | Trauma | EA
310.60S | 10886982186805 | 6.0MM DRILL BIT/QC/195MM STERILE | Trauma | EA
310.60JS | 10886982186799 | 6.0MM DRILL BIT/JC/195MM STERILE | Trauma | EA
310.63S | 10886982186829 | 5.0MM CANNULATED DRILL BIT/QC 300MM-STERILE | Trauma | EA
310.65S | 10886982186867 | 3.2MM CANNULATED DRILL BIT/QC 170MM-STERILE | Trauma | EA
310.66S | 10886982186881 | 4.5MM CANNULATED DRILL BIT/QC 170MM-STERILE | Trauma | EA
310.67S | 10886982186904 | 2.7MM CANNULATED DRILL BIT/QC 160MM-STERILE | Trauma | EA
310.68S | 10886982186928 | 3.5MM CANNULATED DRILL BIT/QC 160MM-STERILE | Trauma | EA
315.05S | 10886982189127 | 3.5MM THREE-FLUTED DRILL BIT QC/225MM-STERILE | Trauma | EA
315.19S | 10886982189141 | 2.0MM THREE-FLUTED DRILL BIT QC/100MM-STERILE | Trauma | EA
315.21S | 10886982189165 | 2.0MM THREE-FLUTED DRILL BIT QC/125MM-STERILE | Trauma | EA
133 | 10886982138934 | SCREW | Trauma | EA
310.15S | 10886982186034 | 1.5MM DRILL BIT/QC/85MM STERILE | Trauma | EA
315.23S | 10886982189189 | 2.5MM THREE-FLUTED DRILL BIT 180MM/155MM QC-STERILE | Trauma | EA
315.25S | 10886982189202 | 2.5MM THREE-FLUTED DRILL BIT QC/110MM-STERILE | Trauma | EA
315.26S | 10886982189226 | 2.7MM THREE-FLUTED DRILL BIT QC/110MM-STERILE | Trauma | EA
315.28S | 10886982189240 | 2.7MM THREE-FLUTED DRILL BIT QC/125MM-STERILE | Trauma | EA
315.29S | 10886982189264 | 3.2MM THREE-FLUTED DRILL BIT QC/195MM-STERILE | Trauma | EA
315.31S | 10886982189288 | 3.2MM THREE-FLUTED DRILL BIT QC/145MM-STERILE | Trauma | EA
315.37S | 10886982189349 | 3.5MM THREE-FLUTED DRILL BIT QC/195MM-STERILE | Trauma | EA
315.40S | 10886982189363 | 4.0MM THREE-FLUTED DRILL BIT QC/195MM-STERILE | Trauma | EA
315.44S | 10886982189387 | 4.5MM THREE-FLUTED DRILL BIT QC/145MM-STERILE | Trauma | EA
315.48S | 10886982189400 | 4.5MM THREE-FLUTED DRILL BIT QC/195MM-STERILE | Trauma | EA
315.60S | 10886982189424 | 6.0MM THREE-FLUTED DRILL BIT QC/195MM-STERILE | Trauma | EA
315.92S | 10886982189448 | 2.5MM THREE-FLUTED DRILL BIT QC/230MM/200MM CALIB-STERILE | Trauma | EA
315.93S | 10886982189462 | 3.2MM THREE-FLUTED DRILL BIT QC/230MM/200MM CALIB-STERILE | Trauma | EA
316.235.96S | 10886982189509 | 1.0MM DRILL BIT/STRYKER J-LATCH/35MM STOP/60MM-STERILE | Trauma | EA
316.286S | 10886982189547 | 0.76MM DRILL BIT/MINI QC WITH 6MM STOP/44.5MM-STERILE | Trauma | EA
316.288S | 10886982189561 | 0.76MM DRILL BIT/MINI QC WITH 8MM STOP/44.5MM-STERILE | Trauma | EA
316.290S | 10886982189585 | 0.76MM DRILL BIT/MINI QC WITH 10MM STOP/44.5MM-STERILE | Trauma | EA
316.292S | 10886982189608 | 0.76MM DRILL BIT/MINI QC WITH 12MM STOP/44.5MM-STERILE | Trauma | EA
316.294S | 10886982189622 | 0.76MM DRILL BIT, MINI QC WITH 14MM STOP/44.5MM-STERILE | Trauma | EA
316.308S | 10886982189660 | 0.76MM DRILL BIT/STRYKER J-LATCH/8MM STOP/44.5MM-STER | Trauma | EA
316.310S | 10886982189684 | 0.76MM DRILL BIT/STRYKER J-LATCH/10MM STOP/44.5MM-STER | Trauma | EA
316.312S | 10886982189707 | 0.76MM DRILL BIT/STRYKER J-LATCH/12MM STOP/44.5 MM-STER | Trauma | EA
316.314S | 10886982189721 | 0.76MM DRILL BIT STRYKER J-LATCH/14MM STOP/44.5MM-STER | Trauma | EA
316.335.96S | 10886982189745 | 1.3MM DRILL BIT/STRYKER J-LATCH/40MM STOP/65MM-STERILE | Trauma | EA
316.396S | 10886982189769 | 1.0MM DRILL BIT/MINI QC/50MM STERILE | Trauma | EA
316.402S | 10886982189783 | 1.3MM DRILL BIT/MINI QC/55MM STERILE | Trauma | EA
317.861S | 10886982189868 | 1.8MM DRILL BIT/MINI QC/80MM STERILE | Trauma | EA
317.871S | 10886982189905 | 2.4MM DRILL BIT/MINI QC/80MM STERILE | Trauma | EA
360.05S | 10886982197375 | 10.0MM CANNULATED DRILL BIT/QC 190MM-STERILE | Trauma | EA
360.06S | 10886982197405 | 11.0MM CANNULATED DRILL BIT/QC 190MM-STERILE | Trauma | EA
355.042 | 10886982194787 | 2.5MM GUIDE ROD W/ SMOOTH TIP 950MM | Trauma | EA
355.042S | 10886982194794 | 2.5MM GUIDE ROD W/ SMOOTH TIP 950MM-STERILE | Trauma | EA
280.251S | 10886982175007 | DHSÂ®/DCSÂ® ONE-STEP LAG SCREW 12.7MM THREAD/50MM-STERILE | Trauma | EA
280.255S | 10886982175021 | DHSÂ®/DCSÂ® ONE-STEP LAG SCREW 12.7MM THREAD/55MM-STERILE | Trauma | EA
280.260S | 10886982175045 | DHSÂ®/DCSÂ® ONE-STEP LAG SCREW 12.7MM THREAD/60MM-STERILE | Trauma | EA
280.265S | 10886982175069 | DHSÂ®/DCSÂ® ONE-STEP LAG SCREW 12.7MM THREAD/65MM-STERILE | Trauma | EA
280.270S | 10886982175083 | DHSÂ®/DCSÂ® ONE-STEP LAG SCREW 12.7MM THREAD/70MM-STERILE | Trauma | EA
280.275S | 10886982175106 | DHSÂ®/DCSÂ® ONE-STEP LAG SCREW 12.7MM THREAD/75MM-STERILE | Trauma | EA
280.280S | 10886982175120 | DHSÂ®/DCSÂ® ONE-STEP LAG SCREW 12.7MM THREAD/80MM-STERILE | Trauma | EA
280.285S | 10886982175144 | DHSÂ®/DCSÂ® ONE-STEP LAG SCREW 12.7MM THREAD/85MM-STERILE | Trauma | EA
280.290S | 10886982175168 | DHSÂ®/DCSÂ® ONE-STEP LAG SCREW 12.7MM THREAD/90MM-STERILE | Trauma | EA
280.295S | 10886982175182 | DHSÂ®/DCSÂ® ONE-STEP LAG SCREW 12.7MM THREAD/95MM-STERILE | Trauma | EA
280.301S | 10886982175229 | DHSÂ®/DCSÂ® ONE-STEP LAG SCREW 12.7MM THREAD/100MM-STERILE | Trauma | EA
280.305S | 10886982175243 | DHSÂ®/DCSÂ® ONE-STEP LAG SCREW 12.7MM THREAD/105MM-STERILE | Trauma | EA
280.310S | 10886982175267 | DHSÂ®/DCSÂ® ONE-STEP LAG SCREW 12.7MM THREAD/110MM-STERILE | Trauma | EA
280.315S | 10886982175281 | DHSÂ®/DCSÂ® ONE-STEP LAG SCREW 12.7MM THREAD/115MM-STERILE | Trauma | EA
280.320S | 10886982175304 | DHSÂ®/DCSÂ® ONE-STEP LAG SCREW 12.7MM THREAD/120MM-STERILE | Trauma | EA
280.325S | 10886982175328 | DHSÂ®/DCSÂ® ONE-STEP LAG SCREW 12.7MM THREAD/125MM-STERILE | Trauma | EA
280.330S | 10886982175342 | DHSÂ®/DCSÂ® ONE-STEP LAG SCREW 12.7MM THREAD/130MM-STERILE | Trauma | EA
280.335S | 10886982175366 | DHSÂ®/DCSÂ® ONE-STEP LAG SCREW 12.7MM THREAD/135MM-STERILE | Trauma | EA
280.340S | 10886982175380 | DHSÂ®/DCSÂ® ONE-STEP LAG SCREW 12.7MM THREAD/140MM-STERILE | Trauma | EA
280.345S | 10886982175403 | DHSÂ®/DCSÂ® ONE-STEP LAG SCREW 12.7MM THREAD/145MM-STERILE | Trauma | EA
280.651S | 10886982175953 | DHSÂ®/DCSÂ® ONE-STEP LAG SCREW 14MM DIA. THREAD/50MM-STERILE | Trauma | EA
280.655S | 10886982175960 | DHSÂ®/DCSÂ® ONE-STEP LAG SCREW 14MM DIA. THREAD/55MM-STERILE | Trauma | EA
280.660S | 10886982175984 | DHSÂ®/DCSÂ® ONE-STEP LAG SCREW 14MM DIA. THREAD/60MM-STERILE | Trauma | EA
280.665S | 10886982175991 | DHSÂ®/DCSÂ® ONE-STEP LAG SCREW 14MM DIA. THREAD/65MM-STERILE | Trauma | EA
280.670S | 10886982176011 | DHSÂ®/DCSÂ® ONE-STEP LAG SCREW 14MM DIA. THREAD/70MM-STERILE | Trauma | EA
280.675S | 10886982176028 | DHSÂ®/DCSÂ® ONE-STEP LAG SCREW 14MM DIA. THREAD/75MM-STERILE | Trauma | EA
280.680S | 10886982176042 | DHSÂ®/DCSÂ® ONE-STEP LAG SCREW 14MM DIA. THREAD/80MM-STERILE | Trauma | EA
280.685S | 10886982176059 | DHSÂ®/DCSÂ® ONE-STEP LAG SCREW 14MM DIA. THREAD/85MM-STERILE | Trauma | EA
280.690S | 10886982176073 | DHSÂ®/DCSÂ® ONE-STEP LAG SCREW 14MM DIA. THREAD/90MM-STERILE | Trauma | EA
280.695S | 10886982176080 | DHSÂ®/DCSÂ® ONE-STEP LAG SCREW 14MM DIA. THREAD/95MM-STERILE | Trauma | EA
280.701S | 10886982176110 | DHSÂ®/DCSÂ® ONE-STEP LAG SCREW 14MM DIA. THREAD/100M-STERILE | Trauma | EA
280.705S | 10886982176127 | DHSÂ®/DCSÂ® ONE-STEP LAG SCREW 14MM DIA. THREAD/105M-STERILE | Trauma | EA
280.710S | 10886982176141 | DHS/DCS ONE-STEP LAG SCREW 14MM DIA. THREAD/110MM-STERILE | Trauma | EA
280.715S | 10886982176158 | DHSÂ®/DCSÂ® ONE-STEP LAG SCREW 14MM DIA. THREAD/115M-STERILE | Trauma | EA
280.720S | 10886982176172 | DHSÂ®/DCSÂ® ONE-STEP LAG SCREW 14MM DIA. THREAD/120M-STERILE | Trauma | EA
280.725S | 10886982176189 | DHSÂ®/DCSÂ® ONE-STEP LAG SCREW 14MM DIA. THREAD/125M-STERILE | Trauma | EA
280.730S | 10886982176202 | DHSÂ®/DCSÂ® ONE-STEP LAG SCREW 14MM DIA. THREAD/130M-STERILE | Trauma | EA
280.735S | 10886982176219 | DHSÂ®/DCSÂ® ONE-STEP LAG SCREW 14MM DIA. THREAD/135M-STERILE | Trauma | EA
280.740S | 10886982176233 | DHSÂ®/DCSÂ® ONE-STEP LAG SCREW 14MM DIA. THREAD/140M-STERILE | Trauma | EA
280.745S | 10886982176240 | DHSÂ®/DCSÂ® ONE-STEP LAG SCREW 14MM DIA. THREAD/145M-STERILE | Trauma | EA
5012 | 10886982237064 | HYBRID FRAME BONE MODEL | Trauma | EA
299 | 10886982182586 | SPRING | Trauma | EA
301.49 | 10886982182654 | STANDARD ALUMINUM CASE-HIGH BROWN WITH WHITE (SILVER) LID | Trauma | EA
301.50 | 10886982182661 | LONG ALUMINUM CASE-GREEN | Trauma | EA
301.90 | 10886982182708 | STANDARD ALUMINUM CASE-HIGH RED WITH WHITE (SILVER) LID | Trauma | EA
301.94 | 10886982182722 | STANDARD ALUMINUM CASE-RED WITH WHITE LID | Trauma | EA
301.96 | 10886982182739 | LONG ALUMINUM CASE | Trauma | EA
302 | 10886982182753 | SCREW | Trauma | EA
302.07 | 10886982182777 | INSTRUMENT TRAY B1 FOR USE WITH LONG CASE | Trauma | EA
302.08 | 10886982182784 | INSTRUMENT TRAY B2 FOR USE WITH LONG CASE | Trauma | EA
302.49 | 10886982182883 | INSTRUMENT TRAY A12 FOR DRILLS AND BURRS WITH STANDARD CASE | Trauma | EA
302.70 | 10886982182906 | SM INSTRUMENT TRAY W/DIVIDERS FOR USE WITH SMALL CASE | Trauma | EA
302.97 | 10886982182944 | SMALL INSTRUMENT TRAY FOR USE WITH SMALL CASE | Trauma | EA
302.992 | 10886982182951 | SCREW RACK F/3.5MM CORTEX SCREWS | Trauma | EA
302.993 | 10886982182968 | SCREW RACK F/4.5MM CORTEX SCREWS | Trauma | EA
303 | 10886982182975 | LEAF SPRING | Trauma | EA
304.205 | 10886982183057 | SCREW RACK F/4.0MM CANCELLOUS BONE SCREWS W/5.0MM HEAD | Trauma | EA
304.220 | 10886982183095 | 4.5MM CANNULATED SCREW INSTR & IMPLANT SET GRAPHIC CASE | Trauma | EA
304.223 | 10886982183125 | 4.5MM CANNULATED SCREW SET GRAPHIC CASE SCREW RACK | Trauma | EA
304.230 | 10886982183163 | 7.0MM CANNULATED SCREW INSTR & IMPLANT SET GRAPHIC CASE | Trauma | EA
304.234 | 10886982183170 | SCREW RACK FOR 7.0MM CANN SCR 16/32MM THREAD LENGTH | Trauma | EA
304.235 | 10886982183187 | SCREW RACK F/7.0MM CANNULATED SCREWS-FULLY THREADED | Trauma | EA
304.250 | 10886982183217 | DHSÂ®/DCSÂ® BASIC SET GRAPHIC CASE F/SELF-TAPPING SCREWS | Trauma | EA
304.256 | 10886982183255 | DHSÂ®/DCSÂ® BASIC SET CASE SCREW RACK F/SELF-TAPPING SCREWS | Trauma | EA
304.257 | 10886982183262 | DHSÂ®/DCSÂ® BASIC SET GRAPHIC CASE | Trauma | EA
304.258 | 10886982183286 | DHSÂ®/DCSÂ® BASIC SET CASE SCREW RACK | Trauma | EA
304.260 | 10886982183293 | DHSÂ®/DCSÂ® BASIC SET GRAPHIC CASE F/SELF-TAPPING SCREWS | Trauma | EA
304.261 | 10886982183309 | DHSÂ®/DCSÂ® BASIC SET CASE BOTTOM F/SELF-TAPPING SCREWS | Trauma | EA
304.262 | 10886982183316 | DHSÂ®/DCSÂ® BASIC SET CASE LID F/SELF-TAPPING SCREWS | Trauma | EA
304.263 | 10886982183323 | DHSÂ®/DCSÂ® BASIC SET CASE BASE PLATE F/SELF-TAPPING SCREWS | Trauma | EA
304.264 | 10886982183330 | DHSÂ®/DCSÂ® BASIC SET CASE INSTR TRAY F/SELF-TAPPING SCREWS | Trauma | EA
304.265 | 10886982183347 | DHSÂ®/DCSÂ® BASIC SET DRILL BIT RACK FOR SELF-TAPPING SCREWS | Trauma | EA
304.266 | 10886982183354 | DHSÂ®/DCSÂ® BASIC SET SCREW RACK FOR SELF-TAPPING SCREWS | Trauma | EA
304.267 | 10886982183361 | DHSÂ®/DCSÂ® SCREW RACK FOR SELF-TAPPING SCREWS | Trauma | EA
304.268 | 10886982183378 | DHSÂ®/DCSÂ® BASIC SET GRAPHIC CASE SCREW RACK | Trauma | EA
304.270 | 10886982183385 | DCSÂ® IMPLANT SET GRAPHIC CASE | Trauma | EA
304.275 | 10886982183392 | DHSÂ® IMPLANT SET GRAPHIC CASE | Trauma | EA
304.410 | 10886982183774 | TI BASIC SCREW SET GRAPHIC CASE | Trauma | EA
304.463 | 10886982183972 | TI WRIST FUSION INSTRUMENT & IMPLANT SET CASE IMPLANT TRAY | Trauma | EA
304.500 | 10886982184016 | TI FEMORAL NAIL STANDARD SET GRAPHIC CASE | Trauma | EA
304.507 | 10886982184078 | 130 DEG TI IMPLANT TRAY WITH LID | Trauma | EA
304.510 | 10886982184092 | TI UNREAMED FEMORAL NAIL SET GRAPHIC CASE | Trauma | EA
304.514 | 10886982184115 | 9MM TI UNREAMED FEMORAL NAIL TRAY WITH LID | Trauma | EA
304.515 | 10886982184122 | 10MM TI UNREAMED FEMORAL NAIL TRAY WITH LID | Trauma | EA
304.516 | 10886982184139 | 11MM TI UNREAMED FEMORAL NAIL TRAY WITH LID | Trauma | EA
304.517 | 10886982184146 | 12MM TI UNREAMED FEMORAL NAIL TRAY WITH LID | Trauma | EA
304.518 | 10886982184153 | TI UNREAMED FEMORAL NAIL TRAY LID | Trauma | EA
304.520 | 10886982184160 | TI FEMORAL NAIL SPECIALTY LOCKING SET GRAPHIC CASE | Trauma | EA
304.525 | 10886982184191 | TI SPIRAL BLADE IMPLANT TRAY WITH LID | Trauma | EA
304.529 | 10886982184214 | 7.3MM TI CANNULATED SCREW TRAY WITH LID F/MISS-A-NAIL | Trauma | EA
305.10 | 10886982184641 | BASIC SCREW SET GRAPHIC CASE | Trauma | EA
305.15 | 10886982184726 | ANGLED BLADE PLATE INSTRUMENT SET GRAPHIC CASE | Trauma | EA
305.16 | 10886982184733 | ANGLED BLADE PLATE INSTRUMENT SET CASE BOTTOM | Trauma | EA
305.20 | 10886982184740 | 95 DEG CONDYLAR PLATE SET GRAPHIC CASE | Trauma | EA
305.21 | 10886982184757 | 95 DEG CONDYLAR PLATE SET CASE BOTTOM | Trauma | EA
305.36 | 10886982184788 | DHSÂ® UNIVERSAL IMPLANT SET GRAPHIC CASE | Trauma | EA
305.40 | 10886982184795 | SMALL FRAGMENT INSTRUMENT & IMPLANT SET GRAPHIC CASE | Trauma | EA
305.42 | 10886982184832 | SMALL FRAGMENT INSTRUMENT & IMPLANT SET CASE LID | Trauma | EA
305.43 | 10886982184849 | SMALL FRAGMENT INSTRUMENT & IMPLANT SET CASE SCREW RACK | Trauma | EA
305.50 | 10886982184863 | MINI FRAGMENT INSTRUMENT & IMPLANT SET GRAPHIC CASE | Trauma | EA
305.505 | 10886982184870 | MINI FRAGMENT INSTRUMENT & TI IMPLANT SET GRAPHIC CASE | Trauma | EA
305.60 | 10886982185037 | UNIVERSAL NAIL REAMING INSTRUMENT GRAPHIC CASE | Trauma | EA
305.65 | 10886982185082 | UNIVERSAL NAIL INSERTION INSTRUMENT SET GRAPHIC CASE | Trauma | EA
305.67 | 10886982185105 | UNIVERSAL NAIL INSERTION SET GRAPHIC CASE LID | Trauma | EA
305.68 | 10886982185112 | UNIVERSAL NAIL INSERTION SET GRAPHIC CASE LARGE TRAY | Trauma | EA
305.70 | 10886982185129 | UNIVERSAL NAIL LOCKING SET GRAPHIC CASE | Trauma | EA
305.75 | 10886982185143 | BONE FORCEPS SET GRAPHIC CASE | Trauma | EA
305.76 | 10886982185150 | BONE FORCEPS SET GRAPHIC CASE BOTTOM | Trauma | EA
305.85 | 10886982185198 | WIRE INSTRUMENT & IMPLANT SET GRAPHIC CASE | Trauma | EA
305.99 | 10886982185235 | UNIVERSAL GRAPHIC CASE WITHOUT MARKINGS W/PKG PEGS | Trauma | EA
306.00 | 10886982185242 | PELVIC INSTRUMENT SET GRAPHIC CASE | Trauma | EA
306.05 | 10886982185280 | PELVIC REDUCTION INSTRUMENT SET GRAPHIC CASE | Trauma | EA
306.10 | 10886982185297 | PELVIC IMPLANT SET GRAPHIC CASE | Trauma | EA
306.20 | 10886982185310 | PELVIC IMPLANT SET GRAPHIC CASE F/SELF-TAPPING SCREWS | Trauma | EA
306.84 | 10886982185426 | BURGUNDY CORNER POST F/75MM HIGH CASE | Trauma | EA
306.85 | 10886982185433 | BURGUNDY CORNER POST F/40MM HIGH CASE | Trauma | EA
306.86 | 10886982185440 | BURGUNDY CORNER POST FOR 56MM HIGH GRAPHIC CASE | Trauma | EA
306.88 | 20886982260434 | STEPPED PEGS FOR CASES | Trauma | 4F
306.89 | 20886982185461 | BURGUNDY REPLACEMENT PEGS FOR CASES | Trauma | 4F
306.93 | 10886982185495 | PEG INSERTER | Trauma | EA
307.09 | 10886982185518 | LARGE DISTRACTOR UPGRADE SET STERILIZATION TRAY | Trauma | EA
310.02 | 10886982185860 | 3.2MM DRILL BIT/QC/225MM | Trauma | EA
310.10 | 10886982185884 | 1.1MM DRILL BIT/JC/45MM | Trauma | EA
310.11 | 10886982185907 | 1.1MM DRILL BIT/QC/60MM | Trauma | EA
310.14 | 10886982185969 | 1.5MM DRILL BIT/JC/70MM | Trauma | EA
310.15 | 10886982186027 | 1.5MM DRILL BIT/QC/85MM | Trauma | EA
310.16 | 10886982186041 | 1.5MM DRILL BIT/QC/110MM | Trauma | EA
310.16J | 10886982186058 | 1.5MM DRILL BIT/JC/95MM | Trauma | EA
310.19 | 10886982186102 | 2.0MM DRILL BIT/QC/100MM | Trauma | EA
310.20 | 10886982186126 | 2.0MM DRILL BIT/JC/85MM | Trauma | EA
310.21 | 10886982186188 | 2.0MM DRILL BIT/QC/125MM | Trauma | EA
310.21J | 10886982186195 | 2.0MM DRILL BIT/JC/110MM | Trauma | EA
310.23 | 10886982186263 | 2.5MM DRILL BIT/QC/GOLD/180MM | Trauma | EA
310.24 | 10886982186287 | 2.5MM DRILL BIT/JC/GOLD/95MM | Trauma | EA
310.25 | 10886982186317 | 2.5MM DRILL BIT/QC/GOLD/110MM | Trauma | EA
310.26 | 10886982186331 | 2.7MM DRILL BIT/QC/100MM | Trauma | EA
310.27 | 10886982186355 | 2.7MM DRILL BIT/JC/85MM | Trauma | EA
310.28 | 10886982186379 | 2.7MM DRILL BIT/QC/125MM | Trauma | EA
310.28J | 10886982186386 | 2.7MM DRILL BIT/JC/110MM | Trauma | EA
310.29 | 10886982186430 | 3.2MM DRILL BIT/QC/195MM | Trauma | EA
310.30 | 10886982186454 | 3.2MM DRILL BIT/JC/180MM | Trauma | EA
310.31 | 10886982186478 | 3.2MM DRILL BIT/QC/145MM | Trauma | EA
310.32 | 10886982186492 | 3.2MM DRILL BIT/JC/130MM | Trauma | EA
310.35 | 10886982186515 | 3.5MM DRILL BIT/QC/110MM | Trauma | EA
310.36 | 10886982186539 | 3.5MM DRILL BIT/JC/95MM | Trauma | EA
310.37 | 10886982186553 | 3.5MM DRILL BIT/QC/195MM | Trauma | EA
310.38 | 10886982186577 | 3.5MM DRILL BIT/JC/180MM | Trauma | EA
310.40 | 10886982186591 | 4.0MM DRILL BIT/QC/197MM | Trauma | EA
310.44 | 10886982186645 | 4.5MM DRILL BIT/QC/145MM | Trauma | EA
310.45 | 10886982186669 | 4.5MM DRILL BIT/JC/130MM | Trauma | EA
310.48 | 10886982186683 | 4.5MM DRILL BIT/QC/195MM | Trauma | EA
310.49 | 10886982186706 | 4.5MM DRILL BIT/JC/180MM | Trauma | EA
310.55 | 10886982186768 | 5.5MM DRILL BIT/197MM QC-VETERINARY | Trauma | EA
310.60 | 10886982186775 | 6.0MM DRILL BIT/QC/195MM | Trauma | EA
310.60J | 10886982186782 | 6.0MM DRILL BIT/JC/195MM | Trauma | EA
310.63 | 10886982186812 | 5.0MM CANNULATED DRILL BIT LARGE QC/300MM | Trauma | EA
310.65 | 10886982186850 | 3.2MM CANNULATED DRILL BIT/QC 170MM | Trauma | EA
310.66 | 10886982186874 | 4.5MM CANNULATED DRILL BIT/QC 170MM | Trauma | EA
310.67 | 10886982186898 | 2.7MM CANNULATED DRILL BIT/QC 160MM | Trauma | EA
310.68 | 10886982186911 | 3.5MM CANNULATED DRILL BIT/QC 160MM | Trauma | EA
310.69 | 10886982186935 | 4.5MM CANNULATED DRILL BIT/JC 233MM | Trauma | EA
310.75 | 10886982186959 | UNIVERSAL CHUCK 6MM | Trauma | EA
310.78 | 10886982186966 | CANNULATED COUNTERSINK FOR 6.5MM & 7.3MM CANN SCREWS | Trauma | EA
310.79 | 10886982186973 | CANNULATED COUNTERSINK FOR 7.0MM CANNULATED SCREWS | Trauma | EA
310.85 | 10886982187017 | CANNULATED COUNTERSINK FOR 4.5MM CANNULATED SCREWS | Trauma | EA
310.86 | 10886982187024 | CANNULATED COUNTERSINK F/3.5MM & 4.0MM CANNULATED SCREWS | Trauma | EA
310.87 | 10886982187031 | COUNTERSINK FOR 2.7MM CORTEX SCREWS | Trauma | EA
310.88 | 10886982187048 | COUNTERSINK F/1.5MM & 2.0MM CORTEX SCREWS | Trauma | EA
310.89 | 10886982187062 | COUNTERSINK F/3.5MM CORTEX & 4.0MM CANCELLOUS BONE SCREWS | Trauma | EA
310.90 | 10886982187079 | MINI QUICK COUPLING CHUCK | Trauma | EA
310.93 | 10886982187086 | SMALL CHUCK WITH KEY | Trauma | EA
310.93K | 10886982187109 | REPLACEMENT KEY FOR SMALL CHUCK WITH KEY | Trauma | EA
310.94 | 10886982187123 | QUICK COUPLING CHUCK FOR USE WITH HAND DRILL | Trauma | EA
310.94J | 10886982187130 | QUICK COUPLING CHUCK FOR USE WITH JACOBS CHUCK DRILLS | Trauma | EA
310.95 | 10886982187147 | HANDLE WITH MINI QUICK COUPLING, STAINLESS STEEL | Trauma | EA
310.99 | 10886982187185 | COUNTERSINK FOR 4.5MM CORTEX SCREWS | Trauma | EA
311.01 | 10886982187192 | HANDLE WITH MINI QUICK COUPLING | Trauma | EA
311.15 | 10886982187284 | TAP FOR 1.5MM CORTEX SCREWS 50MM | Trauma | EA
311.19 | 10886982187291 | TAP FOR 2.0MM CORTEX SCREWS 54MM | Trauma | EA
311.21 | 10886982187307 | TAP FOR 2.0MM CORTEX SCREWS 100MM | Trauma | EA
311.26 | 10886982187314 | TAP FOR 2.7MM CORTEX SCREWS 100MM | Trauma | EA
311.28 | 10886982187321 | TAP FOR 2.7MM CORTEX & 3.5MM TI SHAFT SCREWS/125MM | Trauma | EA
311.31 | 10886982187338 | TAP FOR 3.5MM CORTEX SCREWS 175MM/140MM CALIBRATED | Trauma | EA
311.32 | 10886982187345 | TAP FOR 3.5MM CORTEX SCREWS GOLD/110MM | Trauma | EA
311.33 | 10886982187352 | TAP FOR 3.5MM CORTEX SCREWS GOLD/180MM | Trauma | EA
311.34 | 10886982187369 | TAP FOR 4.0MM CANCELLOUS BONE SCREWS/110MM | Trauma | EA
311.39 | 10886982187376 | CANNULATED TAP FOR 3.5MM CANNULATED SCREWS/146MM | Trauma | EA
311.43 | 10886982187390 | HANDLE WITH QUICK COUPLING, SMALL | Trauma | EA
311.44 | 10886982187413 | T-HANDLE WITH QUICK COUPLING | Trauma | EA
311.46 | 10886982187444 | TAP FOR 4.5MM CORTEX/SHAFT SCREWS 130MM/57MM TAP DEPTH | Trauma | EA
311.47 | 10886982187451 | TAP FOR 4.5MM CORTEX SCREWS 175MM/140MM CALIBRATION | Trauma | EA
311.48 | 10886982187468 | TAP FOR 4.5MM CORTEX & SHAFT SCREWS 180MM/110MM TAP DEPTH | Trauma | EA
311.55 | 10886982187475 | TAP FOR 5.5MM CORTEX SCREWS 197MM/100MM TAP DEPTH/QC-VET | Trauma | EA
311.59 | 10886982187482 | CANNULATED TAP FOR 4.5MM CANNULATED SCREWS/180MM | Trauma | EA
311.63 | 10886982187499 | CANNULATED TAP FOR 4.0MM CANNULATED SCREWS/147MM | Trauma | EA
311.66 | 10886982187505 | TAP FOR 6.5MM CANCELLOUS BONE SCREWS 197MM/150MM CALIBRATION | Trauma | EA
311.69 | 10886982187536 | CANNULATED TAP F/7.0MM CANN SCREWS 230MM/150MM CALIBRATION | Trauma | EA
312.01 | 10886982187543 | 2.8MM ADJUSTABLE PARALLEL WIRE GUIDE | Trauma | EA
312.02 | 10886982187550 | 2.8MM TROCAR | Trauma | EA
312.05 | 10886982187567 | 12.0MM/8.5MM PROTECTION SLEEVE | Trauma | EA
312.07 | 10886982187574 | VARIABLE ANGLE WIRE GUIDE | Trauma | EA
312.08 | 10886982187581 | 8.5MM/2.8MM WIRE SLEEVE | Trauma | EA
312.09 | 10886982187598 | 15.5MM/13MM WASHER SLEEVE | Trauma | EA
312.14 | 10886982187604 | 1.5MM/1.1MM DOUBLE DRILL SLEEVE | Trauma | EA
312.20 | 10886982187673 | 2.0MM PARALLEL DRILL GUIDE AND DRILL SLEEVE | Trauma | EA
312.22 | 10886982187680 | 2.0MM/1.5MM DOUBLE DRILL SLEEVE | Trauma | EA
312.24 | 10886982187697 | 2.7MM/2.0MM DOUBLE DRILL SLEEVE | Trauma | EA
312.28 | 10886982187703 | 3.5MM/2.5MM DOUBLE DRILL SLEEVE | Trauma | EA
312.30 | 10886982187710 | 3.5MM/2.5MM INSERT DRILL SLEEVE | Trauma | EA
312.33 | 10886982187727 | 4.5MM/3.2MM DRILL GUIDE WITH STOP | Trauma | EA
312.35 | 10886982187734 | 2.7MM/1.25MM DOUBLE DRILL SLEEVE | Trauma | EA
312.46 | 10886982187772 | 4.5MM/3.2MM DOUBLE DRILL SLEEVE | Trauma | EA
312.47 | 10886982187789 | 4.5MM POINTED DRILL GUIDE | Trauma | EA
312.48 | 10886982187796 | 4.5MM/3.2MM INSERT DRILL SLEEVE | Trauma | EA
312.55 | 10886982187802 | 5.5MM TAP SLEEVE-VETERINARY | Trauma | EA
312.57 | 10886982187833 | 5.5MM/4.0MM INSERT DRILL SLEEVE-VETERINARY | Trauma | EA
312.67 | 10886982187864 | 6.5MM/3.2MM DOUBLE DRILL SLEEVE | Trauma | EA
312.71 | 10886982187895 | PARALLEL WIRE GUIDE | Trauma | EA
312.73 | 10886982187901 | ADJUSTABLE PARALLEL WIRE GUIDE | Trauma | EA
312.74 | 10886982187918 | 1.6MM TROCAR | Trauma | EA
312.75 | 10886982187925 | 3.2MM/1.6MM DRILL SLEEVE | Trauma | EA
312.76 | 10886982187932 | 7.0MM/3.2MM DRILL SLEEVE | Trauma | EA
312.77 | 10886982187949 | 9.5MM/7.0MM PROTECTION SLEEVE | Trauma | EA
312.85 | 10886982187956 | 3.5MM/2.7MM DRILL GUIDE WITH STOP, WITH TWO INSERTS | Trauma | EA
312.86 | 10886982187963 | DRILL GUIDE HANDLE | Trauma | EA
312.87 | 10886982187970 | 2.7MM DRILL SLEEVE | Trauma | EA
312.88 | 10886982187987 | 3.5MM DRILL SLEEVE | Trauma | EA
312.89 | 10886982187994 | REPLACEMENT NUT F/DRILL SLEEVE | Trauma | EA
313.93 | 10886982188243 | 4.0MM HEXAGONAL SCREWDRIVER | Trauma | EA
313.99 | 10886982188328 | CRUCIFORM SCREWDRIVER WITH HOLDING SLEEVE | Trauma | EA
314.00 | 10886982188366 | CRUCIFORM SCREWDRIVER SHAFT WITH HOLDING SLEEVE | Trauma | EA
314.02 | 10886982188373 | SMALL HEXAGONAL SCREWDRIVER WITH HOLDING SLEEVE | Trauma | EA
314.03 | 10886982188380 | SMALL HEXAGONAL SCREWDRIVER SHAFT | Trauma | EA
314.04 | 10886982188403 | 4.0MM HEXAGONAL SCREWDRIVER SHAFT | Trauma | EA
314.05 | 10886982188410 | CANNULATED 4.0MM HEXAGONAL SCREWDRIVER | Trauma | EA
314.06 | 10886982188441 | HOLDING SLEEVE | Trauma | EA
314.08 | 10886982188472 | HOLDING SLEEVE | Trauma | EA
314.09 | 10886982188489 | HOLDING SLEEVE | Trauma | EA
314.10 | 10886982188502 | CANNULATED 2.5MM HEXAGONAL SCREWDRIVER SHAFT | Trauma | EA
314.11 | 10886982188519 | HOLDING SLEEVE | Trauma | EA
314.13 | 10886982188571 | LARGE HEXAGONAL SCREWDRIVER WITH T-HANDLE | Trauma | EA
314.14 | 10886982188588 | LARGE HEXAGONAL KEY FOR LARGE SCREWS | Trauma | EA
314.15 | 10886982188595 | LARGE HEXAGONAL SCREWDRIVER SHAFT | Trauma | EA
314.16 | 10886982188618 | SMALL HEXAGONAL KEY FOR 2.7MM & SMALL SCREWS | Trauma | EA
314.17 | 10886982188649 | LARGE HEXAGONAL SCREWDRIVER WITH UNIVERSAL JOINT | Trauma | EA
314.19 | 10886982188663 | CANNULATED 3.5MM HEXAGONAL SCREWDRIVER | Trauma | EA
314.20 | 10886982188670 | CANNULATED 3.5MM HEXAGONAL SCREWDRIVER | Trauma | EA
314.21 | 10886982188687 | WRENCH FOR NUT (219.96) | Trauma | EA
314.22 | 10886982188694 | CANNULATED 3.5MM HEXAGONAL SCREWDRIVER SHAFT | Trauma | EA
314.23 | 10886982188700 | CANNULATED 4.0MM HEXAGONAL SCREWDRIVER SHAFT | Trauma | EA
314.25 | 10886982188717 | HEXAGONAL SCREWDRIVER FOR 3.9MM LOCKING BOLTS | Trauma | EA
314.26 | 10886982188724 | LARGE HEXAGONAL SCREWDRIVER LONG | Trauma | EA
314.27 | 10886982188731 | LARGE HEXAGONAL SCREWDRIVER | Trauma | EA
314.29 | 10886982188762 | CANNULATED 2.5MM HEXAGONAL SCREWDRIVER | Trauma | EA
314.31 | 10886982188786 | HOLDING SLEEVE | Trauma | EA
314.42 | 10886982188816 | CRUCIFORM SCREWDRIVER SHAFT | Trauma | EA
314.451 | 10886982188847 | 2.4MM STARDRIVE SCREWDRIVER SHAFT | Trauma | EA
314.453 | 10886982188854 | STARDRIVE SCREWDRIVER SHAFT T8 55MM | Trauma | EA
314.55 | 10886982188953 | SMALL HEXAGONAL SCREWDRIVER SHAFT/LONG | Trauma | EA
314.56 | 10886982188977 | LARGE HEXAGONAL SCREWDRIVER SHAFT/LONG | Trauma | EA
314.57 | 10886982188984 | SMALL HEXAGONAL SCREWDRIVER LONG | Trauma | EA
314.75 | 10886982189097 | HEXAGONAL SCREWDRIVER | Trauma | EA
314.80 | 10886982189103 | CANNULATED 3.5MM HEXAGONAL SCREWDRIVER SHAFT | Trauma | EA
315.05 | 10886982189110 | 3.5MM THREE-FLUTED DRILL BIT QC/225MM | Trauma | EA
315.19 | 10886982189134 | 2.0MM THREE-FLUTED DRILL BIT QC/100MM | Trauma | EA
315.21 | 10886982189158 | 2.0MM THREE-FLUTED DRILL BIT QC/125MM | Trauma | EA
315.23 | 10886982189172 | 2.5MM THREE-FLUTED DRILL BIT QC/180MM | Trauma | EA
315.25 | 10886982189196 | 2.5MM THREE-FLUTED DRILL BIT QC/110MM | Trauma | EA
315.26 | 10886982189219 | 2.7MM THREE-FLUTED DRILL BIT QC/110MM | Trauma | EA
315.28 | 10886982189233 | 2.7MM THREE-FLUTED DRILL BIT QC/125MM | Trauma | EA
315.29 | 10886982189257 | 3.2MM THREE-FLUTED DRILL BIT QC/195MM | Trauma | EA
315.31 | 10886982189271 | 3.2MM THREE-FLUTED DRILL BIT QC/145MM | Trauma | EA
315.35 | 10886982189318 | 3.5MM THREE-FLUTED DRILL BIT QC/110MM | Trauma | EA
315.37 | 10886982189332 | 3.5MM THREE-FLUTED DRILL BIT QC/195MM | Trauma | EA
315.40 | 10886982189356 | 4.0MM THREE-FLUTED DRILL BIT QC/195MM | Trauma | EA
315.44 | 10886982189370 | 4.5MM THREE-FLUTED DRILL BIT QC/145MM | Trauma | EA
315.48 | 10886982189394 | 4.5MM THREE-FLUTED DRILL BIT QC/195MM | Trauma | EA
315.60 | 10886982189417 | 6.0MM THREE-FLUTED DRILL BIT QC/195MM | Trauma | EA
315.92 | 10886982189431 | 2.5MM THREE-FLUTED DRILL BIT QC/230MM/200MM CALIBRATION | Trauma | EA
315.93 | 10886982189455 | 3.2MM THREE-FLUTED DRILL BIT QC/230MM/200MM CALIBRATION | Trauma | EA
319.01 | 10886982189950 | DEPTH GAUGE FOR 2.7MM & SMALL SCREWS | Trauma | EA
319.02 | 10886982189967 | GAUGE FOR DRILL BITS & SCREWS | Trauma | EA
319.04 | 10886982189974 | DEPTH GAUGE FOR 2.7MM & SMALL SCREWS | Trauma | EA
319.06 | 10886982189981 | DEPTH GAUGE FOR MINI SCREWS XL | Trauma | EA
319.09 | 10886982189998 | DEPTH GAUGE FOR SMALL SCREWS | Trauma | EA
319.10 | 10886982190017 | DEPTH GAUGE FOR LARGE SCREWS | Trauma | EA
319.11 | 10886982190024 | DEPTH GAUGE FOR MINI SCREWS | Trauma | EA
319.15 | 10886982190048 | CANNULATED SCREW MEASURING DEVICE FOR 3.5MM & 4.0MM | Trauma | EA
319.17 | 10886982190055 | CANNULATED SCREW MEASURING DEVICE FOR 4.5MM SCREWS | Trauma | EA
310.96 | 10886982187154 | MALLEOLAR COUNTERSINK | Trauma | EA
200.806 | 10886982141460 | 1.5MM CORTEX SCREW SELF-TAPPING 6MM | Trauma | EA
200.808 | 10886982141484 | 1.5MM CORTEX SCREW SELF-TAPPING 8MM | Trauma | EA
200.810 | 10886982141507 | 1.5MM CORTEX SCREW SELF-TAPPING 10MM | Trauma | EA
200.812 | 10886982141521 | 1.5MM CORTEX SCREW SELF-TAPPING 12MM | Trauma | EA
200.814 | 10886982141545 | 1.5MM CORTEX SCREW SELF-TAPPING 14MM | Trauma | EA
200.816 | 10886982141552 | 1.5MM CORTEX SCREW SELF-TAPPING 16MM | Trauma | EA
200.818 | 10886982141569 | 1.5MM CORTEX SCREW SELF-TAPPING 18MM | Trauma | EA
200.820 | 10886982141576 | 1.5MM CORTEX SCREW SELF-TAPPING 20MM | Trauma | EA
200.822 | 10886982141583 | 1.5MM CORTEX SCREW SELF-TAPPING 22MM | Trauma | EA
200.824 | 10886982141590 | 1.5MM CORTEX SCREW SELF-TAPPING 24MM | Trauma | EA
400.806 | 10886982203618 | 1.5MM TI CORTEX SCREW SELF-TAPPING 6MM | Trauma | EA
400.808 | 10886982203656 | 1.5MM TI CORTEX SCREW SELF-TAPPING 8MM | Trauma | EA
400.810 | 10886982203694 | 1.5MM TI CORTEX SCREW SELF-TAPPING 10MM | Trauma | EA
400.812 | 10886982203731 | 1.5MM TI CORTEX SCREW SELF-TAPPING 12MM | Trauma | EA
400.814 | 10886982203762 | 1.5MM TI CORTEX SCREW SELF-TAPPING 14MM | Trauma | EA
400.816 | 10886982203786 | 1.5MM TI CORTEX SCREW SELF-TAPPING 16MM | Trauma | EA
400.818 | 10886982203809 | 1.5MM TI CORTEX SCREW SELF-TAPPING 18MM | Trauma | EA
400.820 | 10886982203823 | 1.5MM TI CORTEX SCREW SELF-TAPPING 20MM | Trauma | EA
400.822 | 10886982203847 | 1.5MM TI CORTEX SCREW SELF-TAPPING 22MM | Trauma | EA
400.824 | 10886982203861 | 1.5MM TI CORTEX SCREW SELF-TAPPING 24MM | Trauma | EA
201.806 | 10886982142894 | 2.0MM CORTEX SCREW SELF-TAPPING 6MM | Trauma | EA
201.808 | 10886982142917 | 2.0MM CORTEX SCREW SELF-TAPPING 8MM | Trauma | EA
201.810 | 10886982142931 | 2.0MM CORTEX SCREW SELF-TAPPING 10MM | Trauma | EA
201.812 | 10886982142955 | 2.0MM CORTEX SCREW SELF-TAPPING 12MM | Trauma | EA
201.814 | 10886982142979 | 2.0MM CORTEX SCREW SELF-TAPPING 14MM | Trauma | EA
201.816 | 10886982142986 | 2.0MM CORTEX SCREW SELF-TAPPING 16MM | Trauma | EA
201.818 | 10886982142993 | 2.0MM CORTEX SCREW SELF-TAPPING 18MM | Trauma | EA
201.820 | 10886982143006 | 2.0MM CORTEX SCREW SELF-TAPPING 20MM | Trauma | EA
201.822 | 10886982143013 | 2.0MM CORTEX SCREW SELF-TAPPING 22MM | Trauma | EA
201.824 | 10886982143020 | 2.0MM CORTEX SCREW SELF-TAPPING 24MM | Trauma | EA
201.826 | 10886982143037 | 2.0MM CORTEX SCREW SELF-TAPPING 26MM | Trauma | EA
201.828 | 10886982143044 | 2.0MM CORTEX SCREW SELF-TAPPING 28MM | Trauma | EA
201.830 | 10886982143051 | 2.0MM CORTEX SCREW SELF-TAPPING 30MM | Trauma | EA
201.832 | 10886982143068 | 2.0MM CORTEX SCREW SELF-TAPPING 32MM | Trauma | EA
201.834 | 10886982143075 | 2.0MM CORTEX SCREW SELF-TAPPING 34MM | Trauma | EA
201.836 | 10886982143082 | 2.0MM CORTEX SCREW SELF-TAPPING 36MM | Trauma | EA
201.838 | 10886982143099 | 2.0MM CORTEX SCREW SELF-TAPPING 38MM | Trauma | EA
401.806 | 10886982204820 | 2.0MM TI CORTEX SCREW SELF-TAPPING 6MM | Trauma | EA
401.808 | 10886982204851 | 2.0MM TI CORTEX SCREW SELF-TAPPING 8MM | Trauma | EA
401.810 | 10886982204882 | 2.0MM TI CORTEX SCREW SELF-TAPPING 10MM | Trauma | EA
401.812 | 10886982204929 | 2.0MM TI CORTEX SCREW SELF-TAPPING 12MM | Trauma | EA
401.814 | 10886982204967 | 2.0MM TI CORTEX SCREW SELF-TAPPING 14MM | Trauma | EA
401.816 | 10886982204981 | 2.0MM TI CORTEX SCREW SELF-TAPPING 16MM | Trauma | EA
401.818 | 10886982205001 | 2.0MM TI CORTEX SCREW SELF-TAPPING 18MM | Trauma | EA
401.820 | 10886982205025 | 2.0MM TI CORTEX SCREW SELF-TAPPING 20MM | Trauma | EA
401.822 | 10886982205049 | 2.0MM TI CORTEX SCREW SELF-TAPPING 22MM | Trauma | EA
401.824 | 10886982205063 | 2.0MM TI CORTEX SCREW SELF-TAPPING 24MM | Trauma | EA
401.826 | 10886982205087 | 2.0MM TI CORTEX SCREW SELF-TAPPING 26MM | Trauma | EA
401.828 | 10886982205100 | 2.0MM TI CORTEX SCREW SELF-TAPPING 28MM | Trauma | EA
401.830 | 10886982205124 | 2.0MM TI CORTEX SCREW SELF-TAPPING 30MM | Trauma | EA
401.832 | 10886982205148 | 2.0MM TI CORTEX SCREW SELF-TAPPING 32MM | Trauma | EA
401.834 | 10886982205162 | 2.0MM TI CORTEX SCREW SELF-TAPPING 34MM | Trauma | EA
401.836 | 10886982205186 | 2.0MM TI CORTEX SCREW SELF-TAPPING 36MM | Trauma | EA
401.838 | 10886982205209 | 2.0MM TI CORTEX SCREW SELF-TAPPING 38MM | Trauma | EA
202.806 | 10886982144690 | 2.7MM CORTEX SCREW SELF-TAPPING 6MM | Trauma | EA
202.808 | 10886982144706 | 2.7MM CORTEX SCREW SELF-TAPPING 8MM | Trauma | EA
202.810 | 10886982144713 | 2.7MM CORTEX SCREW SELF-TAPPING 10MM | Trauma | EA
202.812 | 10886982144720 | 2.7MM CORTEX SCREW SELF-TAPPING 12MM | Trauma | EA
202.814 | 10886982144737 | 2.7MM CORTEX SCREW SELF-TAPPING 14MM | Trauma | EA
202.816 | 10886982144744 | 2.7MM CORTEX SCREW SELF-TAPPING 16MM | Trauma | EA
202.818 | 10886982144751 | 2.7MM CORTEX SCREW SELF-TAPPING 18MM | Trauma | EA
202.820 | 10886982144768 | 2.7MM CORTEX SCREW SELF-TAPPING 20MM | Trauma | EA
202.822 | 10886982144775 | 2.7MM CORTEX SCREW SELF-TAPPING 22MM | Trauma | EA
202.824 | 10886982144782 | 2.7MM CORTEX SCREW SELF-TAPPING 24MM | Trauma | EA
202.826 | 10886982144799 | 2.7MM CORTEX SCREW SELF-TAPPING 26MM | Trauma | EA
202.828 | 10886982144805 | 2.7MM CORTEX SCREW SELF-TAPPING 28MM | Trauma | EA
202.830 | 10886982144812 | 2.7MM CORTEX SCREW SELF-TAPPING 30MM | Trauma | EA
202.832 | 10886982144829 | 2.7MM CORTEX SCREW SELF-TAPPING 32MM | Trauma | EA
202.834 | 10886982144836 | 2.7MM CORTEX SCREW SELF-TAPPING 34MM | Trauma | EA
202.836 | 10886982144843 | 2.7MM CORTEX SCREW SELF-TAPPING 36MM | Trauma | EA
202.838 | 10886982144850 | 2.7MM CORTEX SCREW SELF-TAPPING 38MM | Trauma | EA
202.840 | 10886982144867 | 2.7MM CORTEX SCREW SELF-TAPPING 40MM | Trauma | EA
202.845 | 10886982144898 | 2.7MM CORTEX SCREW SELF-TAPPING 45MM | Trauma | EA
202.850 | 10886982144928 | 2.7MM CORTEX SCREW SELF-TAPPING 50MM | Trauma | EA
202.855 | 10886982144973 | 2.7MM CORTEX SCREW SELF-TAPPING 55MM | Trauma | EA
402.806 | 10886982206473 | 2.7MM TI CORTEX SCREW SELF-TAPPING 6MM | Trauma | EA
402.808 | 10886982206480 | 2.7MM TI CORTEX SCREW SELF-TAPPING 8MM | Trauma | EA
402.810 | 10886982206497 | 2.7MM TI CORTEX SCREW SELF-TAPPING 10MM | Trauma | EA
402.812 | 10886982206503 | 2.7MM TI CORTEX SCREW SELF-TAPPING 12MM | Trauma | EA
402.814 | 10886982206510 | 2.7MM TI CORTEX SCREW SELF-TAPPING 14MM | Trauma | EA
402.816 | 10886982206527 | 2.7MM TI CORTEX SCREW SELF-TAPPING 16MM | Trauma | EA
402.818 | 10886982206534 | 2.7MM TI CORTEX SCREW SELF-TAPPING 18MM | Trauma | EA
402.820 | 10886982206541 | 2.7MM TI CORTEX SCREW SELF-TAPPING 20MM | Trauma | EA
402.822 | 10886982206558 | 2.7MM TI CORTEX SCREW SELF-TAPPING 22MM | Trauma | EA
402.824 | 10886982206565 | 2.7MM TI CORTEX SCREW SELF-TAPPING 24MM | Trauma | EA
402.826 | 10886982206572 | 2.7MM TI CORTEX SCREW SELF-TAPPING 26MM | Trauma | EA
402.828 | 10886982206589 | 2.7MM TI CORTEX SCREW SELF-TAPPING 28MM | Trauma | EA
402.830 | 10886982206596 | 2.7MM TI CORTEX SCREW SELF-TAPPING 30MM | Trauma | EA
402.832 | 10886982206602 | 2.7MM TI CORTEX SCREW SELF-TAPPING 32MM | Trauma | EA
402.834 | 10886982206619 | 2.7MM TI CORTEX SCREW SELF-TAPPING 34MM | Trauma | EA
402.836 | 10886982206626 | 2.7MM TI CORTEX SCREW SELF-TAPPING 36MM | Trauma | EA
402.838 | 10886982206633 | 2.7MM TI CORTEX SCREW SELF-TAPPING 38MM | Trauma | EA
402.840 | 10886982206640 | 2.7MM TI CORTEX SCREW SELF-TAPPING 40MM | Trauma | EA
402.845 | 10886982206657 | 2.7MM TI CORTEX SCREW SELF-TAPPING 45MM | Trauma | EA
402.850 | 10886982206664 | 2.7MM TI CORTEX SCREW SELF-TAPPING 50MM | Trauma | EA
402.855 | 10886982206671 | 2.7MM TI CORTEX SCREW SELF-TAPPING 55MM | Trauma | EA
204.810 | 10886982146236 | 3.5MM CORTEX SCREW SELF-TAPPING 10MM | Trauma | EA
204.812 | 10886982146243 | 3.5MM CORTEX SCREW SELF-TAPPING 12MM | Trauma | EA
204.814 | 10886982146250 | 3.5MM CORTEX SCREW SELF-TAPPING 14MM | Trauma | EA
204.816 | 10886982146267 | 3.5MM CORTEX SCREW SELF-TAPPING 16MM | Trauma | EA
204.818 | 10886982146274 | 3.5MM CORTEX SCREW SELF-TAPPING 18MM | Trauma | EA
204.820 | 10886982146281 | 3.5MM CORTEX SCREW SELF-TAPPING 20MM | Trauma | EA
204.822 | 10886982146298 | 3.5MM CORTEX SCREW SELF-TAPPING 22MM | Trauma | EA
204.824 | 10886982146304 | 3.5MM CORTEX SCREW SELF-TAPPING 24MM | Trauma | EA
204.826 | 10886982146311 | 3.5MM CORTEX SCREW SELF-TAPPING 26MM | Trauma | EA
204.828 | 10886982146328 | 3.5MM CORTEX SCREW SELF-TAPPING 28MM | Trauma | EA
204.830 | 10886982146335 | 3.5MM CORTEX SCREW SELF-TAPPING 30MM | Trauma | EA
204.832 | 10886982146342 | 3.5MM CORTEX SCREW SELF-TAPPING 32MM | Trauma | EA
204.834 | 10886982146359 | 3.5MM CORTEX SCREW SELF-TAPPING 34MM | Trauma | EA
204.836 | 10886982146366 | 3.5MM CORTEX SCREW SELF-TAPPING 36MM | Trauma | EA
204.838 | 10886982146373 | 3.5MM CORTEX SCREW SELF-TAPPING 38MM | Trauma | EA
204.840 | 10886982146380 | 3.5MM CORTEX SCREW SELF-TAPPING 40MM | Trauma | EA
204.845 | 10886982146410 | 3.5MM CORTEX SCREW SELF-TAPPING 45MM | Trauma | EA
204.850 | 10886982146441 | 3.5MM CORTEX SCREW SELF-TAPPING 50MM | Trauma | EA
204.855 | 10886982146472 | 3.5MM CORTEX SCREW SELF-TAPPING 55MM | Trauma | EA
204.860 | 10886982146502 | 3.5MM CORTEX SCREW SELF-TAPPING 60MM | Trauma | EA
204.865 | 10886982146533 | 3.5MM CORTEX SCREW SELF-TAPPING 65MM | Trauma | EA
204.870 | 10886982146564 | 3.5MM CORTEX SCREW SELF-TAPPING 70MM | Trauma | EA
204.875 | 10886982146571 | 3.5MM CORTEX SCREW SELF-TAPPING 75MM | Trauma | EA
204.880 | 10886982146588 | 3.5MM CORTEX SCREW SELF-TAPPING 80MM | Trauma | EA
204.885 | 10886982146595 | 3.5MM CORTEX SCREW SELF-TAPPING 85MM | Trauma | EA
204.890 | 10886982146601 | 3.5MM CORTEX SCREW SELF-TAPPING 90MM | Trauma | EA
204.895 | 10886982146618 | 3.5MM CORTEX SCREW SELF-TAPPING 95MM | Trauma | EA
204.900 | 10886982146625 | 3.5MM CORTEX SCREW SELF-TAPPING 100MM | Trauma | EA
204.905 | 10886982146632 | 3.5MM CORTEX SCREW SELF-TAPPING 105MM | Trauma | EA
204.910 | 10886982146649 | 3.5MM CORTEX SCREW SELF-TAPPING 110MM | Trauma | EA
404.810 | 10886982207272 | 3.5MM TI CORTEX SCREW SELF-TAPPING 10MM | Trauma | EA
404.812 | 10886982207289 | 3.5MM TI CORTEX SCREW SELF-TAPPING 12MM | Trauma | EA
404.814 | 10886982207296 | 3.5MM TI CORTEX SCREW SELF-TAPPING 14MM | Trauma | EA
404.816 | 10886982207302 | 3.5MM TI CORTEX SCREW SELF-TAPPING 16MM | Trauma | EA
404.818 | 10886982207319 | 3.5MM TI CORTEX SCREW SELF-TAPPING 18MM | Trauma | EA
404.820 | 10886982207326 | 3.5MM TI CORTEX SCREW SELF-TAPPING 20MM | Trauma | EA
404.822 | 10886982207333 | 3.5MM TI CORTEX SCREW SELF-TAPPING 22MM | Trauma | EA
404.824 | 10886982207340 | 3.5MM TI CORTEX SCREW SELF-TAPPING 24MM | Trauma | EA
404.826 | 10886982207357 | 3.5MM TI CORTEX SCREW SELF-TAPPING 26MM | Trauma | EA
404.828 | 10886982207364 | 3.5MM TI CORTEX SCREW SELF-TAPPING 28MM | Trauma | EA
404.830 | 10886982207371 | 3.5MM TI CORTEX SCREW SELF-TAPPING 30MM | Trauma | EA
404.832 | 10886982207388 | 3.5MM TI CORTEX SCREW SELF-TAPPING 32MM | Trauma | EA
404.834 | 10886982207395 | 3.5MM TI CORTEX SCREW SELF-TAPPING 34MM | Trauma | EA
404.836 | 10886982207401 | 3.5MM TI CORTEX SCREW SELF-TAPPING 36MM | Trauma | EA
404.838 | 10886982207418 | 3.5MM TI CORTEX SCREW SELF-TAPPING 38MM | Trauma | EA
404.840 | 10886982207425 | 3.5MM TI CORTEX SCREW SELF-TAPPING 40MM | Trauma | EA
404.845 | 10886982207432 | 3.5MM TI CORTEX SCREW SELF-TAPPING 45MM | Trauma | EA
404.850 | 10886982207449 | 3.5MM TI CORTEX SCREW SELF-TAPPING 50MM | Trauma | EA
404.855 | 10886982207456 | 3.5MM TI CORTEX SCREW SELF-TAPPING 55MM | Trauma | EA
7032 | 10886982255495 | 7.3MM CANNULATED SCREW VIDEO | Trauma | EA
305.565 | 10886982184979 | MINI FRAGMENT INSTRUMENT & TI IMPLANT SELF-TAP GRAPHIC CASE | Trauma | EA
305.575 | 10886982184993 | MINI FRAGMENT SET INSTRUMENT & IMPLANT GRAPHIC CASE SELF-TAP | Trauma | EA
305.578 | 10886982185006 | MINI FRAGMENT SET SELF TAPPING SCREW RACK | Trauma | EA
305.405 | 10886982184801 | SMALL FRAGMENT SET GRAPHIC CASE F/SELF-TAPPING SCREWS | Trauma | EA
305.408 | 10886982184818 | SMALL FRAGMENT SET GRAPHIC CASE RACK SELF-TAPPING SCREW | Trauma | EA
304.448 | 10886982183903 | SMALL FRAGMENT SET SCREW RACK TI SELF-TAPPING SCREWS | Trauma | EA
200.807 | 10886982141477 | 1.5MM CORTEX SCREW SELF-TAPPING 7MM | Trauma | EA
200.809 | 10886982141491 | 1.5MM CORTEX SCREW SELF-TAPPING 9MM | Trauma | EA
200.811 | 10886982141514 | 1.5MM CORTEX SCREW SELF-TAPPING 11MM | Trauma | EA
400.807 | 10886982203632 | 1.5MM TI CORTEX SCREW SELF-TAPPING 7MM | Trauma | EA
400.809 | 10886982203670 | 1.5MM TI CORTEX SCREW SELF-TAPPING 9MM | Trauma | EA
400.811 | 10886982203717 | 1.5MM TI CORTEX SCREW SELF-TAPPING 11MM | Trauma | EA
214.814 | 10886982154569 | 4.5MM CORTEX SCREW SELF-TAPPING 14MM | Trauma | EA
214.816 | 10886982154576 | 4.5MM CORTEX SCREW SELF-TAPPING 16MM | Trauma | EA
214.818 | 10886982154583 | 4.5MM CORTEX SCREW SELF-TAPPING 18MM | Trauma | EA
214.820 | 10886982154590 | 4.5MM CORTEX SCREW SELF-TAPPING 20MM | Trauma | EA
214.822 | 10886982154606 | 4.5MM CORTEX SCREW SELF-TAPPING 22MM | Trauma | EA
214.824 | 10886982154613 | 4.5MM CORTEX SCREW SELF-TAPPING 24MM | Trauma | EA
214.826 | 10886982154620 | 4.5MM CORTEX SCREW SELF-TAPPING 26MM | Trauma | EA
214.856 | 10886982154774 | 4.5MM CORTEX SCREW SELF-TAPPING 56MM | Trauma | EA
214.858 | 10886982154781 | 4.5MM CORTEX SCREW SELF-TAPPING 58MM | Trauma | EA
214.860 | 10886982154798 | 4.5MM CORTEX SCREW SELF-TAPPING 60MM | Trauma | EA
214.864 | 10886982154811 | 4.5MM CORTEX SCREW SELF-TAPPING 64MM | Trauma | EA
214.866 | 10886982154828 | 4.5MM CORTEX SCREW SELF-TAPPING 66MM | Trauma | EA
214.868 | 10886982154835 | 4.5MM CORTEX SCREW SELF-TAPPING 68MM | Trauma | EA
214.870 | 10886982154842 | 4.5MM CORTEX SCREW SELF-TAPPING 70MM | Trauma | EA
214.915 | 10886982154941 | 4.5MM CORTEX SCREW SELF-TAPPING 115MM | Trauma | EA
214.920 | 10886982154958 | 4.5MM CORTEX SCREW SELF-TAPPING 120MM | Trauma | EA
214.925 | 10886982154965 | 4.5MM CORTEX SCREW SELF-TAPPING 125MM | Trauma | EA
214.930 | 10886982154972 | 4.5MM CORTEX SCREW SELF-TAPPING 130MM | Trauma | EA
214.935 | 10886982154989 | 4.5MM CORTEX SCREW SELF-TAPPING 135MM | Trauma | EA
214.940 | 10886982154996 | 4.5MM CORTEX SCREW SELF-TAPPING 140MM | Trauma | EA
214.945 | 10886982155009 | 4.5MM CORTEX SCREW SELF-TAPPING 145MM | Trauma | EA
214.862 | 10886982154804 | 4.5MM CORTEX SCREW SELF-TAPPING 62MM | Trauma | EA
414.814 | 10886982213570 | 4.5MM TI CORTEX SCREW SELF-TAPPING 14MM | Trauma | EA
414.816 | 10886982213587 | 4.5MM TI CORTEX SCREW SELF-TAPPING 16MM | Trauma | EA
414.818 | 10886982213594 | 4.5MM TI CORTEX SCREW SELF-TAPPING 18MM | Trauma | EA
414.820 | 10886982213600 | 4.5MM TI CORTEX SCREW SELF-TAPPING 20MM | Trauma | EA
414.822 | 10886982213617 | 4.5MM TI CORTEX SCREW SELF-TAPPING 22MM | Trauma | EA
414.824 | 10886982213624 | 4.5MM TI CORTEX SCREW SELF-TAPPING 24MM | Trauma | EA
414.826 | 10886982213631 | 4.5MM TI CORTEX SCREW SELF-TAPPING 26MM | Trauma | EA
414.828 | 10886982213648 | 4.5MM TI CORTEX SCREW SELF-TAPPING 28MM | Trauma | EA
414.830 | 10886982213655 | 4.5MM TI CORTEX SCREW SELF-TAPPING 30MM | Trauma | EA
414.832 | 10886982213662 | 4.5MM TI CORTEX SCREW SELF-TAPPING 32MM | Trauma | EA
414.834 | 10886982213679 | 4.5MM TI CORTEX SCREW SELF-TAPPING 34MM | Trauma | EA
414.836 | 10886982213686 | 4.5MM TI CORTEX SCREW SELF-TAPPING 36MM | Trauma | EA
414.838 | 10886982213693 | 4.5MM TI CORTEX SCREW SELF-TAPPING 38MM | Trauma | EA
414.840 | 10886982213709 | 4.5MM TI CORTEX SCREW SELF-TAPPING 40MM | Trauma | EA
414.842 | 10886982213716 | 4.5MM TI CORTEX SCREW SELF-TAPPING 42MM | Trauma | EA
414.844 | 10886982213723 | 4.5MM TI CORTEX SCREW SELF-TAPPING 44MM | Trauma | EA
414.846 | 10886982213730 | 4.5MM TI CORTEX SCREW SELF-TAPPING 46MM | Trauma | EA
414.848 | 10886982213747 | 4.5MM TI CORTEX SCREW SELF-TAPPING 48MM | Trauma | EA
414.850 | 10886982213754 | 4.5MM TI CORTEX SCREW SELF-TAPPING 50MM | Trauma | EA
414.852 | 10886982213761 | 4.5MM TI CORTEX SCREW SELF-TAPPING 52MM | Trauma | EA
414.854 | 10886982213778 | 4.5MM TI CORTEX SCREW SELF-TAPPING 54MM | Trauma | EA
414.856 | 10886982213785 | 4.5MM TI CORTEX SCREW SELF-TAPPING 56MM | Trauma | EA
414.858 | 10886982213792 | 4.5MM TI CORTEX SCREW SELF-TAPPING 58MM | Trauma | EA
414.860 | 10886982213808 | 4.5MM TI CORTEX SCREW SELF-TAPPING 60MM | Trauma | EA
414.862 | 10886982213815 | 4.5MM TI CORTEX SCREW SELF-TAPPING 62MM | Trauma | EA
414.864 | 10886982213822 | 4.5MM TI CORTEX SCREW SELF-TAPPING 64MM | Trauma | EA
414.866 | 10886982213839 | 4.5MM TI CORTEX SCREW SELF-TAPPING 66MM | Trauma | EA
414.868 | 10886982213846 | 4.5MM TI CORTEX SCREW SELF-TAPPING 68MM | Trauma | EA
414.870 | 10886982213853 | 4.5MM TI CORTEX SCREW SELF-TAPPING 70MM | Trauma | EA
414.872 | 10886982213860 | 4.5MM TI CORTEX SCREW SELF-TAPPING 72MM | Trauma | EA
414.876 | 10886982213877 | 4.5MM TI CORTEX SCREW SELF-TAPPING 76MM | Trauma | EA
414.880 | 10886982213884 | 4.5MM TI CORTEX SCREW SELF-TAPPING 80MM | Trauma | EA
414.885 | 10886982213891 | 4.5MM TI CORTEX SCREW SELF-TAPPING 85MM | Trauma | EA
414.890 | 10886982213907 | 4.5MM TI CORTEX SCREW SELF-TAPPING 90MM | Trauma | EA
414.895 | 10886982213914 | 4.5MM TI CORTEX SCREW SELF-TAPPING 95MM | Trauma | EA
414.900 | 10886982213921 | 4.5MM TI CORTEX SCREW SELF-TAPPING 100MM | Trauma | EA
414.905 | 10886982213938 | 4.5MM TI CORTEX SCREW SELF-TAPPING 105MM | Trauma | EA
414.910 | 10886982213945 | 4.5MM TI CORTEX SCREW SELF-TAPPING 110MM | Trauma | EA
414.915 | 10886982213952 | 4.5MM TI CORTEX SCREW SELF-TAPPING 115MM | Trauma | EA
414.920 | 10886982213969 | 4.5MM TI CORTEX SCREW SELF-TAPPING 120MM | Trauma | EA
414.925 | 10886982213976 | 4.5MM TI CORTEX SCREW SELF-TAPPING 125MM | Trauma | EA
414.930 | 10886982213983 | 4.5MM TI CORTEX SCREW SELF-TAPPING 130MM | Trauma | EA
414.935 | 10886982213990 | 4.5MM TI CORTEX SCREW SELF-TAPPING 135MM | Trauma | EA
414.940 | 10886982214003 | 4.5MM TI CORTEX SCREW SELF-TAPPING 140MM | Trauma | EA
414.945 | 10886982214010 | 4.5MM TI CORTEX SCREW SELF-TAPPING 145MM | Trauma | EA
329.24 | 10886982191885 | BENDING PLIERS FOR PLATES COMPLETE WITH TWO ANVILS | Trauma | EA
329.25 | 10886982191908 | ANVIL F/NARROW PLATES | Trauma | EA
329.26 | 10886982191915 | ANVIL F/BROAD PLATES | Trauma | EA
237.40 | 10886982161215 | 95 DEG CONDYLAR PLATE 14 HOLES/50MM/235MM | Trauma | EA
356.301 | 10886982195319 | 50 DEG TAMP | Trauma | EA
356.302 | 10886982195326 | 30 DEG TAMP | Trauma | EA
356.303 | 10886982195333 | 12 DEG TAMP | Trauma | EA
356.308 | 10886982195340 | 8MM TREPHINE | Trauma | EA
356.309 | 10886982195357 | 9MM TREPHINE | Trauma | EA
356.310 | 10886982195364 | 10MM TREPHINE | Trauma | EA
356.311 | 10886982195371 | 11MM TREPHINE | Trauma | EA
356.312 | 10886982195388 | 12MM TREPHINE | Trauma | EA
356.328 | 10886982195395 | EXTRACTOR HEAD F/8MM NAILS | Trauma | EA
356.329 | 10886982195401 | EXTRACTOR HEAD F/9MM NAILS | Trauma | EA
356.330 | 10886982195418 | EXTRACTOR HEAD F/10MM NAILS | Trauma | EA
356.331 | 10886982195425 | EXTRACTOR HEAD F/11MM NAILS | Trauma | EA
356.332 | 10886982195432 | EXTRACTOR HEAD F/12MM NAILS | Trauma | EA
356.340 | 10886982195449 | DRIVE SHAFT 490MM | Trauma | EA
356.350 | 10886982195456 | RATCHET GRIP | Trauma | EA
304.010 | 10886982183019 | COMPACT AIR DRIVE II GRAPHIC CASE | Trauma | EA
304.011 | 10886982183026 | COMPACT AIR DRIVE II OUTER CASE | Trauma | EA
304.014 | 10886982183033 | COMPACT AIR DRIVE II GRAPHIC CASE INSERT TRAY | Trauma | EA
201.034 | 10886982141743 | 2.0MM CORTEX SCREW 34MM | Trauma | EA
201.036 | 10886982141750 | 2.0MM CORTEX SCREW 36MM | Trauma | EA
201.038 | 10886982141767 | 2.0MM CORTEX SCREW 38MM | Trauma | EA
274.05 | 10886982172921 | 10MM UNIVERSAL FEMORAL NAIL 440MM | Trauma | EA
274.06 | 10886982172945 | 10MM UNIVERSAL FEMORAL NAIL 460MM | Trauma | EA
274.11 | 10886982173041 | 11MM UNIVERSAL FEMORAL NAIL 360MM | Trauma | EA
274.14 | 10886982173102 | 11MM UNIVERSAL FEMORAL NAIL 420MM | Trauma | EA
274.15 | 10886982173126 | 11MM UNIVERSAL FEMORAL NAIL 440MM | Trauma | EA
274.16 | 10886982173140 | 11MM UNIVERSAL FEMORAL NAIL 460MM | Trauma | EA
274.17 | 10886982173164 | 11MM UNIVERSAL FEMORAL NAIL 480MM | Trauma | EA
274.18 | 10886982173188 | 11MM UNIVERSAL FEMORAL NAIL 300MM | Trauma | EA
274.19 | 10886982173201 | 11MM UNIVERSAL FEMORAL NAIL 320MM | Trauma | EA
274.20 | 10886982173225 | 12MM UNIVERSAL FEMORAL NAIL 340MM | Trauma | EA
274.24 | 10886982173300 | 12MM UNIVERSAL FEMORAL NAIL 420MM | Trauma | EA
274.25 | 10886982173324 | 12MM UNIVERSAL FEMORAL NAIL 440MM | Trauma | EA
274.26 | 10886982173348 | 12MM UNIVERSAL FEMORAL NAIL 460MM | Trauma | EA
274.27 | 10886982173362 | 12MM UNIVERSAL FEMORAL NAIL 480MM | Trauma | EA
274.29 | 10886982173409 | 12MM UNIVERSAL FEMORAL NAIL 320MM | Trauma | EA
274.30 | 10886982173423 | 13MM UNIVERSAL FEMORAL NAIL 340MM | Trauma | EA
274.36 | 10886982173546 | 13MM UNIVERSAL FEMORAL NAIL 460MM | Trauma | EA
274.38 | 10886982173584 | 13MM UNIVERSAL FEMORAL NAIL 300MM | Trauma | EA
274.39 | 10886982173607 | 13MM UNIVERSAL FEMORAL NAIL 320MM | Trauma | EA
274.40 | 10886982173621 | 14MM UNIVERSAL FEMORAL NAIL 340MM | Trauma | EA
274.47 | 10886982173768 | 14MM UNIVERSAL FEMORAL NAIL 480MM | Trauma | EA
274.50 | 10886982173829 | 15MM UNIVERSAL FEMORAL NAIL 340MM | Trauma | EA
274.51 | 10886982173843 | 15MM UNIVERSAL FEMORAL NAIL 360MM | Trauma | EA
274.52 | 10886982173867 | 15MM UNIVERSAL FEMORAL NAIL 380MM | Trauma | EA
274.53 | 10886982173881 | 15MM UNIVERSAL FEMORAL NAIL 400MM | Trauma | EA
274.54 | 10886982173904 | 15MM UNIVERSAL FEMORAL NAIL 420MM | Trauma | EA
274.55 | 10886982173928 | 15MM UNIVERSAL FEMORAL NAIL 440MM | Trauma | EA
274.56 | 10886982173942 | 15MM UNIVERSAL FEMORAL NAIL 460MM | Trauma | EA
274.58 | 10886982173980 | 15MM UNIVERSAL FEMORAL NAIL 300MM | Trauma | EA
274.59 | 10886982174000 | 15MM UNIVERSAL FEMORAL NAIL 320MM | Trauma | EA
304.350 | 10886982183613 | SMALL FRAGMENT INSTR/IMPLANT SET--LC-DCPÂ® GRAPHIC CASE | Trauma | EA
304.353 | 10886982183620 | SMALL FRAGMENT INSTR/IMPLANT SET--LC-DCPÂ® CASE SCREW RACK | Trauma | EA
304.355 | 10886982183637 | SMALL FRAGMENT SET--LC-DCPÂ® CASE F/SLF-TPNG SCREWS | Trauma | EA
304.358 | 10886982183644 | SMALL FRAGMENT SET--LC-DCPÂ® CASE SCR RCK F/SLF-TPNG SCREWS | Trauma | EA
305.105 | 10886982184658 | BASIC SCREW SET GRAPHIC CASE F/SELF-TAPPING SCREWS | Trauma | EA
305.107 | 10886982184665 | BASIC SCREW SET GRAPHIC CASE LID F/SELF-TAPPING SCREWS | Trauma | EA
292.600 | 20886982180664 | 1.25MM KIRSCHNER WIRE W/ THREADED TIP 100MM | Trauma | TP
292.708 | 20886982180848 | 1.6MM KIRSCHNER WIRE W/ THREADED TIP 100MM | Trauma | TP
392.040 | 10886982198617 | HAND CHUCK FOR K-WIRES | Trauma | EA
395.103 | 10886982200129 | 3.0MM ANGLED CONNECTING BAR | Trauma | EA
395.105 | 10886982200136 | 3.0MM CARBON FIBER ROD 25MM | Trauma | EA
395.107 | 10886982200143 | 3.0MM CARBON FIBER ROD 45MM | Trauma | EA
395.109 | 10886982200150 | 3.0MM CARBON FIBER ROD 60MM | Trauma | EA
395.111 | 10886982200167 | 3.0MM CARBON FIBER ROD 75MM | Trauma | EA
395.125 | 10886982200174 | HOLDING CLAMP 1.25MM | Trauma | EA
395.126 | 10886982200181 | HOLDING CLAMP 1.6MM | Trauma | EA
395.133 | 10886982200198 | 3.0MM/3.0MM CONNECTING CLAMP | Trauma | EA
395.134 | 10886982200204 | 3.0MM/4.0MM CONNECTING CLAMP | Trauma | EA
395.302 | 10886982200228 | COMBINATION WRENCH 5.5MM | Trauma | EA
395.304 | 10886982200235 | SOCKET WRENCH 5.5MM | Trauma | EA
395.902 | 10886982200884 | 1.25MM/1.6MM PROTECTION SLEEVE | Trauma | EA
7033 | 20886982255508 | TI UNREAMED FEMORAL NAIL SYSTEM VIDEO | Trauma | OP
2500 | 10886982171672 | COMPACT AIR DRIVE II BINDER | Trauma | EA
218.020 | 10886982155870 | 6.5MM CANCELLOUS BONE SCREW FULLY THREADED/20MM | Trauma | EA
395.139 | 10886982200211 | CLAMP HOLDER | Trauma | EA
311.01.96 | 10886982187208 | HANDLE WITH MINI QUICK COUPLING | Trauma | EA
319.39.96 | 10886982190260 | SHARP HOOK | Trauma | EA
313.94.96 | 10886982188267 | 2.4MM CRUCIFORM SCREWDRIVER WITH HOLDING SLEEVE | Trauma | EA
391.963.96 | 10886982198556 | UNIVERSAL BENDING PLIERS | Trauma | EA
398.819.96 | 10886982201768 | PLATE HOLDING FORCEPS WITH SWIVEL FOOT 150MM | Trauma | EA
399.48.96 | 10886982202840 | PERIOSTEAL ELEVATOR 3MM CURVED BLADE - STRAIGHT EDGE | Trauma | EA
399.18.96 | 10886982202505 | SMALL HOHMANN RETRACTOR 6MM SHORT NARROW TIP 160MM | Trauma | EA
399.19.96 | 10886982202529 | SMALL HOHMANN RETRACTOR 8MM SHORT NARROW TIP 160MM | Trauma | EA
398.41.96 | 10886982201393 | REDUCTION FORCEPS WITH POINTS BROAD-RATCHET | Trauma | EA
391.962.96 | 10886982198532 | BENDING/CUTTING PLIERS | Trauma | EA
398.95.96 | 10886982202017 | TERMITE FORCEPS 90MM | Trauma | EA
399.97.96 | 10886982203151 | REDUCTION FORCEPS WITH POINTS RATCHET 130MM | Trauma | EA
313.96.96 | 10886982188274 | CRUCIFORM SCREWDRIVER | Trauma | EA
313.97.96 | 10886982188304 | HOLDING SLEEVE FOR 2.4MM SCREWS | Trauma | EA
347.985 | 10886982193629 | SCREW AND PLATE HOLDING FORCEPS | Trauma | EA
312.14.96 | 10886982187611 | 1.5MM/1.1MM DOUBLE DRILL SLEEVE | Trauma | EA
319.004 | 10886982189936 | DEPTH GAUGE FOR 1.3MM AND 1.5MM SCREWS | Trauma | EA
319.006 | 10886982189943 | DEPTH GAUGE FOR 2.0MM AND 2.4MM SCREWS | Trauma | EA
319.134 | 10886982190031 | 1.3MM/1.0MM DOUBLE DRILL SLEEVE | Trauma | EA
323.201 | 10886982190772 | 2.0MM UNIVERSAL DRILL GUIDE | Trauma | EA
323.202 | 10886982190789 | 2.4MM UNIVERSAL DRILL GUIDE | Trauma | EA
310.971 | 10886982187161 | COUNTERSINK FOR 1.3MM/1.5MM SCREWS | Trauma | EA
310.972 | 10886982187178 | COUNTERSINK FOR 2.0MM/2.4MM SCREWS | Trauma | EA
446.612 | 10886982223708 | 1.5MM TI Y-PLATE 3 X 8 HOLES | Trauma | EA
399.481 | 10886982202857 | PERIOSTEAL ELEVATOR 3MM CURVED BLADE - ROUND EDGE | Trauma | EA
316.286 | 10886982189530 | 0.76MM DRILL BIT/MINI QC WITH 6MM STOP/44.5MM | Trauma | EA
316.288 | 10886982189554 | 0.76MM DRILL BIT/MINI QC WITH 8MM STOP/44.5MM | Trauma | EA
316.290 | 10886982189578 | 0.76MM DRILL BIT/MINI QC WITH 10MM STOP/44.5MM | Trauma | EA
316.292 | 10886982189592 | 0.76MM DRILL BIT/MINI QC WITH 12MM STOP/44.5MM | Trauma | EA
316.294 | 10886982189615 | 0.76MM DRILL BIT MINI QC WITH 14MM STOP/44.5MM | Trauma | EA
316.306 | 10886982189639 | 0.76MM DRILL BIT STRYKER J-LATCH/6MM STOP/44.5MM | Trauma | EA
316.308 | 10886982189653 | 0.76MM DRILL BIT STRYKER J-LATCH/8MM STOP/44.5MM | Trauma | EA
316.310 | 10886982189677 | 0.76MM DRILL BIT/STRYKER J-LATCH/10MM STOP/44.5MM | Trauma | EA
316.312 | 10886982189691 | 0.76MM DRILL BIT STRYKER J-LATCH/12MM STOP/44.5MM | Trauma | EA
316.314 | 10886982189714 | 0.76MM DRILL BIT STRYKER J-LATCH/14MM STOP/44.5MM | Trauma | EA
316.396 | 10886982189752 | 1.0MM DRILL BIT/MINI QC/50MM | Trauma | EA
316.236 | 10886982189516 | 1.0MM DRILL BIT STRYKER J-LATCH/60MM | Trauma | EA
316.402 | 10886982189776 | 1.3MM DRILL BIT/MINI QC/55MM | Trauma | EA
316.403 | 10886982189790 | 1.3MM DRILL BIT STRYKER J-LATCH/65MM | Trauma | EA
HCA | 10886982001641 | HCA COLUMBIA REBATE | Trauma | EA
310.141 | 10886982185983 | 1.5MM DRILL BIT/MINI QC/65MM | Trauma | EA
310.143 | 10886982186003 | 1.5MM DRILL BIT STRYKER J-LATCH/75MM | Trauma | EA
317.861 | 10886982189851 | 1.8MM DRILL BIT/MINI QC/80MM | Trauma | EA
317.867 | 10886982189875 | 1.8MM DRILL BIT STRYKER J-LATCH/90MM | Trauma | EA
310.201 | 10886982186140 | 2.0MM DRILL BIT/MINI QC/65MM | Trauma | EA
310.203 | 10886982186164 | 2.0MM DRILL BIT STRYKER J-LATCH/75MM | Trauma | EA
317.871 | 10886982189899 | 2.4MM DRILL BIT/MINI QC/80MM | Trauma | EA
317.872 | 10886982189912 | 2.4MM DRILL BIT STRYKER J-LATCH/90MM | Trauma | EA
314.67.96 | 10886982188991 | 1.5MM/2.0MM CRUCIFORM SCREWDRIVER BLD W/HOLDING SLV | Trauma | EA
314.411.96 | 10886982188809 | 1.3MM CRUCIFORM SCREWDRIVER BLADE WITH HOLDING SLEEVE | Trauma | EA
314.48.96 | 10886982188946 | 1.0MM CRUCIFORM SCREWDRIVER BLADE WITH HOLDING SLEEVE | Trauma | EA
449.931 | 10886982224484 | 2.0MM TI LC-DCPÂ® PLATE 4 HOLES/24MM | Trauma | EA
449.936 | 10886982224491 | 2.0MM TI LC-DCPÂ® PLATE 6 HOLES/36MM | Trauma | EA
449.938 | 10886982224507 | 2.0MM TI LC-DCPÂ® PLATE 8 HOLES/48MM | Trauma | EA
446.031 | 10886982223562 | 1.5MM TI STRAIGHT PLATE 6 HOLES/29MM | Trauma | EA
446.032 | 10886982223579 | 1.5MM TI STRAIGHT PLATE 12 HOLES/59MM | Trauma | EA
421.306 | 10886982214843 | 1.3MM TI STRAIGHT PLATE 6 HOLES/23MM | Trauma | EA
421.312 | 10886982214850 | 1.3MM TI STRAIGHT PLATE 12 HOLES/47MM | Trauma | EA
447.031 | 10886982223753 | 2.0MM TI STRAIGHT PLATE 6 HOLES/35MM | Trauma | EA
447.032 | 10886982223760 | 2.0MM TI STRAIGHT PLATE 12 HOLES/71MM | Trauma | EA
446.233 | 10886982223609 | 1.5MM TI T-PLATE 3 HOLES HEAD/ 8 HOLES SHAFT | Trauma | EA
446.234 | 10886982223616 | 1.5MM TI T-PLATE 4 HOLES HEAD/ 8 HOLES SHAFT | Trauma | EA
421.333 | 10886982214881 | 1.3MM TI T-PLATE 3 HOLES HEAD/ 8 HOLES SHAFT | Trauma | EA
421.334 | 10886982214898 | 1.3MM TI T-PLATE 4 HOLES HEAD/ 8 HOLES SHAFT | Trauma | EA
447.232 | 10886982223777 | 2.0MM TI T-PLATE 2 HOLES HEAD/ 8 HOLES SHAFT | Trauma | EA
447.233 | 10886982223784 | 2.0MM TI T-PLATE 3 HOLES HEAD/ 8 HOLES SHAFT | Trauma | EA
421.335 | 10886982214904 | 1.3MM TI Y-PLATE/3 HOLES HEAD 8 HOLES SHAFT/32MM | Trauma | EA
446.63.96 | 10886982223722 | 1.5MM TI CONDYLAR PLATE 7 HOLES/36MM-LEFT | Trauma | EA
446.64.96 | 10886982223746 | 1.5MM TI CONDYLAR PLATE 7 HOLES/36MM-RIGHT | Trauma | EA
443.61.96 | 10886982223210 | 2.0MM TI CONDYLAR PLATE 7 HOLES/39MM-LEFT | Trauma | EA
443.62.96 | 10886982223234 | 2.0MM TI CONDYLAR PLATE 7 HOLES/39MM-RIGHT | Trauma | EA
446.482 | 10886982223685 | 1.5MM TI EXTENDED H-PLATE/ RIGHT | Trauma | EA
446.483 | 10886982223692 | 1.5MM TI EXTENDED H-PLATE/ LEFT | Trauma | EA
421.320 | 10886982214867 | 1.3MM TI EXTENDED H-PLATE/ RIGHT | Trauma | EA
421.321 | 10886982214874 | 1.3MM TI EXTENDED H-PLATE/ LEFT | Trauma | EA
447.612 | 10886982224002 | 2.0MM TI Y-PLATE/3 HOLES HEAD 8 HOLES SHAFT/48MM | Trauma | EA
310.111 | 10886982185921 | 1.1MM DRILL BIT/MINI QC/55MM | Trauma | EA
310.113 | 10886982185945 | 1.1MM DRILL BIT STRYKER J-LATCH/65MM | Trauma | EA
312.92.96 | 10886982188038 | THREADED DRILL GUIDE FOR 2.4MM CONDYLAR PLATE | Trauma | EA
401.968.96 | 10886982205438 | 1.8MM TITANIUM BUTTRESS PIN 18MM | Trauma | EA
329.09.96 | 10886982191809 | BENDING IRON FOR 2.4MM CONDYLAR PLATE | Trauma | EA
400.806.96 | 10886982203625 | 1.5MM TI CORTEX SCREW SELF-TAPPING 6MM | Trauma | EA
400.807.96 | 10886982203649 | 1.5MM TI CORTEX SCREW SELF-TAPPING 7MM | Trauma | EA
400.813.96 | 10886982203755 | 1.5MM TI CORTEX SCREW SELF-TAPPING 13MM | Trauma | EA
400.824.96 | 10886982203878 | 1.5MM TI CORTEX SCREW SELF-TAPPING 24MM | Trauma | EA
311.03.96 | 10886982187253 | HANDLE W/MINI QUICK COUPLING SMALL | Trauma | EA
357.792 | 10886982196637 | LOCKING BOLT MEASURING DEVICE 16MM TO 80MM | Trauma | EA
357.711 | 10886982196590 | 8.0MM/4.0MM DRILL SLEEVE 105MM | Trauma | EA
356.982 | 10886982195685 | 4.0MM THREE-FLUTED DRILL BIT QC/215MM/80MM CALIB | Trauma | EA
356.544 | 10886982195517 | INSERTION BOLT FOR TI CANNULATED TIBIAL NAIL | Trauma | EA
356.543 | 10886982195500 | EXTRACTION SCREW FOR TITANIUM TIBIAL NAIL | Trauma | EA
356.521 | 10886982195487 | TI TIBIAL NAIL AIMING ARM | Trauma | EA
356.511 | 10886982195470 | TI TIBIAL NAIL INSERTION HANDLE | Trauma | EA
360.17 | 10886982197443 | 12MM DRILL SLEEVE | Trauma | EA
356.542 | 10886982195494 | INSERTION BOLT FOR SOLID TIBIAL NAIL | Trauma | EA
304.580 | 10886982184399 | TI TIBIAL NAIL INSERTION & LOCKING SET GRAPHIC CASE | Trauma | EA
395.962 | 10886982200976 | 2.0MM PARALLEL INSERT DRILL SLEEVE | Trauma | EA
395.781 | 20886982200720 | PROTECTIVE CAPS FOR 8.0MM CARBON FIBER ROD | Trauma | OP
395.782 | 10886982200747 | 8.0MM CARBON FIBER ROD 200MM | Trauma | EA
395.784 | 10886982200754 | 8.0MM CARBON FIBER ROD 220MM | Trauma | EA
395.786 | 10886982200761 | 8.0MM CARBON FIBER ROD 240MM | Trauma | EA
394.075 | 10886982199553 | DISTRACTOR FOR DISTAL RADIUS FIXATOR | Trauma | EA
458.120 | 10886982229410 | TI END CAP FOR TI CANNULATED TIBIAL NAILS | Trauma | EA
458.110 | 10886982229397 | TI END CAP 15MM EXT FOR TI SOLID TIBIAL NAILS | Trauma | EA
395.40 | 10886982200273 | 11.5MM THREADED SPINDLE 360MM FOR MEDIUM DISTRACTOR | Trauma | EA
395.41 | 10886982200280 | 11.5MM THREADED SPINDLE 260MM FOR MEDIUM DISTRACTOR | Trauma | EA
395.42 | 10886982200297 | SPINDLE NUT FOR MEDIUM DISTRACTOR | Trauma | EA
395.43 | 10886982200303 | SLIDING CARRIAGE FOR MEDIUM DISTRACTOR | Trauma | EA
395.44 | 10886982200310 | END PIECE WITH DOUBLE JOINT FOR MEDIUM DISTRACTOR | Trauma | EA
395.45 | 10886982200327 | HOLDING SLEEVE 45MM FOR MEDIUM DISTRACTOR | Trauma | EA
395.46 | 10886982200334 | HOLDING SLEEVE 85MM FOR MEDIUM DISTRACTOR | Trauma | EA
850 | 10886982256126 | 2.0MM DRILL SLEEVE | Trauma | EA
851 | 10886982256133 | UNIVERSAL HEAD | Trauma | EA
852 | 10886982256164 | COMPRESSION SPRING | Trauma | EA
422.392 | 10886982215864 | 5.0MM TI LOCKING SCREW SELF-DRILLING 26MM | Trauma | EA
422.393 | 10886982215871 | 5.0MM TI LOCKING SCREW SELF-DRILLING 40MM | Trauma | EA
422.394 | 10886982215888 | 5.0MM TI LOCKING SCREW SELF-DRILLING 55MM | Trauma | EA
422.395 | 10886982215895 | 5.0MM TI LOCKING SCREW SELF-DRILLING 65MM | Trauma | EA
422.396 | 10886982215901 | 5.0MM TI LOCKING SCREW SELF-DRILLING 75MM | Trauma | EA
422.397 | 10886982215918 | 5.0MM TI LOCKING SCREW SELF-DRILLING 85MM | Trauma | EA
304.295 | 10886982183408 | DCSÂ® ONE-STEP UNIVERSAL IMPLANT SET GRAPHIC CASE | Trauma | EA
357.054 | 10886982195746 | T-HANDLE | Trauma | EA
332.352 | 10886982192721 | INSERTER FOR BIFURCATED/INFANT AND TODDLER OSTEOTOMY PLATES | Trauma | EA
332.172 | 10886982192622 | SEATING CHISEL FOR TODDLER OSTEOTOMY PLATES | Trauma | EA
236.013 | 10886982160317 | 90 DEG TODDLER OSTEOTOMY PLATE 38MM/8MM | Trauma | EA
236.012 | 10886982160294 | 90 DEG TODDLER OSTEOTOMY PLATE 32MM/8MM | Trauma | EA
236.011 | 10886982160270 | 90 DEG TODDLER OSTEOTOMY PLATE 26MM/8MM | Trauma | EA
236.002 | 10886982160232 | 90 DEG TODDLER OSTEOTOMY PLATE 32MM/4MM | Trauma | EA
236.001 | 10886982160218 | 90 DEG TODDLER OSTEOTOMY PLATE 26MM/4MM | Trauma | EA
359.083 | 10886982196910 | 2.5MM TI CALIBRATED REAMING ROD/850MM | Trauma | EA
359.083S | 10886982196927 | 2.5MM TI CALIBRATED REAMING ROD 850MM-STERILE | Trauma | EA
329.607 | 10886982192103 | BENDING TEMPLATE FOR LOCKING CALCANEAL PLATE-SHORT | Trauma | EA
530.280 | 10886982239822 | BATTERY CASING FOR POWER DRIVE | Trauma | EA
511.801 | 10886982238054 | OSCILLATING SAW ATTACHMENT II | Trauma | EA
530.250 | 10886982239808 | BATTERY INSERTION SHIELD FOR POWER DRIVE | Trauma | EA
511.731 | 10886982237682 | JACOBS CHUCK-KEYLESS | Trauma | EA
530.200 | 10886982239785 | BATTERY FOR POWER DRIVE | Trauma | EA
530.100 | 10886982239761 | POWER DRIVE | Trauma | EA
511.905 | 10886982238122 | RECIPROCATING SAW BLADE LGTH 80MM/CUT THK 1.05MM | Trauma | EA
511.907 | 10886982238153 | RECIPROCATING SAW BLADE LGTH 55MM/CUT THK 1.05MM | Trauma | EA
511.909 | 10886982238177 | RECIPROCATING SAW BLADE LGTH 55MM/CUT THK 0.85MM | Trauma | EA
511.912 | 10886982238191 | RECIP SAW BLADE DOUBLE-SIDED LGTH 68MM/CUT THK 1.10MM | Trauma | EA
511.905S | 10886982238139 | RECIPROCATING SAW BLADE LGTH 80MM/CUT THK 1.05MM-STER | Trauma | EA
511.907S | 10886982238160 | RECIPROCATING SAW BLADE LGTH 55MM/CUT THK 1.05MM-STER | Trauma | EA
511.909S | 10886982238184 | RECIPROCATING SAW BLADE LGTH 55MM/CUT THK 0.85MM-STER | Trauma | EA
511.912S | 10886982238207 | RECIP SAW BLADE DOUBLE-SIDED LGTH 68MM/CUT THK 1.10MM-STER | Trauma | EA
532.041 | 10886982240767 | SAW BLADE 6MM WIDTH 10MM/0.4MM CUT THICKNESS | Trauma | EA
532.042 | 10886982240781 | SAW BLADE 10MM WIDTH 10MM/0.4MM CUT THICKNESS | Trauma | EA
532.043 | 10886982240804 | SAW BLADE 16MM WIDTH 10MM/0.4MM CUT THICKNESS | Trauma | EA
532.044 | 10886982240828 | SAW BLADE 4MM WIDTH 15MM/0.4MM CUT THICKNESS | Trauma | EA
532.045 | 10886982240842 | SAW BLADE 8MM WIDTH 20MM/0.4MM CUT THICKNESS | Trauma | EA
532.046 | 10886982240866 | SAW BLADE 12MM WIDTH 20MM/0.4MM CUT THICKNESS | Trauma | EA
519.100S | 10886982238870 | SAW BLADE 27MM WIDTH 50MM/0.6MM CUT THICKNESS-STER | Trauma | EA
532.047 | 10886982240880 | SAW BLADE 6MM WIDTH 30MM/0.4MM CUT THICKNESS | Trauma | EA
532.048 | 10886982240903 | SAW BLADE 10MM WIDTH 30MM/0.4MM CUT THICKNESS | Trauma | EA
532.061 | 10886982240927 | SAW BLADE 6MM WIDTH 25MM/0.6MM CUT THICKNESS | Trauma | EA
519.150S | 10886982239099 | SAW BLADE 14MM WIDTH 50MM/0.6MM CUT THICKNESS-STER | Trauma | EA
532.062 | 10886982240941 | SAW BLADE 10MM WIDTH 25MM/0.6MM CUT THICKNESS | Trauma | EA
519.170S | 10886982239112 | SAW BLADE 27MM WIDTH 70MM/0.8MM CUT THICKNESS-STER | Trauma | EA
519.190S | 10886982239136 | SAW BLADE 50MM WIDTH 70MM/0.8MM CUT THICKNESS-STER | Trauma | EA
519.200S | 10886982239150 | SAW BLADE 27MM WIDTH 70MM/1.0MM CUT THICKNESS-STER | Trauma | EA
519.210S | 10886982239174 | SAW BLADE 27MM WIDTH 70MM/1.2MM CUT THICKNESS-STER | Trauma | EA
519.230S | 10886982239198 | SAW BLADE 6MM WIDTH 25MM/0.6MM CUT THICKNESS-STER | Trauma | EA
532.063 | 10886982240965 | SAW BLADE 14MM WIDTH 25MM/0.6MM CUT THICKNESS | Trauma | EA
519.250S | 10886982239211 | SAW BLADE 14MM WIDTH 25MM/0.6MM CUT THICKNESS-STER | Trauma | EA
519.103S | 10886982238894 | SAW BLADE 10MM WIDTH 25MM/0.6MM CUT THICKNESS-STER | Trauma | EA
519.104S | 10886982238917 | SAW BLADE 10MM WIDTH 50MM/0.6MM CUT THICKNESS-STER | Trauma | EA
519.105S | 10886982238931 | SAW BLADE 20MM WIDTH 50MM/0.6MM CUT THICKNESS-STER | Trauma | EA
519.106S | 10886982238955 | SAW BLADE 19MM WIDTH 70MM/1.0MM CUT THICKNESS-STER | Trauma | EA
519.107S | 10886982238962 | SAW BLADE 19MM WIDTH 95MM/0.9MM CUT THICKNESS-STER | Trauma | EA
532.064 | 10886982240989 | SAW BLADE 10MM WIDTH 50MM/0.6MM CUT THICKNESS | Trauma | EA
519.108S | 10886982238979 | SAW BLADE 25MM WIDTH 95MM/0.9MM CUT THICKNESS-STER | Trauma | EA
519.113S | 10886982239006 | SAW BLADE 18MM WIDTH 70MM/1.2MM CUT THICKNESS-STER | Trauma | EA
519.114S | 10886982239013 | SAW BLADE 19MM WIDTH 95MM/1.25MM CUT THICKNESS-STER | Trauma | EA
519.115S | 10886982239020 | SAW BLADE 25MM WIDTH 95MM/1.25MM CUT THICKNESS-STER | Trauma | EA
519.116S | 10886982239037 | SAW BLADE 19MM WIDTH 95MM/1.4MM CUT THICKNESS-STER | Trauma | EA
532.065 | 10886982241009 | SAW BLADE 14MM WIDTH 50MM/0.6MM CUT THICKNESS | Trauma | EA
519.117S | 10886982239044 | SAW BLADE 25MM WIDTH 95MM/1.4MM CUT THICKNESS-STER | Trauma | EA
532.066 | 10886982241023 | SAW BLADE 20MM WIDTH 50MM/0.6MM CUT THICKNESS | Trauma | EA
532.067 | 10886982241047 | SAW BLADE 27MM WIDTH 50MM/0.6MM CUT THICKNESS | Trauma | EA
689.507 | 10886982251770 | LID FOR VARIO CASE-FULL SIZE | Trauma | EA
532.041S | 10886982240774 | SAW BLADE 6MM WIDTH 10MM/0.4MM CUT THICKNESS-STER | Trauma | EA
532.042S | 10886982240798 | SAW BLADE 10MM WIDTH 10MM/0.4MM CUT THICKNESS-STER | Trauma | EA
532.043S | 10886982240811 | SAW BLADE 16MM WIDTH 10MM/0.4MM CUT THICKNESS-STER | Trauma | EA
532.044S | 10886982240835 | SAW BLADE 4MM WIDTH 15MM/0.4MM CUT THICKNESS-STER | Trauma | EA
532.002 | 10886982240323 | SMALL BATTERY DRIVE CASING FOR 12V BATTERY | Trauma | EA
532.045S | 10886982240859 | SAW BLADE 8MM WIDTH 20MM/0.4MM CUT THICKNESS-STER | Trauma | EA
532.046S | 10886982240873 | SAW BLADE 12MM WIDTH 20MM/0.4MM CUT THICKNESS-STER | Trauma | EA
532.047S | 10886982240897 | SAW BLADE 6MM WIDTH 30MM/0.4MM CUT THICKNESS-STER | Trauma | EA
532.048S | 10886982240910 | SAW BLADE 10MM WIDTH 30MM/0.4MM CUT THICKNESS-STER | Trauma | EA
532.061S | 10886982240934 | SAW BLADE 6MM WIDTH 25MM/0.6MM CUT THICKNESS-STER | Trauma | EA
532.062S | 10886982240958 | SAW BLADE 10MM WIDTH 25MM/0.6MM CUT THICKNESS-STER | Trauma | EA
532.063S | 10886982240972 | SAW BLADE 14MM WIDTH 25MM/0.6MM CUT THICKNESS-STER | Trauma | EA
532.064S | 10886982240996 | SAW BLADE 10MM WIDTH 50MM/0.6MM CUT THICKNESS-STER | Trauma | EA
532.065S | 10886982241016 | SAW BLADE 14MM WIDTH 50MM/0.6MM CUT THICKNESS-STER | Trauma | EA
532.066S | 10886982241030 | SAW BLADE 20MM WIDTH 50MM/0.6MM CUT THICKNESS-STER | Trauma | EA
532.067S | 10886982241054 | SAW BLADE 27MM WIDTH 50MM/0.6MM CUT THICKNESS-STER | Trauma | EA
532.003 | 10886982240347 | SMALL BATTERY DRIVE 12V BATTERY | Trauma | EA
532.004 | 10886982240361 | BATTERY INSERTION SHIELD | Trauma | EA
532.021 | 10886982240583 | SAGITTAL SAW ATTACHMENT | Trauma | EA
532.011 | 10886982240415 | MINI QUICK COUPLING | Trauma | EA
532.022 | 10886982240613 | QUICK COUPLING FOR K-WIRES | Trauma | EA
532.015 | 10886982240477 | LARGE QUICK COUPLING | Trauma | EA
532.031 | 10886982240699 | ADAPTOR FOR RADIOLUCENT DRIVE | Trauma | EA
532.012 | 10886982240439 | STRYKER J-LATCH COUPLING | Trauma | EA
305.78 | 10886982185167 | LARGE DISTRACTOR SET GRAPHIC CASE | Trauma | EA
305.79 | 10886982185174 | MEDIUM DISTRACTOR SET GRAPHIC CASE | Trauma | EA
393.751LBL | 20886982199420 | GRAPHIC CASE LABELS FOR ROD ATTACHMENT & MULTI-PIN CLAMP | Trauma | P5
C05 | 10886982000170 | O-RING | Trauma | EA
C43 | 10886982000187 | O RING COUPLER | Trauma | EA
U07 | 10886982007919 | KNURLED NUT | Trauma | EA
U10 | 10886982007926 | LEAF SPRING | Trauma | EA
U11 | 10886982007933 | SCREW FOR LEAF SPRING | Trauma | EA
U17 | 10886982007940 | LEAF SPRING | Trauma | EA
U18 | 10886982007957 | SCREW FOR LEAF SPRING | Trauma | EA
U26 | 10886982007964 | WIRE SPRING | Trauma | EA
U27 | 10886982007971 | SCREW | Trauma | EA
054 | 10886982131591 | TEFLON WASHER | Trauma | EA
091 | 10886982132819 | CHUCK HEX BOLT | Trauma | EA
093 | 10886982132826 | CHUCK SPACER | Trauma | EA
1018B | 10886982132833 | TIBIA W/MIDSHAFT FRACTURE | Trauma | EA
103 | 10886982132895 | ADJUSTABLE NUT | Trauma | EA
104 | 10886982133458 | STOP NUT | Trauma | EA
105 | 10886982133465 | LEAF SPRING | Trauma | EA
200.006 | 10886982141057 | 1.5MM CORTEX SCREW 6MM | Trauma | EA
200.007 | 10886982141064 | 1.5MM CORTEX SCREW 7MM | Trauma | EA
200.008 | 10886982141071 | 1.5MM CORTEX SCREW 8MM | Trauma | EA
200.009 | 10886982141088 | 1.5MM CORTEX SCREW 9MM | Trauma | EA
200.010 | 10886982141095 | 1.5MM CORTEX SCREW 10MM | Trauma | EA
200.011 | 10886982141101 | 1.5MM CORTEX SCREW 11MM | Trauma | EA
200.012 | 10886982141118 | 1.5MM CORTEX SCREW 12MM | Trauma | EA
200.014 | 10886982141125 | 1.5MM CORTEX SCREW 14MM | Trauma | EA
200.016 | 10886982141132 | 1.5MM CORTEX SCREW 16MM | Trauma | EA
200.018 | 10886982141149 | 1.5MM CORTEX SCREW 18MM | Trauma | EA
200.020 | 10886982141156 | 1.5MM CORTEX SCREW 20MM | Trauma | EA
201.006 | 10886982141606 | 2.0MM CORTEX SCREW 6MM | Trauma | EA
201.008 | 10886982141613 | 2.0MM CORTEX SCREW 8MM | Trauma | EA
201.010 | 10886982141620 | 2.0MM CORTEX SCREW 10MM | Trauma | EA
201.012 | 10886982141637 | 2.0MM CORTEX SCREW 12MM | Trauma | EA
201.014 | 10886982141644 | 2.0MM CORTEX SCREW 14MM | Trauma | EA
201.016 | 10886982141651 | 2.0MM CORTEX SCREW 16MM | Trauma | EA
201.018 | 10886982141668 | 2.0MM CORTEX SCREW 18MM | Trauma | EA
201.020 | 10886982141675 | 2.0MM CORTEX SCREW 20MM | Trauma | EA
201.022 | 10886982141682 | 2.0MM CORTEX SCREW 22MM | Trauma | EA
201.024 | 10886982141699 | 2.0MM CORTEX SCREW 24MM | Trauma | EA
201.026 | 10886982141705 | 2.0MM CORTEX SCREW 26MM | Trauma | EA
201.028 | 10886982141712 | 2.0MM CORTEX SCREW 28MM | Trauma | EA
201.030 | 10886982141729 | 2.0MM CORTEX SCREW 30MM | Trauma | EA
201.032 | 10886982141736 | 2.0MM CORTEX SCREW 32MM | Trauma | EA
5010 | 10886982237040 | TIBIA BONE 1018 | Trauma | EA
5011 | 10886982237057 | HAND/FOREARM BONE MODEL | Trauma | EA
5013 | 10886982237071 | ANKLE ARTHRODESIS MODEL | Trauma | EA
5050 | 10886982237088 | BRIEFCASE F/LC-DCPÂ® | Trauma | EA
510.19 | 10886982237231 | REPLACEMENT KEY FOR 4.5MM JACOBS CHUCK | Trauma | EA
510.20 | 10886982237262 | RIGHT ANGLE DRIVE | Trauma | EA
511.20 | 10886982237354 | OSCILLATING DRILL ATTACHMENT | Trauma | EA
511.30 | 10886982237385 | RADIOLUCENT DRIVE MARK II | Trauma | EA
511.411 | 10886982237460 | 2.0MM THREE-FLUTED RADIOLUCENT DRILL BIT/BRAD POINT/150MM | Trauma | EA
511.412 | 10886982237477 | 2.5MM THREE-FLUTED RADIOLUCENT DRILL BIT/BRAD POINT/150MM | Trauma | EA
511.413 | 10886982237484 | 2.7MM THREE-FLUTED RADIOLUCENT DRILL BIT/BRAD POINT/150MM | Trauma | EA
511.414 | 10886982237491 | 3.2MM THREE-FLUTED RADIOLUCENT DRILL BIT/BRAD POINT/150MM | Trauma | EA
511.415 | 10886982237507 | 3.5MM THREE-FLUTED RADIOLUCENT DRILL BIT/BRAD POINT/150MM | Trauma | EA
511.416 | 10886982237514 | 3.6MM THREE-FLUTED RADIOLUCENT DRILL BIT/BRAD POINT/150MM | Trauma | EA
511.417 | 10886982237521 | 4.0MM THREE-FLUTED RADIOLUCENT DRILL BIT/BRAD POINT/150MM | Trauma | EA
511.418 | 10886982237538 | 4.5MM THREE-FLUTED RADIOLUCENT DRILL BIT/BRAD POINT/150MM | Trauma | EA
511.431 | 10886982237545 | 3.2MM THREE-FLUTED RADIOLUCENT DRILL BIT/BRAD POINT/105MM | Trauma | EA
511.432 | 10886982237552 | 4.0MM THREE-FLUTED RADIOLUCENT DRILL BIT/BRAD POINT/105MM | Trauma | EA
511.73 | 10886982237668 | JACOBS CHUCK WITH KEY | Trauma | EA
511.75 | 10886982237705 | QUICK COUPLING INSERT FOR DRILL BITS | Trauma | EA
512.15 | 10886982238344 | DOUBLE AIR HOSE SYNTHES STEM 2 METERS | Trauma | EA
512.15D | 10886982238351 | DOUBLE AIR HOSE DISS FITTING 2 METERS | Trauma | EA
512.15S | 10886982238382 | DOUBLE AIR HOSE SCHRADER STEM 2 METERS | Trauma | EA
512.55 | 10886982238528 | SAW BLADE FOR 512.50 26MM/0.65MM CUT THICKNESS | Trauma | EA
512.77 | 10886982238542 | SAW BLADE 6MM WIDTH 13MM LENGTH/0.25MM THICK | Trauma | EA
512.78 | 10886982238559 | SAW BLADE 8MM WIDTH 13MM LENGTH/0.25MM THICK | Trauma | EA
512.79 | 10886982238566 | SAW BLADE 8MM WIDTH 18MM LENGTH/0.25MM THICK | Trauma | EA
513.01 | 10886982238573 | 1.1MM DRILL BIT/MINI QC/28MM | Trauma | EA
513.03 | 10886982238580 | 1.1MM DRILL BIT/MINI QC/45MM | Trauma | EA
513.05 | 10886982238597 | 1.5MM DRILL BIT/MINI QC/28MM | Trauma | EA
513.08 | 10886982238603 | 1.5MM DRILL BIT/MINI QC/52MM | Trauma | EA
513.10 | 10886982238610 | 2.0MM DRILL BIT/MINI QC/28MM | Trauma | EA
513.13 | 10886982238627 | 2.0MM DRILL BIT/MINI QC/52MM | Trauma | EA
513.14 | 10886982238634 | 2.0MM DRILL BIT/MINI QC/67MM | Trauma | EA
513.17 | 10886982238641 | 2.7MM DRILL BIT/MINI QC/28MM | Trauma | EA
513.19 | 10886982238658 | 2.7MM DRILL BIT/MINI QC/67MM | Trauma | EA
518.01 | 10886982238795 | OSCILLATING BONE SAW DOUBLE HOSE CONNECTOR | Trauma | EA
518.09 | 10886982238818 | REPLACEMENT KEY FOR OSCILLATING BONE SAW | Trauma | EA
519.190 | 10886982239129 | SAW BLADE 50MM WIDTH 70MM/0.8MM CUT THICKNESS | Trauma | EA
519.40 | 10886982239228 | CLEANING BRUSH FOR HANDPIECE AND ATTACHMENT CANNULATIONS | Trauma | EA
519.50 | 10886982239235 | DOUBLE AIR HOSE SYNTHES STEM 2 METERS | Trauma | EA
519.50D | 10886982239242 | DOUBLE AIR HOSE DISS FITTING 2 METERS | Trauma | EA
519.50S | 10886982239273 | DOUBLE AIR HOSE SCHRADER STEM 2 METERS | Trauma | EA
519.51 | 10886982239297 | DOUBLE AIR HOSE SYNTHES STEM 3 METERS | Trauma | EA
519.51D | 10886982239303 | DOUBLE AIR HOSE DISS FITTING 3 METERS | Trauma | EA
519.51S | 10886982239334 | DOUBLE AIR HOSE SCHRADER STEM 3 METERS | Trauma | EA
519.53 | 10886982239358 | DOUBLE AIR HOSE SYNTHES STEM 5 METERS | Trauma | EA
519.53D | 10886982239365 | DOUBLE AIR HOSE DISS FITTING 5 METERS | Trauma | EA
519.53S | 10886982239396 | DOUBLE AIR HOSE SCHRADER STEM 5 METERS | Trauma | EA
519.80 | 10886982239419 | SINGLE AIR HOSE SYNTHES STEM 5 METERS | Trauma | EA
519.80D | 10886982239426 | SINGLE AIR HOSE DISS FITTING 5 METERS | Trauma | EA
519.80S | 10886982239457 | SINGLE AIR HOSE SCHRADER STEM 5 METERS | Trauma | EA
519.81 | 10886982239471 | SINGLE AIR HOSE SYNTHES STEM 2 METERS | Trauma | EA
519.81D | 10886982239488 | SINGLE AIR HOSE DISS FITTING 2 METERS | Trauma | EA
519.81S | 10886982239518 | SINGLE AIR HOSE SCHRADER STEM 2 METERS | Trauma | EA
519.83 | 10886982239532 | SINGLE SPIRAL AIR HOSE SYNTHES STEM 2 METERS | Trauma | EA
519.83D | 10886982239549 | SINGLE SPIRAL AIR HOSE DISS FITTING 2 METERS | Trauma | EA
519.83S | 10886982239570 | SINGLE SPIRAL AIR HOSE SCHRADER STEM 2 METERS | Trauma | EA
519.97 | 10886982239594 | DEPUY SYNTHES SPECIAL OIL, 40 ML | Trauma | EA
520.89 | 10886982239617 | NITROGEN REGULATOR-COMPLETE WITH COUPLERS | Trauma | EA
520.89R | 10886982239631 | NITROGEN REGULATOR WITH SYNTHES FITTING | Trauma | EA
520.89Y | 10886982239655 | Y-FITTING--COMPLETE | Trauma | EA
562 | 10886982241504 | STOP NUT | Trauma | EA
564 | 10886982241665 | ADJUSTING NUT | Trauma | EA
568 | 10886982241672 | HEX BOLT | Trauma | EA
570 | 10886982241689 | HEX NUT-SMALL | Trauma | EA
573 | 10886982241696 | RATCHET PLATE-SQUARE TOOTH | Trauma | EA
576 | 10886982241702 | RETAINING WIRE RING | Trauma | EA
577 | 10886982241719 | SCREW | Trauma | EA
578 | 10886982241726 | SPRING | Trauma | EA
585 | 10886982241733 | TENSION DISK | Trauma | EA
586 | 10886982241740 | HEX NUT | Trauma | EA
589 | 10886982241757 | HEX BOLT | Trauma | EA
590 | 10886982241764 | PIN HOLDER | Trauma | EA
591 | 10886982241771 | HEX NUT | Trauma | EA
591.00 | 10886982241788 | HAND DRILL WITHOUT CHUCK | Trauma | EA
599 | 10886982241832 | TEFLON KNOB | Trauma | EA
6002 | 10886982249623 | REFILL TRACING PAD (75 SHEET) FOR PRE-OPERATIVE PLANNER | Trauma | EA
6003 | 10886982249630 | GONIOMETER FOR PRE-OPERATIVE PLANNER | Trauma | EA
605 | 10886982249647 | QUICK COUPLING SET SCREW | Trauma | EA
618 | 10886982250735 | DRILL SLEEVE-GREEN | Trauma | EA
623 | 10886982251046 | DRILL SLEEVE-GREEN | Trauma | EA
624 | 10886982251053 | DRILL SLEEVE-GOLD | Trauma | EA
625 | 10886982251060 | DRILL SLEEVE-SILVER | Trauma | EA
626 | 10886982251077 | DRILL SLEEVE-SILVER | Trauma | EA
629 | 10886982251084 | DRILL SLEEVE-GREEN | Trauma | EA
630 | 10886982251091 | DRILL SLEEVE-GOLD | Trauma | EA
631 | 10886982251107 | DRILL SLEEVE-GREEN | Trauma | EA
632 | 10886982251114 | DRILL SLEEVE-GOLD | Trauma | EA
633 | 10886982251121 | DRILL GUIDE INSERT | Trauma | EA
634 | 10886982251138 | DRILL SLEEVE-GREEN | Trauma | EA
635 | 10886982251145 | DRILL SLEEVE-GOLD | Trauma | EA
637 | 10886982251152 | SCREW-KNURLED | Trauma | EA
640 | 10886982251169 | NUT | Trauma | EA
641 | 10886982251176 | HEX BOLT | Trauma | EA
647 | 10886982251183 | SLEEVE | Trauma | EA
650 | 10886982251190 | HEX BOLT | Trauma | EA
654 | 10886982251244 | NOZZLE | Trauma | EA
655 | 10886982251251 | CURVED PIECE | Trauma | EA
656 | 10886982251268 | HEX BOLT | Trauma | EA
658 | 10886982251275 | PEG FOR WIRE TIGHTENER | Trauma | EA
659 | 10886982251282 | THREADED CAP | Trauma | EA
660 | 10886982251299 | TIP | Trauma | EA
662 | 10886982251305 | COTTER PIN,CHAIN & CONNECTING RINGS | Trauma | EA
666 | 10886982251312 | KNURLED CAP | Trauma | EA
680 | 10886982251701 | WASHER | Trauma | EA
681 | 10886982251718 | SLEEVE-2.7MM | Trauma | EA
685 | 10886982251725 | HEX SCREW I | Trauma | EA
686 | 10886982251732 | HEX SCREW | Trauma | EA
688 | 10886982251749 | HEX SCREW | Trauma | EA
691 | 10886982255402 | SCREW FOR LEAF SPRING | Trauma | EA
697 | 10886982255457 | SQUARE SCREW | Trauma | EA
7000 | 10886982255464 | AO/ASIF UNIVERSAL NAIL COMBINATION VIDEO | Trauma | EA
7005 | 10886982255471 | AO/ASIF UNIVERSAL TIBIAL NAIL VIDEO | Trauma | EA
7031 | 10886982255488 | PINLESS FIXATOR VIDEO | Trauma | EA
705 | 10886982255532 | LOWER ANVIL ADJ SCR/ORIGINAL | Trauma | EA
717 | 10886982255815 | LOWER ANVIL/ORIGINAL | Trauma | EA
718 | 10886982255822 | SCREW WITH KNURLED HEAD | Trauma | EA
719 | 10886982255839 | SCREW WITH SLOTTED HEAD | Trauma | EA
721 | 10886982255846 | ADJUSTING SCREW WITH KNURLED HEAD | Trauma | EA
736 | 10886982255853 | SCREW WITH KNURLED HEAD | Trauma | EA
739 | 10886982255860 | ADJUSTING NUT | Trauma | EA
759 | 10886982255877 | THREADED CAP | Trauma | EA
760 | 10886982255884 | HEX BOLT | Trauma | EA
774 | 10886982255891 | COMPRESSION SPRING | Trauma | EA
779 | 10886982255907 | HEX BOLT | Trauma | EA
786 | 10886982255914 | HEX SCREW | Trauma | EA
803 | 10886982255921 | STOP NUT | Trauma | EA
804 | 10886982255945 | THUMB NUT | Trauma | EA
807 | 10886982255969 | LOCKING BOLT | Trauma | EA
817 | 10886982255976 | SPRING NUT | Trauma | EA
820 | 10886982255983 | ADJUSTING NUT | Trauma | EA
823 | 10886982255990 | LEAF SPRING | Trauma | EA
824 | 10886982256003 | SCREW FOR LEAF SPRING | Trauma | EA
831 | 10886982256010 | WING SCREW | Trauma | EA
839 | 10886982256041 | GOLD DRILL GUIDE | Trauma | EA
840 | 10886982256058 | GREEN DRILL GUIDE | Trauma | EA
842 | 10886982256065 | SPRING | Trauma | EA
843 | 10886982256072 | THREADED NIPPLE | Trauma | EA
844 | 10886982256089 | DRILL SLEEVE | Trauma | EA
846 | 10886982256096 | SPRING | Trauma | EA
847 | 10886982256102 | THREADED NIPPLE | Trauma | EA
848 | 10886982256119 | DRILL SLEEVE | Trauma | EA
860 | 10886982256171 | PAN HD SCR M2X5 | Trauma | EA
861 | 10886982256188 | ADJUSTING NUT | Trauma | EA
862 | 10886982256195 | HEX BOLT | Trauma | EA
864 | 10886982256201 | STOP NUT | Trauma | EA
865 | 10886982256218 | SPRING | Trauma | EA
866 | 10886982256225 | ADJUSTING NUT | Trauma | EA
867 | 10886982256232 | SCREW FOR LEAF SPRING | Trauma | EA
873 | 10886982256249 | LOCK SCREW | Trauma | EA
886 | 10886982256256 | SCREW KNOB | Trauma | EA
887 | 10886982256263 | HEX SCREW FOR BRACKET | Trauma | EA
893 | 10886982256270 | PIN HOLDER | Trauma | EA
900.55 | 10886982256300 | WRAP FOR BOLT CUTTER | Trauma | EA
993.000.463 | 10886982256669 | SCREW RACK F/4.0MM SCREWS | Trauma | EA
294.788 | 10886982182227 | 5.0MM SELF-DRILLING SCHANZ SCREW 80MM THRD/250MM | Trauma | EA
202.615 | 10886982144263 | 3.0MM CANNULATED SCREW SHORT THREAD/15MM | Trauma | EA
202.616 | 10886982144270 | 3.0MM CANNULATED SCREW SHORT THREAD/16MM | Trauma | EA
202.617 | 10886982144287 | 3.0MM CANNULATED SCREW SHORT THREAD/17MM | Trauma | EA
202.618 | 10886982144294 | 3.0MM CANNULATED SCREW SHORT THREAD/18MM | Trauma | EA
202.619 | 10886982144300 | 3.0MM CANNULATED SCREW SHORT THREAD/19MM | Trauma | EA
219.972 | 10886982156273 | WASHER 6.5MM | Trauma | EA
202.620 | 10886982144317 | 3.0MM CANNULATED SCREW SHORT THREAD/20MM | Trauma | EA
202.621 | 10886982144324 | 3.0MM CANNULATED SCREW SHORT THREAD/21MM | Trauma | EA
202.622 | 10886982144331 | 3.0MM CANNULATED SCREW SHORT THREAD/22MM | Trauma | EA
202.623 | 10886982144348 | 3.0MM CANNULATED SCREW SHORT THREAD/23MM | Trauma | EA
202.624 | 10886982144355 | 3.0MM CANNULATED SCREW SHORT THREAD/24MM | Trauma | EA
202.625 | 10886982144362 | 3.0MM CANNULATED SCREW SHORT THREAD/25MM | Trauma | EA
202.626 | 10886982144379 | 3.0MM CANNULATED SCREW SHORT THREAD/26MM | Trauma | EA
202.627 | 10886982144386 | 3.0MM CANNULATED SCREW SHORT THREAD/27MM | Trauma | EA
202.628 | 10886982144393 | 3.0MM CANNULATED SCREW SHORT THREAD/28MM | Trauma | EA
202.629 | 10886982144409 | 3.0MM CANNULATED SCREW SHORT THREAD/29MM | Trauma | EA
202.630 | 10886982144416 | 3.0MM CANNULATED SCREW SHORT THREAD/30MM | Trauma | EA
202.632 | 10886982144423 | 3.0MM CANNULATED SCREW SHORT THREAD/32MM | Trauma | EA
202.634 | 10886982144430 | 3.0MM CANNULATED SCREW SHORT THREAD/34MM | Trauma | EA
202.636 | 10886982144447 | 3.0MM CANNULATED SCREW SHORT THREAD/36MM | Trauma | EA
202.638 | 10886982144454 | 3.0MM CANNULATED SCREW SHORT THREAD/38MM | Trauma | EA
202.640 | 10886982144461 | 3.0MM CANNULATED SCREW SHORT THREAD/40MM | Trauma | EA
219.89 | 10886982156181 | THREADED WASHER FOR 3.0MM CANNULATED SCREWS | Trauma | EA
292.622 | 10886982180728 | 1.1MM THREADED GUIDE WIRE 150MM | Trauma | EA
402.615 | 10886982206046 | 3.0MM TI CANNULATED SCREW SHORT THREAD/15MM | Trauma | EA
402.616 | 10886982206053 | 3.0MM TI CANNULATED SCREW SHORT THREAD/16MM | Trauma | EA
402.617 | 10886982206060 | 3.0MM TI CANNULATED SCREW SHORT THREAD/17MM | Trauma | EA
402.618 | 10886982206077 | 3.0MM TI CANNULATED SCREW SHORT THREAD/18MM | Trauma | EA
402.619 | 10886982206084 | 3.0MM TI CANNULATED SCREW SHORT THREAD/19MM | Trauma | EA
402.620 | 10886982206091 | 3.0MM TI CANNULATED SCREW SHORT THREAD/20MM | Trauma | EA
402.622 | 10886982206114 | 3.0MM TI CANNULATED SCREW SHORT THREAD/22MM | Trauma | EA
402.621 | 10886982206107 | 3.0MM TI CANNULATED SCREW SHORT THREAD/21MM | Trauma | EA
402.623 | 10886982206121 | 3.0MM TI CANNULATED SCREW SHORT THREAD/23MM | Trauma | EA
402.624 | 10886982206138 | 3.0MM TI CANNULATED SCREW SHORT THREAD/24MM | Trauma | EA
402.625 | 10886982206145 | 3.0MM TI CANNULATED SCREW SHORT THREAD/25MM | Trauma | EA
402.626 | 10886982206152 | 3.0MM TI CANNULATED SCREW SHORT THREAD/26MM | Trauma | EA
402.627 | 10886982206169 | 3.0MM TI CANNULATED SCREW SHORT THREAD/27MM | Trauma | EA
402.628 | 10886982206176 | 3.0MM TI CANNULATED SCREW SHORT THREAD/28MM | Trauma | EA
402.629 | 10886982206183 | 3.0MM TI CANNULATED SCREW SHORT THREAD/29MM | Trauma | EA
402.630 | 10886982206190 | 3.0MM TI CANNULATED SCREW SHORT THREAD/30MM | Trauma | EA
402.632 | 10886982206206 | 3.0MM TI CANNULATED SCREW SHORT THREAD/32MM | Trauma | EA
402.634 | 10886982206213 | 3.0MM TI CANNULATED SCREW SHORT THREAD/34MM | Trauma | EA
402.636 | 10886982206220 | 3.0MM TI CANNULATED SCREW SHORT THREAD/36MM | Trauma | EA
402.638 | 10886982206237 | 3.0MM TI CANNULATED SCREW SHORT THREAD/38MM | Trauma | EA
402.640 | 10886982206244 | 3.0MM TI CANNULATED SCREW SHORT THREAD/40MM | Trauma | EA
402.715 | 10886982206268 | 3.0MM TI CANNULATED SCREW LONG THREAD/15MM | Trauma | EA
402.716 | 10886982206275 | 3.0MM TI CANNULATED SCREW LONG THREAD/16MM | Trauma | EA
402.717 | 10886982206282 | 3.0MM TI CANNULATED SCREW LONG THREAD/17MM | Trauma | EA
402.718 | 10886982206299 | 3.0MM TI CANNULATED SCREW LONG THREAD/18MM | Trauma | EA
402.719 | 10886982206305 | 3.0MM TI CANNULATED SCREW LONG THREAD/19MM | Trauma | EA
402.720 | 10886982206312 | 3.0MM TI CANNULATED SCREW LONG THREAD/20MM | Trauma | EA
402.721 | 10886982206329 | 3.0MM TI CANNULATED SCREW LONG THREAD/21MM | Trauma | EA
402.722 | 10886982206336 | 3.0MM TI CANNULATED SCREW LONG THREAD/22MM | Trauma | EA
402.723 | 10886982206343 | 3.0MM TI CANNULATED SCREW LONG THREAD/23MM | Trauma | EA
402.724 | 10886982206350 | 3.0MM TI CANNULATED SCREW LONG THREAD/24MM | Trauma | EA
402.725 | 10886982206367 | 3.0MM TI CANNULATED SCREW LONG THREAD/25MM | Trauma | EA
402.726 | 10886982206374 | 3.0MM TI CANNULATED SCREW LONG THREAD/26MM | Trauma | EA
402.727 | 10886982206381 | 3.0MM TI CANNULATED SCREW LONG THREAD/27MM | Trauma | EA
402.728 | 10886982206398 | 3.0MM TI CANNULATED SCREW LONG THREAD/28MM | Trauma | EA
402.729 | 10886982206404 | 3.0MM TI CANNULATED SCREW LONG THREAD/29MM | Trauma | EA
402.730 | 10886982206411 | 3.0MM TI CANNULATED SCREW LONG THREAD/30MM | Trauma | EA
402.732 | 10886982206428 | 3.0MM TI CANNULATED SCREW LONG THREAD/32MM | Trauma | EA
402.734 | 10886982206435 | 3.0MM TI CANNULATED SCREW LONG THREAD/34MM | Trauma | EA
402.736 | 10886982206442 | 3.0MM TI CANNULATED SCREW LONG THREAD/36MM | Trauma | EA
402.738 | 10886982206459 | 3.0MM TI CANNULATED SCREW LONG THREAD/38MM | Trauma | EA
402.740 | 10886982206466 | 3.0MM TI CANNULATED SCREW LONG THREAD/40MM | Trauma | EA
419.89 | 10886982214768 | TI THREADED WASHER FOR 3.0MM TI CANNULATED SCREWS | Trauma | EA
304.330 | 10886982183538 | 3.0MM CANNULATED SCREW INSTR & IMPLANT SET GRAPHIC CASE | Trauma | EA
474.900 | 10886982234285 | STANDARD TI LOCKING SLEEVE | Trauma | EA
474.910 | 10886982234308 | 100 DEG TI LOCKING SLEEVE F/ 13-15MM TI CANN FEMORAL NAILS | Trauma | EA
474.911 | 10886982234322 | 110 DEG TI LOCKING SLEEVE F/ 13-15MM TI CANN FEMORAL NAILS | Trauma | EA
474.912 | 10886982234346 | 120 DEG TI LOCKING SLEEVE F/ 13-15MM TI CANN FEMORAL NAILS | Trauma | EA
474.913 | 10886982234360 | 130 DEG TI LOCKING SLEEVE F/ 13MM-15MM TI CANN FEMORAL NAIL | Trauma | EA
474.920 | 10886982234384 | 15MM TI END CAP 0MM EXT | Trauma | EA
474.921 | 10886982234407 | 15MM TI END CAP 10MM EXT | Trauma | EA
474.922 | 10886982234421 | 15MM TI END CAP 20MM EXT | Trauma | EA
312.181 | 10886982187666 | 2.4MM/1.8MM DRILL GUIDE | Trauma | EA
329.09 | 10886982191793 | BENDING IRON | Trauma | EA
391.963 | 10886982198549 | UNIVERSAL BENDING PLIERS | Trauma | EA
241.87 | 10886982167590 | CLOVERLEAF PLATE THIN BLADE 7 HOLES/152MM | Trauma | EA
241.88 | 10886982167606 | CLOVERLEAF PLATE THIN BLADE 8 HOLES/168MM | Trauma | EA
202.715 | 10886982144485 | 3.0MM CANNULATED SCREW LONG THREAD/15MM | Trauma | EA
202.716 | 10886982144492 | 3.0MM CANNULATED SCREW LONG THREAD/16MM | Trauma | EA
202.717 | 10886982144508 | 3.0MM CANNULATED SCREW LONG THREAD/17MM | Trauma | EA
241.89 | 10886982167613 | CLOVERLEAF PLATE THIN BLADE 10 HOLES/200MM | Trauma | EA
202.718 | 10886982144515 | 3.0MM CANNULATED SCREW LONG THREAD/18MM | Trauma | EA
202.719 | 10886982144522 | 3.0MM CANNULATED SCREW LONG THREAD/19MM | Trauma | EA
202.720 | 10886982144539 | 3.0MM CANNULATED SCREW LONG THREAD/20MM | Trauma | EA
202.721 | 10886982144546 | 3.0MM CANNULATED SCREW LONG THREAD/21MM | Trauma | EA
202.722 | 10886982144553 | 3.0MM CANNULATED SCREW LONG THREAD/22MM | Trauma | EA
202.723 | 10886982144560 | 3.0MM CANNULATED SCREW LONG THREAD/23MM | Trauma | EA
202.724 | 10886982144577 | 3.0MM CANNULATED SCREW LONG THREAD/24MM | Trauma | EA
7034 | 10886982255518 | HYBRID FIXATOR LAB VIDEO | Trauma | EA
202.725 | 10886982144584 | 3.0MM CANNULATED SCREW LONG THREAD/25MM | Trauma | EA
202.726 | 10886982144591 | 3.0MM CANNULATED SCREW LONG THREAD/26MM | Trauma | EA
202.727 | 10886982144607 | 3.0MM CANNULATED SCREW LONG THREAD/27MM | Trauma | EA
202.728 | 10886982144614 | 3.0MM CANNULATED SCREW LONG THREAD/28MM | Trauma | EA
202.729 | 10886982144621 | 3.0MM CANNULATED SCREW LONG THREAD/29MM | Trauma | EA
202.730 | 10886982144638 | 3.0MM CANNULATED SCREW LONG THREAD/30MM | Trauma | EA
202.732 | 10886982144645 | 3.0MM CANNULATED SCREW LONG THREAD/32MM | Trauma | EA
202.734 | 10886982144652 | 3.0MM CANNULATED SCREW LONG THREAD/34MM | Trauma | EA
202.736 | 10886982144669 | 3.0MM CANNULATED SCREW LONG THREAD/36MM | Trauma | EA
202.738 | 10886982144676 | 3.0MM CANNULATED SCREW LONG THREAD/38MM | Trauma | EA
202.740 | 10886982144683 | 3.0MM CANNULATED SCREW LONG THREAD/40MM | Trauma | EA
441.87 | 10886982222428 | TI CLOVERLEAF PLATE THIN BLADE 7 HOLES/152MM | Trauma | EA
441.88 | 10886982222435 | TI CLOVERLEAF PLATE THIN BLADE 8 HOLES/168MM | Trauma | EA
441.89 | 10886982222442 | TI CLOVERLEAF PLATE THIN BLADE 10 HOLES/200MM | Trauma | EA
511.80 | 10886982238030 | OSCILLATING SAW ATTACHMENT | Trauma | EA
321.25 | 10886982190468 | SPANNER WRENCH | Trauma | EA
309.501 | 10886982185778 | CONICAL EXTRACTION DEVICE FOR THREADED WASHERS | Trauma | EA
310.221 | 10886982186232 | 2.0MM CANNULATED DRILL BIT/QC 150MM | Trauma | EA
310.804 | 10886982187000 | CANNULATED COUNTERSINK FOR 3.0MM CANNULATED SCREWS | Trauma | EA
314.464 | 10886982188892 | CANNULATED DRIVER FOR THREADED WASHERS F/3.0MM CANN SCREWS | Trauma | EA
319.291 | 10886982190130 | 1.25MM CLEANING BRUSH | Trauma | EA
319.702 | 10886982190338 | CANNULATED SCREW MEASURING DEVICE FOR 3.0MM | Trauma | EA
398.408 | 10886982201362 | FREER ELEVATOR 195MM | Trauma | EA
312.92 | 10886982188021 | 1.8MM THREADED DRILL GUIDE | Trauma | EA
319.292 | 10886982190147 | 1.1MM CLEANING STYLET | Trauma | EA
281.001S | 10886982176370 | WIRE MOUNT FOR 4.5MM DCPÂ® AND LC-DCPÂ® HOLES-STERILE | Trauma | EA
280.251 | 10886982174994 | DHSÂ®/DCSÂ® ONE-STEP LAG SCREW 12.7MM THREAD/50MM | Trauma | EA
280.255 | 10886982175014 | DHSÂ®/DCSÂ® ONE-STEP LAG SCREW 12.7MM THREAD/55MM | Trauma | EA
280.260 | 10886982175038 | DHSÂ®/DCSÂ® ONE-STEP LAG SCREW 12.7MM THREAD/60MM | Trauma | EA
280.265 | 10886982175052 | DHSÂ®/DCSÂ® ONE-STEP LAG SCREW 12.7MM THREAD/65MM | Trauma | EA
280.270 | 10886982175076 | DHSÂ®/DCSÂ® ONE-STEP LAG SCREW 12.7MM THREAD/70MM | Trauma | EA
280.275 | 10886982175090 | DHSÂ®/DCSÂ® ONE-STEP LAG SCREW 12.7MM THREAD/75MM | Trauma | EA
280.280 | 10886982175113 | DHSÂ®/DCSÂ® ONE-STEP LAG SCREW 12.7MM THREAD/80MM | Trauma | EA
280.285 | 10886982175137 | DHSÂ®/DCSÂ® ONE-STEP LAG SCREW 12.7MM THREAD/85MM | Trauma | EA
280.290 | 10886982175151 | DHSÂ®/DCSÂ® ONE-STEP LAG SCREW 12.7MM THREAD/90MM | Trauma | EA
280.295 | 10886982175175 | DHSÂ®/DCSÂ® ONE-STEP LAG SCREW 12.7MM THREAD/95MM | Trauma | EA
280.301 | 10886982175212 | DHSÂ®/DCSÂ® ONE-STEP LAG SCREW 12.7MM THREAD/100MM | Trauma | EA
280.305 | 10886982175236 | DHSÂ®/DCSÂ® ONE-STEP LAG SCREW 12.7MM THREAD/105MM | Trauma | EA
280.310 | 10886982175250 | DHSÂ®/DCSÂ® ONE-STEP LAG SCREW 12.7MM THREAD/110MM | Trauma | EA
280.315 | 10886982175274 | DHSÂ®/DCSÂ® ONE-STEP LAG SCREW 12.7MM THREAD/115MM | Trauma | EA
280.320 | 10886982175298 | DHSÂ®/DCSÂ® ONE-STEP LAG SCREW 12.7MM THREAD/120MM | Trauma | EA
280.325 | 10886982175311 | DHSÂ®/DCSÂ® ONE-STEP LAG SCREW 12.7MM THREAD/125MM | Trauma | EA
280.330 | 10886982175335 | DHSÂ®/DCSÂ® ONE-STEP LAG SCREW 12.7MM THREAD/130MM | Trauma | EA
280.335 | 10886982175359 | DHSÂ®/DCSÂ® ONE-STEP LAG SCREW 12.7MM THREAD/135MM | Trauma | EA
280.340 | 10886982175373 | DHSÂ®/DCSÂ® ONE-STEP LAG SCREW 12.7MM THREAD/140MM | Trauma | EA
280.345 | 10886982175397 | DHSÂ®/DCSÂ® ONE-STEP LAG SCREW 12.7MM THREAD/145MM | Trauma | EA
304.490 | 10886982183989 | 3.0MM TI CANNULATED SCREW INSTR & IMPL SET GRAPHIC CASE | Trauma | EA
292.623 | 10886982180735 | 1.1MM NON-THREADED GUIDE WIRE 150MM | Trauma | EA
419.972 | 10886982214812 | TITANIUM WASHER 6.5MM | Trauma | EA
398.409 | 10886982201379 | SCAPHOID ELEVATOR 140MM | Trauma | EA
304.494 | 10886982183996 | 3.0MM TI CANNULATED SCREW SET GRAPHIC CASE SCREW RACK | Trauma | EA
400.526 | 10886982203410 | 1.0MM TI CORTEX SCREW SELF-TAPPING 6MM | Trauma | EA
400.527 | 10886982203427 | 1.0MM TI CORTEX SCREW SELF-TAPPING 7MM | Trauma | EA
400.528 | 10886982203434 | 1.0MM TI CORTEX SCREW SELF-TAPPING 8MM | Trauma | EA
400.530 | 10886982203458 | 1.0MM TI CORTEX SCREW SELF-TAPPING 10MM | Trauma | EA
400.532 | 10886982203472 | 1.0MM TI CORTEX SCREW SELF-TAPPING 12MM | Trauma | EA
400.534 | 10886982203496 | 1.0MM TI CORTEX SCREW SELF-TAPPING 14MM | Trauma | EA
400.686 | 10886982203502 | 1.3MM TI CORTEX SCREW SELF-TAPPING 6MM | Trauma | EA
400.687 | 10886982203519 | 1.3MM TI CORTEX SCREW SELF-TAPPING 7MM | Trauma | EA
400.688 | 10886982203526 | 1.3MM TI CORTEX SCREW SELF-TAPPING 8MM | Trauma | EA
400.690 | 10886982203540 | 1.3MM TI CORTEX SCREW SELF-TAPPING 10MM | Trauma | EA
400.692 | 10886982203564 | 1.3MM TI CORTEX SCREW SELF-TAPPING 12MM | Trauma | EA
400.694 | 10886982203588 | 1.3MM TI CORTEX SCREW SELF-TAPPING 14MM | Trauma | EA
304.565 | 10886982184344 | PERCUTANEOUS REDUCTION FORCEPS INSTRUMENT AND IMPLANT MODULE | Trauma | EA
395.49 | 10886982200341 | MEDIUM DISTRACTOR | Trauma | EA
511.782 | 10886982237927 | HUDSON ADAPTER | Trauma | EA
511.783 | 10886982237941 | MODIFIED TRINKLE ADAPTOR | Trauma | EA
511.784 | 10886982237965 | TRINKLE ADAPTER | Trauma | EA
474.048S | 10886982233271 | 10MM TI CANNULATED FEMORAL NAIL 480MM-STERILE | Trauma | EA
351.12 | 10886982193711 | CANNULATED AWL WITH T-HANDLE | Trauma | EA
358.54 | 10886982196729 | CONNECTING SCREW FOR TI SOLID HUMERAL NAILS | Trauma | EA
358.68 | 10886982196743 | 8.5MM/3.5MM CONICAL BURR WITH QUICK COUPLING | Trauma | EA
511.405 | 10886982237439 | RADIOLUCENT HANDLE FOR DRILL SLEEVES | Trauma | EA
511.406 | 10886982237446 | 3.2MM DRILL SLEEVE | Trauma | EA
511.407 | 10886982237453 | 2.7MM DRILL SLEEVE | Trauma | EA
458.18 | 10886982229434 | 3.9MM TI LOCKING BOLT 18MM | Trauma | EA
458.20 | 10886982229458 | 3.9MM TI LOCKING BOLT 20MM | Trauma | EA
458.22 | 10886982229472 | 3.9MM TI LOCKING BOLT 22MM | Trauma | EA
458.24 | 10886982229496 | 3.9MM TI LOCKING BOLT 24MM | Trauma | EA
462.950 | 10886982232175 | TI END CAP 0MM EXT FOR TI SOLID HUMERAL NAILS | Trauma | EA
462.955 | 10886982232199 | TI END CAP 5MM EXT FOR TI SOLID HUMERAL NAILS | Trauma | EA
462.960 | 10886982232212 | TI END CAP 10MM EXT FOR TI SOLID HUMERAL NAILS | Trauma | EA
462.965 | 10886982232236 | TI END CAP 15MM EXT FOR TI SOLID HUMERAL NAILS | Trauma | EA
L26 | 10886982001924 | 1.5MM DRILL SLEEVE | Trauma | EA
L27 | 10886982001931 | UNIVERSAL HEAD | Trauma | EA
L28 | 10886982001948 | 1.8MM DRILL SLEEVE | Trauma | EA
L29 | 10886982001955 | THREADED NIPPLE | Trauma | EA
2700 | 10886982172815 | SYNTHES SPINE INTERACTIVE CATALOG CD-ROM | Trauma | EA
201.962 | 10886982143280 | 1.8MM BUTTRESS PIN/12MM | Trauma | EA
201.964 | 10886982143297 | 1.8MM BUTTRESS PIN/14MM | Trauma | EA
201.966 | 10886982143303 | 1.8MM BUTTRESS PIN/16MM | Trauma | EA
201.968 | 10886982143310 | 1.8MM BUTTRESS PIN/18MM | Trauma | EA
201.970 | 10886982143327 | 1.8MM BUTTRESS PIN/20MM | Trauma | EA
201.972 | 10886982143334 | 1.8MM BUTTRESS PIN/22MM | Trauma | EA
201.974 | 10886982143341 | 1.8MM BUTTRESS PIN/24MM | Trauma | EA
201.976 | 10886982143358 | 1.8MM BUTTRESS PIN/26MM | Trauma | EA
201.978 | 10886982143365 | 1.8MM BUTTRESS PIN/28MM | Trauma | EA
201.980 | 10886982143372 | 1.8MM BUTTRESS PIN/30MM | Trauma | EA
241.005S | 10886982165329 | 3.5MM PROXIMAL TIBIA PLATE 4 HOLES/LEFT-STERILE | Trauma | EA
241.007S | 10886982165367 | 3.5MM PROXIMAL TIBIA PLATE 6 HOLES/LEFT-STERILE | Trauma | EA
241.009S | 10886982165404 | 3.5MM PROXIMAL TIBIA PLATE 8 HOLES/LEFT-STERILE | Trauma | EA
241.011S | 10886982165442 | 3.5MM PROXIMAL TIBIA PLATE 10 HOLES/LEFT-STERILE | Trauma | EA
241.013S | 10886982165480 | 3.5MM PROXIMAL TIBIA PLATE 12 HOLES/LEFT-STERILE | Trauma | EA
241.004S | 10886982165305 | 3.5MM PROXIMAL TIBIA PLATE 4 HOLES/RIGHT-STERILE | Trauma | EA
241.006S | 10886982165343 | 3.5MM PROXIMAL TIBIA PLATE 6 HOLES/RIGHT-STERILE | Trauma | EA
241.008S | 10886982165381 | 3.5MM PROXIMAL TIBIA PLATE 8 HOLES/RIGHT-STERILE | Trauma | EA
241.010S | 10886982165428 | 3.5MM PROXIMAL TIBIA PLATE 10 HOLES/RIGHT-STERILE | Trauma | EA
241.012S | 10886982165466 | 3.5MM PROXIMAL TIBIA PLATE 12 HOLES/RIGHT-STERILE | Trauma | EA
240.003 | 10886982164148 | 4.5MM PROXIMAL TIBIA PLATE 2 HOLES/LEFT | Trauma | EA
240.005 | 10886982164186 | 4.5MM PROXIMAL TIBIA PLATE 4 HOLES/LEFT | Trauma | EA
240.007 | 10886982164223 | 4.5MM PROXIMAL TIBIA PLATE 6 HOLES/LEFT | Trauma | EA
240.009 | 10886982164261 | 4.5MM PROXIMAL TIBIA PLATE 8 HOLES/LEFT | Trauma | EA
240.011 | 10886982164308 | 4.5MM PROXIMAL TIBIA PLATE 10 HOLES/LEFT | Trauma | EA
240.013 | 10886982164346 | 4.5MM PROXIMAL TIBIA PLATE 12 HOLES/LEFT | Trauma | EA
240.015 | 10886982164384 | 4.5MM PROXIMAL TIBIA PLATE 14 HOLES/LEFT | Trauma | EA
240.002 | 10886982164124 | 4.5MM PROXIMAL TIBIA PLATE 2 HOLES/RIGHT | Trauma | EA
240.004 | 10886982164162 | 4.5MM PROXIMAL TIBIA PLATE 4 HOLES/RIGHT | Trauma | EA
240.006 | 10886982164209 | 4.5MM PROXIMAL TIBIA PLATE 6 HOLES/RIGHT | Trauma | EA
240.008 | 10886982164247 | 4.5MM PROXIMAL TIBIA PLATE 8 HOLES/RIGHT | Trauma | EA
240.010 | 10886982164285 | 4.5MM PROXIMAL TIBIA PLATE 10 HOLES/RIGHT | Trauma | EA
240.012 | 10886982164322 | 4.5MM PROXIMAL TIBIA PLATE 12 HOLES/RIGHT | Trauma | EA
240.014 | 10886982164360 | 4.5MM PROXIMAL TIBIA PLATE 14 HOLES/RIGHT | Trauma | EA
329.903 | 10886982192219 | BENDING TEMPLATE FOR 3.5MM PROXIMAL TIBIA PLATES | Trauma | EA
329.904 | 10886982192226 | BENDING TEMPLATE FOR 4.5MM PROXIMAL TIBIA PLATES | Trauma | EA
304.317 | 10886982183484 | 4.5MM PROXIMAL TIBIA PLATE TRAY WITH LID | Trauma | EA
240.019 | 10886982164407 | 3.5MM/4.5MM WASHER | Trauma | EA
241.005 | 10886982165312 | 3.5MM PROXIMAL TIBIA PLATE 4 HOLES/LEFT | Trauma | EA
241.007 | 10886982165350 | 3.5MM PROXIMAL TIBIA PLATE 6 HOLES/LEFT | Trauma | EA
241.009 | 10886982165398 | 3.5MM PROXIMAL TIBIA PLATE 8 HOLES/LEFT | Trauma | EA
241.011 | 10886982165435 | 3.5MM PROXIMAL TIBIA PLATE 10 HOLES/LEFT | Trauma | EA
241.013 | 10886982165473 | 3.5MM PROXIMAL TIBIA PLATE 12 HOLES/LEFT | Trauma | EA
241.015 | 10886982165510 | 3.5MM PROXIMAL TIBIA PLATE 14 HOLES/LEFT | Trauma | EA
241.017 | 10886982165558 | 3.5MM PROXIMAL TIBIA PLATE 16 HOLES/LEFT | Trauma | EA
241.004 | 10886982165299 | 3.5MM PROXIMAL TIBIA PLATE 4 HOLES/RIGHT | Trauma | EA
241.006 | 10886982165336 | 3.5MM PROXIMAL TIBIA PLATE 6 HOLES/RIGHT | Trauma | EA
241.008 | 10886982165374 | 3.5MM PROXIMAL TIBIA PLATE 8 HOLES/RIGHT | Trauma | EA
241.010 | 10886982165411 | 3.5MM PROXIMAL TIBIA PLATE 10 HOLES/RIGHT | Trauma | EA
241.012 | 10886982165459 | 3.5MM PROXIMAL TIBIA PLATE 12 HOLES/RIGHT | Trauma | EA
241.014 | 10886982165497 | 3.5MM PROXIMAL TIBIA PLATE 14 HOLES/RIGHT | Trauma | EA
241.016 | 10886982165534 | 3.5MM PROXIMAL TIBIA PLATE 16 HOLES/RIGHT | Trauma | EA
304.316 | 10886982183460 | 3.5MM PROXIMAL TIBIA PLATE TRAY WITH LID | Trauma | EA
240.019S | 10886982164414 | 3.5MM/4.5MM WASHER-STERILE | Trauma | EA
422.11 | 10886982215000 | TI SEMI-TUBULAR PLATE/11 HOLES 183MM | Trauma | EA
422.12 | 10886982215017 | TI SEMI-TUBULAR PLATE 12 HOLES/199MM | Trauma | EA
324.201 | 10886982191182 | STARDRIVE SCREWDRIVER SHAFT T15 SELF-RETAINING/QC/165MM | Trauma | EA
324.210 | 10886982191243 | 2.5MM PERCUTANEOUS DRILL BIT QC/300MM/200MM CALIBRATION | Trauma | EA
314.465 | 10886982188908 | CRUCIFORM SCREWDRIVER SHAFT | Trauma | EA
313.969 | 10886982188281 | HOLDING SLEEVE FOR 3.0MM CANNULATED SCREWDRIVER | Trauma | EA
314.463 | 10886982188878 | CANNULATED CRUCIFORM SCREWDRIVER | Trauma | EA
314.461 | 10886982188861 | CANNULATED CRUCIFORM SCREWDRVR WITH HOLDING SLEEVE | Trauma | EA
304.316B | 10886982183477 | 3.5MM PROXIMAL TIBIA PLATE TRAY/BASE | Trauma | EA
304.314 | 10886982183439 | PROXIMAL TIBIA PLATE INSTR AND IMPLANT SET GRAPHIC CASE | Trauma | EA
304.314B | 10886982183446 | PROXIMAL TIBIA PLATE IMPLANT SET GRAPHIC CASE/BASE | Trauma | EA
304.314L | 10886982183453 | PROXIMAL TIBIA PLATE IMPLANT SET GRAPHIC CASE/LID | Trauma | EA
304.318 | 10886982183507 | PROXIMAL TIBIA PLATE SCREW TRAY WITH LID | Trauma | EA
313.969LBL | 20886982188295 | GRAPHIC CASE LABELS FOR CANN SCREWDRVR HOLDING SLEEVE | Trauma | OP
304.563T1 | 10886982184313 | INSERT TRAY FOR TI DISTAL RADIUS PLATES/CUT-OUT BOTTOM | Trauma | EA
304.563T2 | 10886982184320 | INSERT TRAY FOR TI DISTAL RADIUS PLATES/CUT-OUT TOP | Trauma | EA
206.414 | 10886982147479 | 4.0MM CORTEX SCREW SELF-TAPPING 14MM | Trauma | EA
206.416 | 10886982147486 | 4.0MM CORTEX SCREW SELF-TAPPING 16MM | Trauma | EA
206.418 | 10886982147493 | 4.0MM CORTEX SCREW SELF-TAPPING 18MM | Trauma | EA
206.420 | 10886982147509 | 4.0MM CORTEX SCREW SELF-TAPPING 20MM | Trauma | EA
206.422 | 10886982147516 | 4.0MM CORTEX SCREW SELF-TAPPING 22MM | Trauma | EA
206.424 | 10886982147523 | 4.0MM CORTEX SCREW SELF-TAPPING 24MM | Trauma | EA
206.426 | 10886982147530 | 4.0MM CORTEX SCREW SELF-TAPPING 26MM | Trauma | EA
206.428 | 10886982147547 | 4.0MM CORTEX SCREW SELF-TAPPING 28MM | Trauma | EA
206.430 | 10886982147554 | 4.0MM CORTEX SCREW SELF-TAPPING 30MM | Trauma | EA
206.432 | 10886982147561 | 4.0MM CORTEX SCREW SELF-TAPPING 32MM | Trauma | EA
206.434 | 10886982147578 | 4.0MM CORTEX SCREW SELF-TAPPING 34MM | Trauma | EA
206.436 | 10886982147585 | 4.0MM CORTEX SCREW SELF-TAPPING 36MM | Trauma | EA
206.438 | 10886982147592 | 4.0MM CORTEX SCREW SELF-TAPPING 38MM | Trauma | EA
206.440 | 10886982147608 | 4.0MM CORTEX SCREW SELF-TAPPING 40MM | Trauma | EA
206.442 | 10886982147615 | 4.0MM CORTEX SCREW SELF-TAPPING 42MM | Trauma | EA
206.444 | 10886982147622 | 4.0MM CORTEX SCREW SELF-TAPPING 44MM | Trauma | EA
206.446 | 10886982147639 | 4.0MM CORTEX SCREW SELF-TAPPING 46MM | Trauma | EA
206.448 | 10886982147646 | 4.0MM CORTEX SCREW SELF-TAPPING 48MM | Trauma | EA
206.450 | 10886982147653 | 4.0MM CORTEX SCREW SELF-TAPPING 50MM | Trauma | EA
206.452 | 10886982147660 | 4.0MM CORTEX SCREW SELF-TAPPING 52MM | Trauma | EA
206.454 | 10886982147677 | 4.0MM CORTEX SCREW SELF-TAPPING 54MM | Trauma | EA
206.456 | 10886982147684 | 4.0MM CORTEX SCREW SELF-TAPPING 56MM | Trauma | EA
206.458 | 10886982147691 | 4.0MM CORTEX SCREW SELF-TAPPING 58MM | Trauma | EA
206.460 | 10886982147707 | 4.0MM CORTEX SCREW SELF-TAPPING 60MM | Trauma | EA
206.465 | 10886982147714 | 4.0MM CORTEX SCREW SELF-TAPPING 65MM | Trauma | EA
206.470 | 10886982147721 | 4.0MM CORTEX SCREW SELF-TAPPING 70MM | Trauma | EA
206.475 | 10886982147738 | 4.0MM CORTEX SCREW SELF-TAPPING 75MM | Trauma | EA
206.480 | 10886982147745 | 4.0MM CORTEX SCREW SELF-TAPPING 80MM | Trauma | EA
206.485 | 10886982147752 | 4.0MM CORTEX SCREW SELF-TAPPING 85MM | Trauma | EA
206.490 | 10886982147769 | 4.0MM CORTEX SCREW SELF-TAPPING 90MM | Trauma | EA
206.495 | 10886982147776 | 4.0MM CORTEX SCREW SELF-TAPPING 95MM | Trauma | EA
206.500 | 10886982147783 | 4.0MM CORTEX SCREW SELF-TAPPING 100MM | Trauma | EA
406.414 | 10886982207715 | 4.0MM TI CORTEX SCREW SELF-TAPPING/14MM | Trauma | EA
406.416 | 10886982207722 | 4.0MM TI CORTEX SCREW SELF-TAPPING/16MM | Trauma | EA
406.418 | 10886982207739 | 4.0MM TI CORTEX SCREW SELF-TAPPING/18MM | Trauma | EA
406.420 | 10886982207746 | 4.0MM TI CORTEX SCREW SELF-TAPPING/20MM | Trauma | EA
406.422 | 10886982207753 | 4.0MM TI CORTEX SCREW SELF-TAPPING/22MM | Trauma | EA
406.424 | 10886982207760 | 4.0MM TI CORTEX SCREW SELF-TAPPING/24MM | Trauma | EA
406.426 | 10886982207777 | 4.0MM TI CORTEX SCREW SELF-TAPPING/26MM | Trauma | EA
406.428 | 10886982207784 | 4.0MM TI CORTEX SCREW SELF-TAPPING/28MM | Trauma | EA
406.430 | 10886982207791 | 4.0MM TI CORTEX SCREW SELF-TAPPING/30MM | Trauma | EA
406.432 | 10886982207807 | 4.0MM TI CORTEX SCREW SELF-TAPPING/32MM | Trauma | EA
406.434 | 10886982207814 | 4.0MM TI CORTEX SCREW SELF-TAPPING/34MM | Trauma | EA
406.436 | 10886982207821 | 4.0MM TI CORTEX SCREW SELF-TAPPING/36MM | Trauma | EA
406.438 | 10886982207838 | 4.0MM TI CORTEX SCREW SELF-TAPPING/38MM | Trauma | EA
406.440 | 10886982207845 | 4.0MM TI CORTEX SCREW SELF-TAPPING/40MM | Trauma | EA
406.442 | 10886982207852 | 4.0MM TI CORTEX SCREW SELF-TAPPING/42MM | Trauma | EA
406.444 | 10886982207869 | 4.0MM TI CORTEX SCREW SELF-TAPPING/44MM | Trauma | EA
406.446 | 10886982207876 | 4.0MM TI CORTEX SCREW SELF-TAPPING/46MM | Trauma | EA
406.448 | 10886982207883 | 4.0MM TI CORTEX SCREW SELF-TAPPING/48MM | Trauma | EA
406.450 | 10886982207890 | 4.0MM TI CORTEX SCREW SELF-TAPPING/50MM | Trauma | EA
406.452 | 10886982207906 | 4.0MM TI CORTEX SCREW SELF-TAPPING/52MM | Trauma | EA
406.454 | 10886982207913 | 4.0MM TI CORTEX SCREW SELF-TAPPING/54MM | Trauma | EA
406.456 | 10886982207920 | 4.0MM TI CORTEX SCREW SELF-TAPPING/56MM | Trauma | EA
406.458 | 10886982207937 | 4.0MM TI CORTEX SCREW SELF-TAPPING/58MM | Trauma | EA
406.460 | 10886982207944 | 4.0MM TI CORTEX SCREW SELF-TAPPING/60MM | Trauma | EA
406.465 | 10886982207951 | 4.0MM TI CORTEX SCREW SELF-TAPPING/65MM | Trauma | EA
406.470 | 10886982207968 | 4.0MM TI CORTEX SCREW SELF-TAPPING/70MM | Trauma | EA
406.475 | 10886982207975 | 4.0MM TI CORTEX SCREW SELF-TAPPING/75MM | Trauma | EA
406.480 | 10886982207982 | 4.0MM TI CORTEX SCREW SELF-TAPPING/80MM | Trauma | EA
406.485 | 10886982207999 | 4.0MM TI CORTEX SCREW SELF-TAPPING/85MM | Trauma | EA
406.490 | 10886982208002 | 4.0MM TI CORTEX SCREW SELF-TAPPING/90MM | Trauma | EA
406.495 | 10886982208019 | 4.0MM TI CORTEX SCREW SELF-TAPPING/95MM | Trauma | EA
406.500 | 10886982208026 | 4.0MM TI CORTEX SCREW SELF-TAPPING/100MM | Trauma | EA
482.823 | 10886982235299 | TI BUTTON PLATE 7 HOLES | Trauma | EA
423.506 | 10886982216052 | 3.5MM TI MEDIAL DISTAL TIBIA PLATE 6 HOLES/95MM-RIGHT | Trauma | EA
423.507 | 10886982216069 | 3.5MM TI MEDIAL DISTAL TIBIA PLATE 6 HOLES/95MM-LEFT | Trauma | EA
423.508 | 10886982216076 | 3.5MM TI MEDIAL DISTAL TIBIA PLATE 8 HOLES/121MM-RIGHT | Trauma | EA
423.509 | 10886982216083 | 3.5MM TI MEDIAL DISTAL TIBIA PLATE 8 HOLES/121MM-LEFT | Trauma | EA
423.510 | 10886982216090 | 3.5MM TI MEDIAL DISTAL TIBIA PLATE 10 HOLES/147MM-RIGHT | Trauma | EA
223.506 | 10886982157683 | 3.5MM MEDIAL DISTAL TIBIA PLATE 6 HOLES/95MM-RIGHT | Trauma | EA
423.511 | 10886982216106 | 3.5MM TI MEDIAL DISTAL TIBIA PLATE 10 HOLES/147MM-LEFT | Trauma | EA
423.512 | 10886982216113 | 3.5MM TI MEDIAL DISTAL TIBIA PLATE 12 HOLES/173MM-RIGHT | Trauma | EA
423.513 | 10886982216120 | 3.5MM TI MEDIAL DISTAL TIBIA PLATE 12 HOLES/173MM-LEFT | Trauma | EA
423.514 | 10886982216137 | 3.5MM TI MEDIAL DISTAL TIBIA PLATE 14 HOLES/199MM-RIGHT | Trauma | EA
223.507 | 10886982157690 | 3.5MM MEDIAL DISTAL TIBIA PLATE 6 HOLES/95MM-LEFT | Trauma | EA
423.515 | 10886982216144 | 3.5MM TI MEDIAL DISTAL TIBIA PLATE 14 HOLES/199MM-LEFT | Trauma | EA
223.508 | 10886982157706 | 3.5MM MEDIAL DISTAL TIBIA PLATE 8 HOLES/121MM-RIGHT | Trauma | EA
423.516 | 10886982216151 | 3.5MM TI MEDIAL DISTAL TIBIA PLATE 16 HOLES/225MM-RIGHT | Trauma | EA
423.517 | 10886982216168 | 3.5MM TI MEDIAL DISTAL TIBIA PLATE 16 HOLES/225MM-LEFT | Trauma | EA
223.509 | 10886982157713 | 3.5MM MEDIAL DISTAL TIBIA PLATE 8 HOLES/121MM-LEFT | Trauma | EA
423.518 | 10886982216175 | 3.5MM TI MEDIAL DISTAL TIBIA PLATE 18 HOLES/251MM-RIGHT | Trauma | EA
223.510 | 10886982157720 | 3.5MM MEDIAL DISTAL TIBIA PLATE 10 HOLES/147MM-RIGHT | Trauma | EA
423.519 | 10886982216182 | 3.5MM TI MEDIAL DISTAL TIBIA PLATE 18 HOLES/251MM-LEFT | Trauma | EA
223.511 | 10886982157737 | 3.5MM MEDIAL DISTAL TIBIA PLATE 10 HOLES/147MM-LEFT | Trauma | EA
223.512 | 10886982157744 | 3.5MM MEDIAL DISTAL TIBIA PLATE 12 HOLES/173MM-RIGHT | Trauma | EA
424.506 | 10886982216533 | 4.5MM TI MEDIAL DISTAL TIBIA PLATE 6 HOLES/125MM-RIGHT | Trauma | EA
223.513 | 10886982157751 | 3.5MM MEDIAL DISTAL TIBIA PLATE 12 HOLES/173MM-LEFT | Trauma | EA
223.514 | 10886982157768 | 3.5MM MEDIAL DISTAL TIBIA PLATE 14 HOLES/199MM-RIGHT | Trauma | EA
223.515 | 10886982157775 | 3.5MM MEDIAL DISTAL TIBIA PLATE 14 HOLES/199MM-LEFT | Trauma | EA
424.507 | 10886982216540 | 4.5MM TI MEDIAL DISTAL TIBIA PLATE 6 HOLES/125MM-LEFT | Trauma | EA
223.516 | 10886982157782 | 3.5MM MEDIAL DISTAL TIBIA PLATE 16 HOLES/225MM-RIGHT | Trauma | EA
424.508 | 10886982216557 | 4.5MM TI MEDIAL DISTAL TIBIA PLATE 8 HOLES/161MM-RIGHT | Trauma | EA
223.517 | 10886982157799 | 3.5MM MEDIAL DISTAL TIBIA PLATE 16 HOLES/225MM-LEFT | Trauma | EA
424.509 | 10886982216564 | 4.5MM TI MEDIAL DISTAL TIBIA PLATE 8 HOLES/161MM-LEFT | Trauma | EA
223.518 | 10886982157805 | 3.5MM MEDIAL DISTAL TIBIA PLATE 18 HOLES/251MM-RIGHT | Trauma | EA
424.510 | 10886982216571 | 4.5MM TI MEDIAL DISTAL TIBIA PLATE 10 HOLES/197MM-RIGHT | Trauma | EA
424.511 | 10886982216588 | 4.5MM TI MEDIAL DISTAL TIBIA PLATE 10 HOLES/197MM-LEFT | Trauma | EA
223.519 | 10886982157812 | 3.5MM MEDIAL DISTAL TIBIA PLATE 18 HOLES/251MM-LEFT | Trauma | EA
424.512 | 10886982216595 | 4.5MM TI MEDIAL DISTAL TIBIA PLATE 12 HOLES/233MM-RIGHT | Trauma | EA
424.513 | 10886982216601 | 4.5MM TI MEDIAL DISTAL TIBIA PLATE 12 HOLES/233MM-LEFT | Trauma | EA
424.514 | 10886982216618 | 4.5MM TI MEDIAL DISTAL TIBIA PLATE 14 HOLES/269MM-RIGHT | Trauma | EA
224.506 | 10886982158277 | 4.5MM MEDIAL DISTAL TIBIA PLATE 6 HOLES/125MM-RIGHT | Trauma | EA
424.515 | 10886982216625 | 4.5MM TI MEDIAL DISTAL TIBIA PLATE 14 HOLES/269MM-LEFT | Trauma | EA
224.507 | 10886982158284 | 4.5MM MEDIAL DISTAL TIBIA PLATE 6 HOLES/125MM-LEFT | Trauma | EA
224.508 | 10886982158291 | 4.5MM MEDIAL DISTAL TIBIA PLATE 8 HOLES/161MM-RIGHT | Trauma | EA
224.509 | 10886982158307 | 4.5MM MEDIAL DISTAL TIBIA PLATE 8 HOLES/161MM-LEFT | Trauma | EA
458.926 | 10886982230713 | 5.0MM TI LOCKING SCREW 26MM- FOR IM NAILS | Trauma | EA
458.928 | 10886982230737 | 5.0MM TI LOCKING SCREW 28MM- FOR IM NAILS | Trauma | EA
458.930 | 10886982230751 | 5.0MM TI LOCKING SCREW 30MM- FOR IM NAILS | Trauma | EA
458.932 | 10886982230775 | 5.0MM TI LOCKING SCREW 32MM- FOR IM NAILS | Trauma | EA
458.934 | 10886982230799 | 5.0MM TI LOCKING SCREW 34MM- FOR IM NAILS | Trauma | EA
458.936 | 10886982230812 | 5.0MM TI LOCKING SCREW 36MM- FOR IM NAILS | Trauma | EA
458.938 | 10886982230836 | 5.0MM TI LOCKING SCREW 38MM- FOR IM NAILS | Trauma | EA
458.940 | 10886982230850 | 5.0MM TI LOCKING SCREW 40MM- FOR IM NAILS | Trauma | EA
458.942 | 10886982230874 | 5.0MM TI LOCKING SCREW 42MM- FOR IM NAILS | Trauma | EA
224.510 | 10886982158314 | 4.5MM MEDIAL DISTAL TIBIA PLATE 10 HOLES/197MM-RIGHT | Trauma | EA
458.944 | 10886982230898 | 5.0MM TI LOCKING SCREW 44MM- FOR IM NAILS | Trauma | EA
458.946 | 10886982230911 | 5.0MM TI LOCKING SCREW 46MM- FOR IM NAILS | Trauma | EA
458.948 | 10886982230935 | 5.0MM TI LOCKING SCREW 48MM- FOR IM NAILS | Trauma | EA
458.950 | 10886982230959 | 5.0MM TI LOCKING SCREW 50MM- FOR IM NAILS | Trauma | EA
224.511 | 10886982158321 | 4.5MM MEDIAL DISTAL TIBIA PLATE 10 HOLES/197MM-LEFT | Trauma | EA
458.952 | 10886982230973 | 5.0MM TI LOCKING SCREW 52MM- FOR IM NAILS | Trauma | EA
458.954 | 10886982230997 | 5.0MM TI LOCKING SCREW 54MM- FOR IM NAILS | Trauma | EA
224.512 | 10886982158338 | 4.5MM MEDIAL DISTAL TIBIA PLATE 12 HOLES/233MM-RIGHT | Trauma | EA
458.956 | 10886982231017 | 5.0MM TI LOCKING SCREW 56MM- FOR IM NAILS | Trauma | EA
224.513 | 10886982158345 | 4.5MM MEDIAL DISTAL TIBIA PLATE 12 HOLES/233MM-LEFT | Trauma | EA
458.958 | 10886982231031 | 5.0MM TI LOCKING SCREW 58MM- FOR IM NAILS | Trauma | EA
224.514 | 10886982158352 | 4.5MM MEDIAL DISTAL TIBIA PLATE 14 HOLES/269MM-RIGHT | Trauma | EA
458.960 | 10886982231055 | 5.0MM TI LOCKING SCREW 60MM- FOR IM NAILS | Trauma | EA
224.515 | 10886982158369 | 4.5MM MEDIAL DISTAL TIBIA PLATE 14 HOLES/269MM-LEFT | Trauma | EA
458.964 | 10886982231079 | 5.0MM TI LOCKING SCREW 64MM- FOR IM NAILS | Trauma | EA
458.968 | 10886982231093 | 5.0MM TI LOCKING SCREW 68MM- FOR IM NAILS | Trauma | EA
458.972 | 10886982231116 | 5.0MM TI LOCKING SCREW 72MM- FOR IM NAILS | Trauma | EA
458.976 | 10886982231130 | 5.0MM TI LOCKING SCREW 76MM- FOR IM NAILS | Trauma | EA
458.980 | 10886982231154 | 5.0MM TI LOCKING SCREW 80MM- FOR IM NAILS | Trauma | EA
458.985 | 10886982231178 | 5.0MM TI LOCKING SCREW 85MM- FOR IM NAILS | Trauma | EA
458.990 | 10886982231192 | 5.0MM TI LOCKING SCREW 90MM- FOR IM NAILS | Trauma | EA
458.995 | 10886982231215 | 5.0MM TI LOCKING SCREW 95MM- FOR IM NAILS | Trauma | EA
458.999 | 10886982231239 | 5.0MM TI LOCKING SCREW 100MM- FOR IM NAILS | Trauma | EA
241.622 | 10886982167392 | LOCKING CALCANEAL PLATE SHORT-RIGHT | Trauma | EA
241.623 | 10886982167408 | LOCKING CALCANEAL PLATE SHORT-LEFT | Trauma | EA
241.624 | 10886982167415 | LOCKING CALCANEAL PLATE LONG-RIGHT | Trauma | EA
241.625 | 10886982167422 | LOCKING CALCANEAL PLATE LONG-LEFT | Trauma | EA
458.926S | 10886982230720 | 5.0MM TI LOCKING SCREW 26MM- FOR IM NAILS-STERILE | Trauma | EA
458.928S | 10886982230744 | 5.0MM TI LOCKING SCREW 28MM- FOR IM NAILS-STERILE | Trauma | EA
458.930S | 10886982230768 | 5.0MM TI LOCKING SCREW 30MM- FOR IM NAILS-STERILE | Trauma | EA
458.932S | 10886982230782 | 5.0MM TI LOCKING SCREW 32MM- FOR IM NAILS-STERILE | Trauma | EA
458.818 | 10886982230072 | 4.0MM TI LOCKING SCREW 18MM- FOR IM NAILS | Trauma | EA
458.820 | 10886982230096 | 4.0MM TI LOCKING SCREW 20MM- FOR IM NAILS | Trauma | EA
458.934S | 10886982230805 | 5.0MM TI LOCKING SCREW 34MM- FOR IM NAILS-STERILE | Trauma | EA
458.822 | 10886982230119 | 4.0MM TI LOCKING SCREW 22MM- FOR IM NAILS | Trauma | EA
458.936S | 10886982230829 | 5.0MM TI LOCKING SCREW 36MM- FOR IM NAILS-STERILE | Trauma | EA
458.824 | 10886982230133 | 4.0MM TI LOCKING SCREW 24MM- FOR IM NAILS | Trauma | EA
458.826 | 10886982230157 | 4.0MM TI LOCKING SCREW 26MM- FOR IM NAILS | Trauma | EA
458.938S | 10886982230843 | 5.0MM TI LOCKING SCREW 38MM- FOR IM NAILS-STERILE | Trauma | EA
458.828 | 10886982230171 | 4.0MM TI LOCKING SCREW 28MM- FOR IM NAILS | Trauma | EA
458.940S | 10886982230867 | 5.0MM TI LOCKING SCREW 40MM- FOR IM NAILS-STERILE | Trauma | EA
458.830 | 10886982230195 | 4.0MM TI LOCKING SCREW 30MM- FOR IM NAILS | Trauma | EA
458.942S | 10886982230881 | 5.0MM TI LOCKING SCREW 42MM- FOR IM NAILS-STERILE | Trauma | EA
458.832 | 10886982230218 | 4.0MM TI LOCKING SCREW 32MM- FOR IM NAILS | Trauma | EA
458.944S | 10886982230904 | 5.0MM TI LOCKING SCREW 44MM- FOR IM NAILS-STERILE | Trauma | EA
458.834 | 10886982230232 | 4.0MM TI LOCKING SCREW 34MM- FOR IM NAILS | Trauma | EA
458.946S | 10886982230928 | 5.0MM TI LOCKING SCREW 46MM- FOR IM NAILS-STERILE | Trauma | EA
458.836 | 10886982230256 | 4.0MM TI LOCKING SCREW 36MM- FOR IM NAILS | Trauma | EA
458.948S | 10886982230942 | 5.0MM TI LOCKING SCREW 48MM- FOR IM NAILS-STERILE | Trauma | EA
458.838 | 10886982230270 | 4.0MM TI LOCKING SCREW 38MM- FOR IM NAILS | Trauma | EA
458.950S | 10886982230966 | 5.0MM TI LOCKING SCREW 50MM- FOR IM NAILS-STERILE | Trauma | EA
458.840 | 10886982230294 | 4.0MM TI LOCKING SCREW 40MM- FOR IM NAILS | Trauma | EA
458.952S | 10886982230980 | 5.0MM TI LOCKING SCREW 52MM- FOR IM NAILS-STERILE | Trauma | EA
458.954S | 10886982231000 | 5.0MM TI LOCKING SCREW 54MM- FOR IM NAILS-STERILE | Trauma | EA
458.956S | 10886982231024 | 5.0MM TI LOCKING SCREW 56MM- FOR IM NAILS-STERILE | Trauma | EA
458.842 | 10886982230317 | 4.0MM TI LOCKING SCREW 42MM- FOR IM NAILS | Trauma | EA
458.844 | 10886982230331 | 4.0MM TI LOCKING SCREW 44MM- FOR IM NAILS | Trauma | EA
458.958S | 10886982231048 | 5.0MM TI LOCKING SCREW 58MM- FOR IM NAILS-STERILE | Trauma | EA
458.846 | 10886982230355 | 4.0MM TI LOCKING SCREW 46MM- FOR IM NAILS | Trauma | EA
458.848 | 10886982230379 | 4.0MM TI LOCKING SCREW 48MM- FOR IM NAILS | Trauma | EA
458.850 | 10886982230393 | 4.0MM TI LOCKING SCREW 50MM- FOR IM NAILS | Trauma | EA
458.852 | 10886982230416 | 4.0MM TI LOCKING SCREW 52MM- FOR IM NAILS | Trauma | EA
458.854 | 10886982230430 | 4.0MM TI LOCKING SCREW 54MM- FOR IM NAILS | Trauma | EA
458.960S | 10886982231062 | 5.0MM TI LOCKING SCREW 60MM- FOR IM NAILS-STERILE | Trauma | EA
458.964S | 10886982231086 | 5.0MM TI LOCKING SCREW 64MM- FOR IM NAILS-STERILE | Trauma | EA
458.968S | 10886982231109 | 5.0MM TI LOCKING SCREW 68MM- FOR IM NAILS-STERILE | Trauma | EA
458.972S | 10886982231123 | 5.0MM TI LOCKING SCREW 72MM- FOR IM NAILS-STERILE | Trauma | EA
458.856 | 10886982230454 | 4.0MM TI LOCKING SCREW 56MM- FOR IM NAILS | Trauma | EA
458.976S | 10886982231147 | 5.0MM TI LOCKING SCREW 76MM- FOR IM NAILS-STERILE | Trauma | EA
458.858 | 10886982230478 | 4.0MM TI LOCKING SCREW 58MM- FOR IM NAILS | Trauma | EA
458.980S | 10886982231161 | 5.0MM TI LOCKING SCREW 80MM- FOR IM NAILS-STERILE | Trauma | EA
458.860 | 10886982230492 | 4.0MM TI LOCKING SCREW 60MM- FOR IM NAILS | Trauma | EA
458.862 | 10886982230515 | 4.0MM TI LOCKING SCREW 62MM- FOR IM NAILS | Trauma | EA
458.985S | 10886982231185 | 5.0MM TI LOCKING SCREW 85MM- FOR IM NAILS-STERILE | Trauma | EA
458.864 | 10886982230539 | 4.0MM TI LOCKING SCREW 64MM- FOR IM NAILS | Trauma | EA
458.866 | 10886982230553 | 4.0MM TI LOCKING SCREW 66MM- FOR IM NAILS | Trauma | EA
458.990S | 10886982231208 | 5.0MM TI LOCKING SCREW 90MM- FOR IM NAILS-STERILE | Trauma | EA
458.868 | 10886982230577 | 4.0MM TI LOCKING SCREW 68MM- FOR IM NAILS | Trauma | EA
458.995S | 10886982231222 | 5.0MM TI LOCKING SCREW 95MM- FOR IM NAILS-STERILE | Trauma | EA
458.870 | 10886982230591 | 4.0MM TI LOCKING SCREW 70MM- FOR IM NAILS | Trauma | EA
458.872 | 10886982230614 | 4.0MM TI LOCKING SCREW 72MM- FOR IM NAILS | Trauma | EA
458.999S | 10886982231246 | 5.0MM TI LOCKING SCREW 100MM- FOR IM NAILS-STERILE | Trauma | EA
458.874 | 10886982230638 | 4.0MM TI LOCKING SCREW 74MM- FOR IM NAILS | Trauma | EA
458.876 | 10886982230652 | 4.0MM TI LOCKING SCREW 76MM- FOR IM NAILS | Trauma | EA
458.878 | 10886982230676 | 4.0MM TI LOCKING SCREW 78MM- FOR IM NAILS | Trauma | EA
458.880 | 10886982230690 | 4.0MM TI LOCKING SCREW 80MM- FOR IM NAILS | Trauma | EA
458.818S | 10886982230089 | 4.0MM TI LOCKING SCREW 18MM- FOR IM NAILS-STERILE | Trauma | EA
458.820S | 10886982230102 | 4.0MM TI LOCKING SCREW 20MM- FOR IM NAILS-STERILE | Trauma | EA
458.822S | 10886982230126 | 4.0MM TI LOCKING SCREW 22MM- FOR IM NAILS-STERILE | Trauma | EA
458.824S | 10886982230140 | 4.0MM TI LOCKING SCREW 24MM- FOR IM NAILS-STERILE | Trauma | EA
458.826S | 10886982230164 | 4.0MM TI LOCKING SCREW 26MM- FOR IM NAILS-STERILE | Trauma | EA
458.828S | 10886982230188 | 4.0MM TI LOCKING SCREW 28MM- FOR IM NAILS-STERILE | Trauma | EA
458.830S | 10886982230201 | 4.0MM TI LOCKING SCREW 30MM- FOR IM NAILS-STERILE | Trauma | EA
458.832S | 10886982230225 | 4.0MM TI LOCKING SCREW 32MM- FOR IM NAILS-STERILE | Trauma | EA
360.246 | 10886982197498 | 17.5MM/15.5MM PROTECTION SLEEVE | Trauma | EA
360.248 | 10886982197504 | 18.0MM/3.2MM WIRE GUIDE | Trauma | EA
360.249 | 10886982197511 | 15.5MM/3.2MM WIRE GUIDE | Trauma | EA
360.241 | 10886982197467 | 12.0MM TAPERED INTRAMEDULLARY REDUCTION TOOL | Trauma | EA
360.243 | 10886982197474 | HANDLE FOR 12.0MM TAPERED INTRAMEDULLARY REDUCTION TOOL | Trauma | EA
360.244 | 10886982197481 | SHAFT FOR 12.0MM TAPERED INTRAMEDULLARY REDUCTION TOOL | Trauma | EA
690.313 | 10886982252081 | COMBINED FEMORAL NAIL LOCKING & INSERTION SET GRAPHIC CASE | Trauma | EA
690.314 | 10886982252098 | ACCESSORY INSTRUMENT SET FOR IM NAIL INSERTION GRAPHIC CASE | Trauma | EA
324.034 | 10886982191007 | 2.0MM K-WIRE CENTERING SLEEVE FOR USE WITH 324.048 | Trauma | EA
458.834S | 10886982230249 | 4.0MM TI LOCKING SCREW 34MM- FOR IM NAILS-STERILE | Trauma | EA
395.966 | 10886982200990 | 4.0MM/2.0MM DRILL SLEEVE | Trauma | EA
458.836S | 10886982230263 | 4.0MM TI LOCKING SCREW 36MM- FOR IM NAILS-STERILE | Trauma | EA
395.967 | 10886982201003 | 4.0MM SHORT PARALLEL DRILL GUIDE | Trauma | EA
458.838S | 10886982230287 | 4.0MM TI LOCKING SCREW 38MM- FOR IM NAILS-STERILE | Trauma | EA
458.840S | 10886982230300 | 4.0MM TI LOCKING SCREW 40MM- FOR IM NAILS-STERILE | Trauma | EA
458.842S | 10886982230324 | 4.0MM TI LOCKING SCREW 42MM- FOR IM NAILS-STERILE | Trauma | EA
458.844S | 10886982230348 | 4.0MM TI LOCKING SCREW 44MM- FOR IM NAILS-STERILE | Trauma | EA
458.846S | 10886982230362 | 4.0MM TI LOCKING SCREW 46MM- FOR IM NAILS-STERILE | Trauma | EA
458.848S | 10886982230386 | 4.0MM TI LOCKING SCREW 48MM- FOR IM NAILS-STERILE | Trauma | EA
458.850S | 10886982230409 | 4.0MM TI LOCKING SCREW 50MM- FOR IM NAILS-STERILE | Trauma | EA
458.852S | 10886982230423 | 4.0MM TI LOCKING SCREW 52MM- FOR IM NAILS-STERILE | Trauma | EA
458.854S | 10886982230447 | 4.0MM TI LOCKING SCREW 54MM- FOR IM NAILS-STERILE | Trauma | EA
458.856S | 10886982230461 | 4.0MM TI LOCKING SCREW 56MM- FOR IM NAILS-STERILE | Trauma | EA
458.858S | 10886982230485 | 4.0MM TI LOCKING SCREW 58MM- FOR IM NAILS-STERILE | Trauma | EA
458.860S | 10886982230508 | 4.0MM TI LOCKING SCREW 60MM- FOR IM NAILS-STERILE | Trauma | EA
458.862S | 10886982230522 | 4.0MM TI LOCKING SCREW 62MM- FOR IM NAILS-STERILE | Trauma | EA
458.864S | 10886982230546 | 4.0MM TI LOCKING SCREW 64MM- FOR IM NAILS-STERILE | Trauma | EA
458.866S | 10886982230560 | 4.0MM TI LOCKING SCREW 66MM- FOR IM NAILS-STERILE | Trauma | EA
458.868S | 10886982230584 | 4.0MM TI LOCKING SCREW 68MM- FOR IM NAILS-STERILE | Trauma | EA
458.870S | 10886982230607 | 4.0MM TI LOCKING SCREW 70MM- FOR IM NAILS-STERILE | Trauma | EA
458.872S | 10886982230621 | 4.0MM TI LOCKING SCREW 72MM- FOR IM NAILS-STERILE | Trauma | EA
458.874S | 10886982230645 | 4.0MM TI LOCKING SCREW 74MM- FOR IM NAILS-STERILE | Trauma | EA
458.876S | 10886982230669 | 4.0MM TI LOCKING SCREW 76MM- FOR IM NAILS-STERILE | Trauma | EA
458.878S | 10886982230683 | 4.0MM TI LOCKING SCREW 78MM- FOR IM NAILS-STERILE | Trauma | EA
458.880S | 10886982230706 | 4.0MM TI LOCKING SCREW 80MM- FOR IM NAILS-STERILE | Trauma | EA
312.648 | 10886982187840 | 2.8MM THREADED DRILL GUIDE | Trauma | EA
201.638 | 10886982142160 | 2.4MM CORTEX SCREW SELF-TAPPING 8MM | Trauma | EA
201.840 | 10886982143105 | 2.0MM CORTEX SCREW SELF-TAPPING 40MM | Trauma | EA
201.640 | 10886982142184 | 2.4MM CORTEX SCREW SELF-TAPPING 10MM | Trauma | EA
321.263 | 10886982190482 | OFFSET WRENCH 3.5MM HEX | Trauma | EA
201.642 | 10886982142207 | 2.4MM CORTEX SCREW SELF-TAPPING 12MM | Trauma | EA
319.309 | 10886982190178 | 2.0MM TROCAR | Trauma | EA
201.644 | 10886982142221 | 2.4MM CORTEX SCREW SELF-TAPPING 14MM | Trauma | EA
201.646 | 10886982142238 | 2.4MM CORTEX SCREW SELF-TAPPING 16MM | Trauma | EA
201.648 | 10886982142245 | 2.4MM CORTEX SCREW SELF-TAPPING 18MM | Trauma | EA
201.650 | 10886982142252 | 2.4MM CORTEX SCREW SELF-TAPPING 20MM | Trauma | EA
201.652 | 10886982142269 | 2.4MM CORTEX SCREW SELF-TAPPING 22MM | Trauma | EA
201.654 | 10886982142276 | 2.4MM CORTEX SCREW SELF-TAPPING 24MM | Trauma | EA
201.656 | 10886982142283 | 2.4MM CORTEX SCREW SELF-TAPPING 26MM | Trauma | EA
201.658 | 10886982142290 | 2.4MM CORTEX SCREW SELF-TAPPING 28MM | Trauma | EA
201.660 | 10886982142306 | 2.4MM CORTEX SCREW SELF-TAPPING 30MM | Trauma | EA
201.662 | 10886982142313 | 2.4MM CORTEX SCREW SELF-TAPPING 32MM | Trauma | EA
201.664 | 10886982142320 | 2.4MM CORTEX SCREW SELF-TAPPING 34MM | Trauma | EA
201.666 | 10886982142337 | 2.4MM CORTEX SCREW SELF-TAPPING 36MM | Trauma | EA
201.668 | 10886982142344 | 2.4MM CORTEX SCREW SELF-TAPPING 38MM | Trauma | EA
201.670 | 10886982142351 | 2.4MM CORTEX SCREW SELF-TAPPING 40MM | Trauma | EA
494.769 | 10886982236364 | 4.0MM/2.5MM TI SELF-DRILLING SCHANZ SCREW 20MM THRD/80MM | Trauma | EA
294.769 | 10886982181794 | 4.0MM/2.5MM SELF-DRILLING SCHANZ SCREW 20MM THRD/80MM | Trauma | EA
305.062 | 10886982184467 | WRIST FUSION IMPLANT SET GRAPHIC CASE F/SLF-TPNG SCREWS | Trauma | EA
249.921 | 10886982171528 | 2.4MM CUBOID PLATE | Trauma | EA
249.917 | 10886982171504 | 2.4MM CONDYLAR PLATE 8 HOLES/57MM-LEFT | Trauma | EA
249.916 | 10886982171498 | 2.4MM CONDYLAR PLATE 8 HOLES/57MM-RIGHT | Trauma | EA
243.234 | 10886982169037 | 2.0MM T-PLATE 3 HOLES HEAD/ 10 HOLES SHAFT/65MM | Trauma | EA
249.919 | 10886982171511 | 2.4MM T-PLATE 3 HOLES HEAD/ 10 HOLES SHAFT/66MM | Trauma | EA
422.340 | 10886982215727 | TI DISTAL FEMUR LISS PLATE 5 HOLES/156MM-RIGHT | Trauma | EA
422.341 | 10886982215734 | TI DISTAL FEMUR LISS PLATE 5 HOLES/156MM-LEFT | Trauma | EA
422.344 | 10886982215765 | TI DISTAL FEMUR LISS PLATE 9 HOLES/236MM-RIGHT | Trauma | EA
422.345 | 10886982215772 | TI DISTAL FEMUR LISS PLATE 9 HOLES/236MM-LEFT | Trauma | EA
422.348 | 10886982215802 | TI DISTAL FEMUR LISS PLATE 13 HOLES/316MM-RIGHT | Trauma | EA
422.349 | 10886982215819 | TI DISTAL FEMUR LISS PLATE 13 HOLES/316MM-LEFT | Trauma | EA
357.181 | 10886982195906 | FEMORAL NAIL DRIVING ADAPTOR | Trauma | EA
357.221 | 10886982195920 | FEMORAL NAIL HAMMER GUIDE | Trauma | EA
357.222 | 10886982195937 | HAMMER GUIDE CAP | Trauma | EA
357.341 | 10886982195975 | SPIRAL BLADE CONNECTING SCREW | Trauma | EA
516.100 | 10886982238719 | AIR PULSE | Trauma | EA
357.601 | 10886982196569 | DRIVING CAP | Trauma | EA
516.320 | 10886982238733 | CONICAL BOLT FOR UNIVERSAL TIBIAL NAILS (10MM-14MM) | Trauma | EA
516.322 | 10886982238740 | CONICAL BOLT FOR UNIVERSAL FEMORAL NAILS (10MM-12MM) | Trauma | EA
516.324 | 10886982238757 | CONICAL BOLT FOR UNIVERSAL FEMORAL NAILS (13MM-15MM) | Trauma | EA
516.326 | 10886982238764 | CONICAL BOLT FOR UNIVERSAL FEMORAL NAILS (16MM-19MM) | Trauma | EA
357.361 | 10886982195999 | EXTRACTION SCREW FOR FEMORAL NAIL & SPIRAL BLADE | Trauma | EA
422.391 | 10886982215857 | 5.0MM TI LOCKING SCREW SELF-DRILLING 18MM | Trauma | EA
292.699 | 10886982180834 | 2.0MM KIRSCHNER WIRE THREADED SPADE POINT TIP 280MM | Trauma | EA
324.003 | 10886982190888 | PROXIMAL TIBIA LISS INSERTION GUIDE-LEFT | Trauma | EA
324.004 | 10886982190895 | PROXIMAL TIBIA LISS INSERTION GUIDE-RIGHT | Trauma | EA
324.011 | 10886982190918 | DISTAL FEMUR LISS INSERTION GUIDE-LEFT | Trauma | EA
324.012 | 10886982190925 | DISTAL FEMUR LISS INSERTION GUIDE-RIGHT | Trauma | EA
324.033 | 10886982190994 | PULL REDUCTION INSTRUMENT FOR LISS | Trauma | EA
324.037 | 10886982191014 | 2.0MM K-WIRE MEASURING DEVICE FOR LISS | Trauma | EA
324.048 | 10886982191045 | K-WIRE AIMING ATTACHMENT FOR LISS | Trauma | EA
324.052 | 10886982191069 | 3.5MM TORQUE LIMITING SCREWDRIVER/SELF-RETAINING | Trauma | EA
324.056 | 10886982191090 | X-RAY CALIBRATOR FOR DISTAL FEMUR LISS | Trauma | EA
324.053 | 10886982191076 | CLEANING INSTRUMENT/3.5MM HEX FOR 5.0MM LOCKING SCREWS | Trauma | EA
690.013.10 | 10886982251930 | LID F/ORTHOPAEDIC CABLE SYSTEM INSTRUMENT SET GRAPHIC CASE | Trauma | EA
690.013.11 | 10886982251947 | BASE F/ORTHOPAEDIC CABLE SYSTEM INSTR SET GRAPHIC CASE | Trauma | EA
532.010 | 10886982240385 | SMALL BATTERY DRIVE | Trauma | EA
242.530 | 10886982168733 | WRIST FUSION PLATE 9 HOLES/STRAIGHT | Trauma | EA
242.520 | 10886982168726 | WRIST FUSION PLATE 8 HOLES/SHORT BEND | Trauma | EA
242.510 | 10886982168696 | WRIST FUSION PLATE 8 HOLES/STANDARD | Trauma | EA
ORDER | 10886982002150 | ORDER | Trauma | EA
690.303 | 10886982252050 | GRAPHIC CASE FOR POWER DRIVE | Trauma | EA
360.265 | 10886982197597 | HANDLE FOR PROTECTION SLEEVES | Trauma | EA
360.267 | 10886982197610 | 13.5MM/3.2MM WIRE GUIDE | Trauma | EA
360.261 | 10886982197573 | 21.0MM/18.0MM PROTECTION SLEEVE | Trauma | EA
360.255 | 10886982197542 | REAMING ROD MEASURING DEVICE | Trauma | EA
360.253 | 10886982197535 | HOLDING SLEEVE LOCKING DEVICE | Trauma | EA
360.262 | 10886982197580 | 15.5MM/13.5MM PROTECTION SLEEVE | Trauma | EA
360.257 | 10886982197559 | 13.0MM FLEXIBLE DRILL BIT LARGE QC/385MM | Trauma | EA
360.258 | 10886982197566 | 15.5MM FLEXIBLE DRILL BIT LARGE QC/385MM | Trauma | EA
360.251 | 10886982197528 | 7.5MM INTRAMEDULLARY REDUCTION TOOL 460MM | Trauma | EA
338.333 | 10886982193377 | DHHS REAMING HEAD | Trauma | EA
237.20 | 10886982161116 | 95 DEG CONDYLAR PLATE 12 HOLES/50MM/204MM | Trauma | EA
237.20S | 10886982161123 | 95 DEG CONDYLAR PLATE 12 HOLES/50MM/204MM-STERILE | Trauma | EA
237.22 | 10886982161130 | 95 DEG CONDYLAR PLATE 12 HOLES/60MM/204MM | Trauma | EA
237.22S | 10886982161147 | 95 DEG CONDYLAR PLATE 12 HOLES/60MM/204MM-STERILE | Trauma | EA
237.24 | 10886982161154 | 95 DEG CONDYLAR PLATE 12 HOLES/70MM/204MM | Trauma | EA
237.24S | 10886982161161 | 95 DEG CONDYLAR PLATE 12 HOLES/70MM/204MM-STERILE | Trauma | EA
237.26 | 10886982161178 | 95 DEG CONDYLAR PLATE 12 HOLES/80MM/204MM | Trauma | EA
237.26S | 10886982161185 | 95 DEG CONDYLAR PLATE 12 HOLES/80MM/204MM-STERILE | Trauma | EA
237.42 | 10886982161239 | 95 DEG CONDYLAR PLATE 14 HOLES/60MM/235MM | Trauma | EA
237.42S | 10886982161246 | 95 DEG CONDYLAR PLATE 14 HOLES/60MM/235MM-STERILE | Trauma | EA
237.44 | 10886982161253 | 95 DEG CONDYLAR PLATE 14 HOLES/70MM/235MM | Trauma | EA
237.44S | 10886982161260 | 95 DEG CONDYLAR PLATE 14 HOLES/70MM/235MM-STERILE | Trauma | EA
237.46 | 10886982161277 | 95 DEG CONDYLAR PLATE 14 HOLES/80MM/235MM | Trauma | EA
237.46S | 10886982161284 | 95 DEG CONDYLAR PLATE 14 HOLES/80MM/235MM-STERILE | Trauma | EA
237.50 | 10886982161291 | 95 DEG CONDYLAR PLATE 5 HOLES/50MM/92MM | Trauma | EA
237.50S | 10886982161307 | 95 DEG CONDYLAR PLATE 5 HOLES/50MM/92MM-STERILE | Trauma | EA
237.52 | 10886982161314 | 95 DEG CONDYLAR PLATE 5 HOLES/60MM/92MM | Trauma | EA
237.52S | 10886982161321 | 95 DEG CONDYLAR PLATE 5 HOLES/60MM/92MM-STERILE | Trauma | EA
237.54 | 10886982161338 | 95 DEG CONDYLAR PLATE 5 HOLES/70MM/92MM | Trauma | EA
237.54S | 10886982161345 | 95 DEG CONDYLAR PLATE 5 HOLES/70MM/92MM-STERILE | Trauma | EA
237.56 | 10886982161352 | 95 DEG CONDYLAR PLATE 5 HOLES/80MM/92MM | Trauma | EA
237.56S | 10886982161369 | 95 DEG CONDYLAR PLATE 5 HOLES/80MM/92MM-STERILE | Trauma | EA
237.62 | 10886982161376 | 95 DEG CONDYLAR PLATE 16 HOLES/60MM/267MM | Trauma | EA
237.62S | 10886982161383 | 95 DEG CONDYLAR PLATE 16 HOLES/60MM/267MM-STERILE | Trauma | EA
237.64 | 10886982161390 | 95 DEG CONDYLAR PLATE 16 HOLES/70MM/267MM | Trauma | EA
237.64S | 10886982161406 | 95 DEG CONDYLAR PLATE 16 HOLES/70MM/267MM-STERILE | Trauma | EA
237.66 | 10886982161413 | 95 DEG CONDYLAR PLATE 16 HOLES/80MM/267MM | Trauma | EA
237.66S | 10886982161420 | 95 DEG CONDYLAR PLATE 16 HOLES/80MM/267MM-STERILE | Trauma | EA
237.70 | 10886982161437 | 95 DEG CONDYLAR PLATE 7 HOLES/50MM/124MM | Trauma | EA
237.70S | 10886982161444 | 95 DEG CONDYLAR PLATE 7 HOLES/50MM/124MM-STERILE | Trauma | EA
237.72 | 10886982161451 | 95 DEG CONDYLAR PLATE 7 HOLES/60MM/124MM | Trauma | EA
237.72S | 10886982161468 | 95 DEG CONDYLAR PLATE 7 HOLES/60MM/124MM-STERILE | Trauma | EA
237.74 | 10886982161475 | 95 DEG CONDYLAR PLATE 7 HOLES/70MM/124MM | Trauma | EA
237.74S | 10886982161482 | 95 DEG CONDYLAR PLATE 7 HOLES/70MM/124MM-STERILE | Trauma | EA
237.76 | 10886982161499 | 95 DEG CONDYLAR PLATE 7 HOLES/80MM/124MM | Trauma | EA
237.76S | 10886982161505 | 95 DEG CONDYLAR PLATE 7 HOLES/80MM/124MM-STERILE | Trauma | EA
237.82 | 10886982161512 | 95 DEG CONDYLAR PLATE 18 HOLES/60MM/299MM | Trauma | EA
237.82S | 10886982161529 | 95 DEG CONDYLAR PLATE 18 HOLES/60MM/299MM-STERILE | Trauma | EA
237.84 | 10886982161536 | 95 DEG CONDYLAR PLATE 18 HOLES/70MM/299MM | Trauma | EA
237.84S | 10886982161543 | 95 DEG CONDYLAR PLATE 18 HOLES/70MM/299MM-STERILE | Trauma | EA
237.86 | 10886982161550 | 95 DEG CONDYLAR PLATE 18 HOLES/80MM/299MM | Trauma | EA
237.86S | 10886982161567 | 95 DEG CONDYLAR PLATE 18 HOLES/80MM/299MM-STERILE | Trauma | EA
237.90 | 10886982161574 | 95 DEG CONDYLAR PLATE 9 HOLES/50MM/156MM | Trauma | EA
237.90S | 10886982161581 | 95 DEG CONDYLAR PLATE 9 HOLES/50MM/156MM-STERILE | Trauma | EA
237.92 | 10886982161598 | 95 DEG CONDYLAR PLATE 9 HOLES/60MM/156MM | Trauma | EA
237.92S | 10886982161604 | 95 DEG CONDYLAR PLATE 9 HOLES/60MM/156MM-STERILE | Trauma | EA
237.94 | 10886982161611 | 95 DEG CONDYLAR PLATE 9 HOLES/70MM/156MM | Trauma | EA
237.94S | 10886982161628 | 95 DEG CONDYLAR PLATE 9 HOLES/70MM/156MM-STERILE | Trauma | EA
237.96 | 10886982161635 | 95 DEG CONDYLAR PLATE 9 HOLES/80MM/156MM | Trauma | EA
237.96S | 10886982161642 | 95 DEG CONDYLAR PLATE 9 HOLES/80MM/156MM-STERILE | Trauma | EA
238.24 | 10886982161659 | 130 DEG ANGLED BLADE PLATE 12 HOLES/70MM/200MM | Trauma | EA
238.24S | 10886982161666 | 130 DEG ANGLED BLADE PLATE 12 HOLES/70MM/200MM-STERILE | Trauma | EA
238.26 | 10886982161673 | 130 DEG ANGLED BLADE PLATE 12 HOLES/80MM/200MM | Trauma | EA
238.26S | 10886982161680 | 130 DEG ANGLED BLADE PLATE 12 HOLES/80MM/200MM-STERILE | Trauma | EA
238.28 | 10886982161697 | 130 DEG ANGLED BLADE PLATE 12 HOLES/90MM/200MM | Trauma | EA
238.28S | 10886982161703 | 130 DEG ANGLED BLADE PLATE 12 HOLES/90MM/200MM-STERILE | Trauma | EA
238.36 | 10886982161710 | 130 DEG ANGLED BLADE PLATE 4 HOLES/50MM/60MM | Trauma | EA
238.36S | 10886982161727 | 130 DEG ANGLED BLADE PLATE 4 HOLES/50MM/60MM-STERILE | Trauma | EA
238.38 | 10886982161734 | 130 DEG ANGLED BLADE PLATE 4 HOLES/60MM/60MM | Trauma | EA
238.38S | 10886982161741 | 130 DEG ANGLED BLADE PLATE 4 HOLES/60MM/60MM-STERILE | Trauma | EA
238.40 | 10886982161758 | 130 DEG ANGLED BLADE PLATE 4 HOLES/100MM/60MM | Trauma | EA
238.40S | 10886982161765 | 130 DEG ANGLED BLADE PLATE 4 HOLES/100MM/60MM-STERILE | Trauma | EA
238.41 | 10886982161772 | 130 DEG ANGLED BLADE PLATE 4 HOLES/105MM/60MM | Trauma | EA
238.41S | 10886982161789 | 130 DEG ANGLED BLADE PLATE 4 HOLES/105MM/60MM-STERILE | Trauma | EA
238.42 | 10886982161796 | 130 DEG ANGLED BLADE PLATE 4 HOLES/110MM/60MM | Trauma | EA
238.42S | 10886982161802 | 130 DEG ANGLED BLADE PLATE 4 HOLES/110MM/60MM-STERILE | Trauma | EA
238.44 | 10886982161819 | 130 DEG ANGLED BLADE PLATE 4 HOLES/70MM/60MM | Trauma | EA
238.44S | 10886982161826 | 130 DEG ANGLED BLADE PLATE 4 HOLES/70MM/60MM-STERILE | Trauma | EA
238.45 | 10886982161833 | 130 DEG ANGLED BLADE PLATE 4 HOLES/75MM/60MM | Trauma | EA
238.45S | 10886982161840 | 130 DEG ANGLED BLADE PLATE 4 HOLES/75MM/60MM-STERILE | Trauma | EA
238.46 | 10886982161857 | 130 DEG ANGLED BLADE PLATE 4 HOLES/80MM/60MM | Trauma | EA
238.46S | 10886982161864 | 130 DEG ANGLED BLADE PLATE 4 HOLES/80MM/60MM-STERILE | Trauma | EA
238.47 | 10886982161871 | 130 DEG ANGLED BLADE PLATE 4 HOLES/85MM/60MM | Trauma | EA
238.47S | 10886982161888 | 130 DEG ANGLED BLADE PLATE 4 HOLES/85MM/60MM-STERILE | Trauma | EA
238.48 | 10886982161895 | 130 DEG ANGLED BLADE PLATE 4 HOLES/90MM/60MM | Trauma | EA
238.48S | 10886982161901 | 130 DEG ANGLED BLADE PLATE 4 HOLES/90MM/60MM-STERILE | Trauma | EA
238.49 | 10886982161918 | 130 DEG ANGLED BLADE PLATE 4 HOLES/95MM/60MM | Trauma | EA
238.49S | 10886982161925 | 130 DEG ANGLED BLADE PLATE 4 HOLES/95MM/60MM-STERILE | Trauma | EA
238.60 | 10886982161932 | 130 DEG ANGLED BLADE PLATE 6 HOLES/50MM/104MM | Trauma | EA
238.60S | 10886982161949 | 130 DEG ANGLED BLADE PLATE 6 HOLES/50MM/104MM-STERILE | Trauma | EA
238.62 | 10886982161956 | 130 DEG ANGLED BLADE PLATE 6 HOLES/60MM/104MM | Trauma | EA
238.62S | 10886982161963 | 130 DEG ANGLED BLADE PLATE 6 HOLES/60MM/104MM-STERILE | Trauma | EA
238.64 | 10886982161970 | 130 DEG ANGLED BLADE PLATE 6 HOLES/70MM/104MM | Trauma | EA
238.64S | 10886982161987 | 130 DEG ANGLED BLADE PLATE 6 HOLES/70MM/104MM-STERILE | Trauma | EA
238.66 | 10886982161994 | 130 DEG ANGLED BLADE PLATE 6 HOLES/80MM/104MM | Trauma | EA
238.66S | 10886982162007 | 130 DEG ANGLED BLADE PLATE 6 HOLES/80MM/104MM-STERILE | Trauma | EA
238.68 | 10886982162014 | 130 DEG ANGLED BLADE PLATE 6 HOLES/90MM/104MM | Trauma | EA
238.68S | 10886982162021 | 130 DEG ANGLED BLADE PLATE 6 HOLES/90MM/104MM-STERILE | Trauma | EA
238.94 | 10886982162274 | 130 DEG ANGLED BLADE PLATE 9 HOLES/70MM/154MM | Trauma | EA
238.94S | 10886982162281 | 130 DEG ANGLED BLADE PLATE 9 HOLES/70MM/154MM-STERILE | Trauma | EA
238.96 | 10886982162298 | 130 DEG ANGLED BLADE PLATE 9 HOLES/80MM/152MM | Trauma | EA
238.96S | 10886982162304 | 130 DEG ANGLED BLADE PLATE 9 HOLES/80MM/152MM-STERILE | Trauma | EA
238.98 | 10886982162311 | 130 DEG ANGLED BLADE PLATE 9 HOLES/90MM/154MM | Trauma | EA
238.98S | 10886982162328 | 130 DEG ANGLED BLADE PLATE 9 HOLES/90MM/154MM-STERILE | Trauma | EA
239.20 | 10886982162335 | 90 DEG ADULT OSTEOTOMY PLATE 50MM/10MM | Trauma | EA
239.21 | 10886982162359 | 90 DEG ADULT OSTEOTOMY PLATE 55MM/10MM | Trauma | EA
239.22 | 10886982162373 | 90 DEG ADULT OSTEOTOMY PLATE 60MM/10MM | Trauma | EA
239.23 | 10886982162397 | 90 DEG ADULT OSTEOTOMY PLATE 65MM/10MM | Trauma | EA
239.24 | 10886982162410 | 90 DEG ADULT OSTEOTOMY PLATE 70MM/10MM | Trauma | EA
239.28 | 10886982162434 | 90 DEG ADULT OSTEOTOMY PLATE 40MM/10MM | Trauma | EA
239.28S | 10886982162441 | 90 DEG ADULT OSTEOTOMY PLATE 40MM/10MM-STERILE | Trauma | EA
239.30 | 10886982162458 | 100 DEG ADULT OSTEOTOMY PLATE 50MM/10MM | Trauma | EA
239.32 | 10886982162472 | 100 DEG ADULT OSTEOTOMY PLATE 60MM/10MM | Trauma | EA
239.32S | 10886982162489 | 100 DEG ADULT OSTEOTOMY PLATE 60MM/10MM-STERILE | Trauma | EA
239.43 | 10886982162496 | 110 DEG ADULT OSTEOTOMY PLATE 65MM | Trauma | EA
239.43S | 10886982162502 | 110 DEG ADULT OSTEOTOMY PLATE 65MM-STERILE | Trauma | EA
239.45 | 10886982162519 | 110 DEG ADULT OSTEOTOMY PLATE 75MM | Trauma | EA
239.45S | 10886982162526 | 110 DEG ADULT OSTEOTOMY PLATE 75MM-STERILE | Trauma | EA
239.47 | 10886982162533 | 110 DEG ADULT OSTEOTOMY PLATE 85MM | Trauma | EA
239.47S | 10886982162540 | 110 DEG ADULT OSTEOTOMY PLATE 85MM-STERILE | Trauma | EA
239.53 | 10886982162557 | 120 DEG ADULT OSTEOTOMY PLATE 65MM | Trauma | EA
239.53S | 10886982162564 | 120 DEG ADULT OSTEOTOMY PLATE 65MM-STERILE | Trauma | EA
239.55 | 10886982162571 | 120 DEG ADULT OSTEOTOMY PLATE 75MM | Trauma | EA
239.55S | 10886982162588 | 120 DEG ADULT OSTEOTOMY PLATE 75MM-STERILE | Trauma | EA
239.57 | 10886982162595 | 120 DEG ADULT OSTEOTOMY PLATE 85MM | Trauma | EA
239.57S | 10886982162601 | 120 DEG ADULT OSTEOTOMY PLATE 85MM-STERILE | Trauma | EA
239.60 | 10886982162618 | 90 DEG ADULT OSTEOTOMY PLATE 50MM/20MM | Trauma | EA
239.62 | 10886982162632 | 90 DEG ADULT OSTEOTOMY PLATE 60MM/20MM | Trauma | EA
239.62S | 10886982162649 | 90 DEG ADULT OSTEOTOMY PLATE 60MM/20MM-STERILE | Trauma | EA
239.64 | 10886982162656 | 90 DEG ADULT OSTEOTOMY PLATE 70MM/20MM | Trauma | EA
239.70 | 10886982162670 | 90 DEG ADULT OSTEOTOMY PLATE 50MM/15MM | Trauma | EA
239.70S | 10886982162687 | 90 DEG ADULT OSTEOTOMY PLATE 50MM/15MM-STERILE | Trauma | EA
239.71 | 10886982162694 | 90 DEG ADULT OSTEOTOMY PLATE 55MM/15MM | Trauma | EA
239.72 | 10886982162717 | 90 DEG ADULT OSTEOTOMY PLATE 60MM/15MM | Trauma | EA
239.72S | 10886982162724 | 90 DEG ADULT OSTEOTOMY PLATE 60MM/15MM-STERILE | Trauma | EA
239.73 | 10886982162731 | 90 DEG ADULT OSTEOTOMY PLATE 65MM/15MM | Trauma | EA
239.74 | 10886982162755 | 90 DEG ADULT OSTEOTOMY PLATE 70MM/15MM | Trauma | EA
239.78 | 10886982162779 | 90 DEG ADULT OSTEOTOMY PLATE 40MM/15MM | Trauma | EA
239.80 | 10886982162793 | 130 DEG ADULT OSTEOTOMY PLATE 100MM | Trauma | EA
239.80S | 10886982162809 | 130 DEG ADULT OSTEOTOMY PLATE 100MM-STERILE | Trauma | EA
239.83 | 10886982162816 | 130 DEG ADULT OSTEOTOMY PLATE 65MM | Trauma | EA
239.83S | 10886982162823 | 130 DEG ADULT OSTEOTOMY PLATE 65MM-STERILE | Trauma | EA
239.84 | 10886982162830 | 130 DEG ADULT OSTEOTOMY PLATE 70MM | Trauma | EA
239.84S | 10886982162847 | 130 DEG ADULT OSTEOTOMY PLATE 70MM-STERILE | Trauma | EA
239.85 | 10886982162854 | 130 DEG ADULT OSTEOTOMY PLATE 75MM | Trauma | EA
239.85S | 10886982162861 | 130 DEG ADULT OSTEOTOMY PLATE 75MM-STERILE | Trauma | EA
239.86 | 10886982162878 | 130 DEG ADULT OSTEOTOMY PLATE 80MM | Trauma | EA
239.86S | 10886982162885 | 130 DEG ADULT OSTEOTOMY PLATE 80MM-STERILE | Trauma | EA
239.87 | 10886982162892 | 130 DEG ADULT OSTEOTOMY PLATE 85MM | Trauma | EA
239.87S | 10886982162908 | 130 DEG ADULT OSTEOTOMY PLATE 85MM-STERILE | Trauma | EA
239.88 | 10886982162915 | 130 DEG ADULT OSTEOTOMY PLATE 90MM | Trauma | EA
239.88S | 10886982162922 | 130 DEG ADULT OSTEOTOMY PLATE 90MM-STERILE | Trauma | EA
239.89 | 10886982162939 | 130 DEG ADULT OSTEOTOMY PLATE 95MM | Trauma | EA
239.89S | 10886982162946 | 130 DEG ADULT OSTEOTOMY PLATE 95MM-STERILE | Trauma | EA
240.02 | 10886982164421 | SPOON PLATE 12 HOLES/215MM- VETERINARY | Trauma | EA
240.14 | 10886982164919 | T-PLATE 4 HOLES/84MM | Trauma | EA
240.16 | 10886982164940 | T-PLATE 6 HOLES/116MM | Trauma | EA
240.18 | 10886982164971 | T-PLATE 8 HOLES/148MM | Trauma | EA
240.308 | 10886982164995 | T-BUTTRESS PLATE 8 HOLES/144MM | Trauma | EA
240.310 | 10886982165008 | T-BUTTRESS PLATE 10 HOLES/176MM | Trauma | EA
240.36 | 10886982165022 | T-BUTTRESS PLATE 6 HOLES/112MM | Trauma | EA
240.406 | 10886982165039 | L-BUTTRESS PLATE/6 HOLES/117MM ANGLED LEFT FOR RIGHT TIBIA | Trauma | EA
240.408 | 10886982165046 | L-BUTTRESS PLATE/8 HOLES/149MM ANGLED LEFT FOR RIGHT TIBIA | Trauma | EA
240.410 | 10886982165053 | L-BUTTRESS PLTE/10 HOLES/181MM ANGLED LEFT FOR RIGHT TIBIA | Trauma | EA
240.44 | 10886982165060 | L-BUTTRESS PLATE/4 HOLES/85MM ANGLED LEFT FOR RIGHT TIBIA | Trauma | EA
240.46 | 10886982165077 | LATERAL TIBIAL HEAD BUTTRESS PLATE 5 HOLES/118MM-RIGHT | Trauma | EA
240.47 | 10886982165084 | LATERAL TIBIAL HEAD BUTTRESS PLATE 7 HOLES/149MM-RIGHT | Trauma | EA
240.48 | 10886982165091 | LATERAL TIBIAL HEAD BUTTRESS PLATE 9 HOLES/181MM-RIGHT | Trauma | EA
240.50 | 10886982165107 | LATERAL TIBIAL HEAD BUTTRESS PLATE 13 HOLES/246MM-RIGHT | Trauma | EA
240.506 | 10886982165114 | L-BUTTRESS PLATE/6 HOLES/117MM ANGLED RIGHT FOR LEFT TIBIA | Trauma | EA
240.508 | 10886982165121 | L-BUTTRESS PLATE/8 HOLES/149MM ANGLED RIGHT FOR LEFT TIBIA | Trauma | EA
240.510 | 10886982165138 | L-BUTTRESS PLTE/10 HOLES/181MM ANGLED RIGHT FOR LEFT TIBIA | Trauma | EA
240.54 | 10886982165145 | L-BUTTRESS PLATE/4 HOLES/85MM ANGLED RIGHT FOR LEFT TIBIA | Trauma | EA
240.56 | 10886982165152 | LATERAL TIBIAL HEAD BUTTRESS PLATE 5 HOLES/118MM-LEFT | Trauma | EA
240.57 | 10886982165169 | LATERAL TIBIAL HEAD BUTTRESS PLATE 7 HOLES/149MM-LEFT | Trauma | EA
240.58 | 10886982165176 | LATERAL TIBIAL HEAD BUTTRESS PLATE 9 HOLES/181MM-LEFT | Trauma | EA
240.60 | 10886982165183 | LATERAL TIBIAL HEAD BUTTRESS PLATE 13 HOLES/246MM-LEFT | Trauma | EA
240.70 | 10886982165190 | CONDYLAR BUTTRESS PLATE 11 HOLES/221MM-LEFT | Trauma | EA
240.90 | 10886982165213 | COBRA HEAD PLATE 10 HOLES/202MM | Trauma | EA
240.91 | 10886982165220 | COBRA HEAD PLATE 11 HOLES/218MM | Trauma | EA
240.92 | 10886982165237 | CONDYLAR BUTTRESS PLATE 7 HOLES/158MM-LEFT | Trauma | EA
240.93 | 10886982165244 | CONDYLAR BUTTRESS PLATE 9 HOLES/190MM-LEFT | Trauma | EA
240.94 | 10886982165251 | CONDYLAR BUTTRESS PLATE 7 HOLES/158MM-RIGHT | Trauma | EA
240.95 | 10886982165268 | CONDYLAR BUTTRESS PLATE 9 HOLES/190MM-RIGHT | Trauma | EA
240.98 | 10886982165275 | COBRA HEAD PLATE 8 HOLES/170MM | Trauma | EA
240.99 | 10886982165282 | COBRA HEAD PLATE 9 HOLES/186MM | Trauma | EA
241.13 | 10886982165916 | 3.5MM T-PLATE 3 HOLES HEAD/ 3 HOLES SHAFT-RIGHT ANGLE | Trauma | EA
241.14 | 10886982165947 | 3.5MM T-PLATE 4 HOLES HEAD/ 4 HOLES SHAFT-RIGHT ANGLE | Trauma | EA
241.15 | 10886982165978 | 3.5MM T-PLATE 3 HOLES HEAD/ 5 HOLES SHAFT-RIGHT ANGLE | Trauma | EA
241.16 | 10886982166005 | 3.5MM T-PLATE 4 HOLES HEAD/ 6 HOLES SHAFT-RIGHT ANGLE | Trauma | EA
241.23 | 10886982166128 | 3.5MM T-PLATE 3 HOLES HEAD/ 3 HOLES SHAFT-OBLIQUE ANGLE | Trauma | EA
241.24 | 10886982166142 | 3.5MM T-PLATE 3 HOLES HEAD/ 4 HOLES SHAFT-OBLIQUE ANGLE | Trauma | EA
241.25 | 10886982166166 | 3.5MM T-PLATE 3 HOLES HEAD/ 5 HOLES SHAFT-OBLIQUE ANGLE | Trauma | EA
241.32 | 10886982166791 | ONE-THIRD TUBULAR PLATE WITH COLLAR 2 HOLES/25MM | Trauma | EA
241.33 | 10886982166807 | ONE-THIRD TUBULAR PLATE WITH COLLAR 3 HOLES/37MM | Trauma | EA
241.34 | 10886982166821 | ONE-THIRD TUBULAR PLATE WITH COLLAR 4 HOLES/49MM | Trauma | EA
241.35 | 10886982166845 | ONE-THIRD TUBULAR PLATE WITH COLLAR 5 HOLES/61MM | Trauma | EA
241.36 | 10886982166869 | ONE-THIRD TUBULAR PLATE WITH COLLAR 6 HOLES/73MM | Trauma | EA
241.37 | 10886982166883 | ONE-THIRD TUBULAR PLATE WITH COLLAR 7 HOLES/85MM | Trauma | EA
241.38 | 10886982166906 | ONE-THIRD TUBULAR PLATE WITH COLLAR 8 HOLES/97MM | Trauma | EA
241.39 | 10886982166920 | ONE-THIRD TUBULAR PLATE WITH COLLAR 9 HOLES/109MM | Trauma | EA
241.40 | 10886982166944 | ONE-THIRD TUBULAR PLATE WITH COLLAR 10 HOLES/121MM | Trauma | EA
241.42 | 10886982166975 | ONE-THIRD TUBULAR PLATE WITH COLLAR 12 HOLES/145MM | Trauma | EA
241.61 | 10886982167354 | CALCANEAL PLATE 60MM | Trauma | EA
241.62 | 10886982167385 | CALCANEAL PLATE 70MM | Trauma | EA
241.65 | 10886982167453 | CALCANEAL Y-PLATE 87MM | Trauma | EA
241.83 | 10886982167552 | CLOVERLEAF PLATE THIN BLADE 3 HOLES/88MM | Trauma | EA
241.84 | 10886982167569 | CLOVERLEAF PLATE THIN BLADE 4 HOLES/104MM | Trauma | EA
241.85 | 10886982167576 | CLOVERLEAF PLATE THIN BLADE 5 HOLES/120MM | Trauma | EA
241.86 | 10886982167583 | CLOVERLEAF PLATE THIN BLADE 6 HOLES/136MM | Trauma | EA
242.03 | 10886982167842 | 2.7 QUARTER-TUBULAR PLATE WITH COLLAR 3 HOLES /26 MM | Trauma | EA
242.04 | 10886982167859 | 2.7 QUARTER-TUBULAR PLATE WITH COLLAR 4 HOLES /34 MM | Trauma | EA
242.05 | 10886982167866 | 2.7 QUARTER-TUBULAR PLATE WITH COLLAR 5 HOLES /42 MM | Trauma | EA
242.06 | 10886982167873 | 2.7 QUARTER-TUBULAR PLATE WITH COLLAR 6 HOLES /50 MM | Trauma | EA
242.07 | 10886982167880 | QUARTER-TUBULAR PLATE WITH COLLAR 7 HOLES/55MM | Trauma | EA
242.08 | 10886982167897 | 2.7 QUARTER-TUBULAR PLATE WITH COLLAR 8 HOLES /66 MM | Trauma | EA
242.21 | 10886982168306 | MULTIPLE FRAGMENT PLATE 7 HOLES/44MM | Trauma | EA
242.31 | 10886982168344 | 2.7MM L-PLATE 3 HOLES/32MM-LEFT | Trauma | EA
242.32 | 10886982168351 | 2.7MM L-PLATE 3 HOLES/32MM-RIGHT | Trauma | EA
242.33 | 10886982168368 | 2.7MM L-PLATE 3 HOLES/34MM-OBLIQUE LEFT | Trauma | EA
242.34 | 10886982168375 | 2.7MM L-PLATE 3 HOLES/34MM-OBLIQUE RIGHT | Trauma | EA
242.41 | 10886982168382 | 2.7MM T-PLATE 3 HOLES/32MM | Trauma | EA
242.61 | 10886982168788 | 2.7MM CONDYLAR PLATE 7 HOLES/57MM-LEFT | Trauma | EA
242.62 | 10886982168795 | 2.7MM CONDYLAR PLATE 7 HOLES/57MM-RIGHT | Trauma | EA
243.13 | 10886982168979 | 2.0MM STRAIGHT PLATE 3 HOLES/17MM | Trauma | EA
243.14 | 10886982168986 | 2.0MM STRAIGHT PLATE 4 HOLES/23MM | Trauma | EA
243.15 | 10886982168993 | 2.0MM STRAIGHT PLATE 5 HOLES/29MM | Trauma | EA
243.16 | 10886982169006 | 2.0MM STRAIGHT PLATE 6 HOLES/35MM | Trauma | EA
243.19 | 10886982169013 | 2.0MM STRAIGHT PLATE 20 HOLES/100MM | Trauma | EA
243.23 | 10886982169020 | 2.0MM T-PLATE 3 HOLES HEAD/ 9 HOLES SHAFT/50MM | Trauma | EA
243.24 | 10886982169044 | 2.0MM T-PLATE 4 HOLES HEAD/ 9 HOLES SHAFT/50MM | Trauma | EA
243.31 | 10886982169051 | 2.0MM L-PLATE 2 HOLES/17MM-LEFT | Trauma | EA
243.32 | 10886982169068 | 2.0MM L-PLATE 2 HOLES/17MM-RIGHT | Trauma | EA
243.33 | 10886982169075 | 2.0MM L-PLATE 2 HOLES/20MM-OBLIQUE LEFT | Trauma | EA
243.34 | 10886982169082 | 2.0MM L-PLATE 2 HOLES/20MM-OBLIQUE RIGHT | Trauma | EA
243.41 | 10886982169099 | 2.0MM T-PLATE 2 HOLES/18MM | Trauma | EA
243.48 | 10886982169105 | 2.0MM H-PLATE 4 HOLES/6MM | Trauma | EA
243.54 | 10886982169112 | 2.0MM DCPÂ® PLATE 4 HOLES/22MM | Trauma | EA
243.55 | 10886982169129 | 2.0MM DCPÂ® PLATE 5 HOLES/27MM | Trauma | EA
243.56 | 10886982169136 | 2.0MM DCPÂ® PLATE 6 HOLES/32MM | Trauma | EA
243.57 | 10886982169143 | 2.0MM DCPÂ® PLATE 7 HOLES/37MM | Trauma | EA
243.58 | 10886982169150 | 2.0MM DCPÂ® PLATE 8 HOLES/42MM | Trauma | EA
243.61 | 10886982169211 | 2.0MM CONDYLAR PLATE 7 HOLES/39MM-LEFT | Trauma | EA
243.62 | 10886982169228 | 2.0MM CONDYLAR PLATE 7 HOLES/39MM-RIGHT | Trauma | EA
244.02 | 10886982169235 | 2.7MM DCPÂ® PLATE 2 HOLES/20MM | Trauma | EA
244.04 | 10886982169242 | 2.7MM DCPÂ® PLATE 4 HOLES/36MM | Trauma | EA
244.05 | 10886982169259 | 2.7MM DCPÂ® PLATE 5 HOLES/44MM | Trauma | EA
244.06 | 10886982169266 | 2.7MM DCPÂ® PLATE 6 HOLES/52MM | Trauma | EA
244.07 | 10886982169273 | 2.7MM DCPÂ® PLATE 7 HOLES/60MM | Trauma | EA
244.08 | 10886982169280 | 2.7MM DCPÂ® PLATE 8 HOLES/68MM | Trauma | EA
244.09 | 10886982169297 | 2.7MM DCPÂ® PLATE 9 HOLES/76MM | Trauma | EA
244.10 | 10886982169303 | 2.7MM DCPÂ® PLATE 10 HOLES/84MM | Trauma | EA
244.12 | 10886982169310 | 2.7MM DCPÂ® PLATE 12 HOLES/100MM | Trauma | EA
244.22 | 10886982169327 | 2.7MM DCPÂ® PLATE 2 HOLES/26MM | Trauma | EA
245.00 | 10886982169334 | 3.5MM RECONSTRUCTION PLATE 10 HOLES/118MM | Trauma | EA
245.01 | 10886982169341 | 3.5MM RECONSTRUCTION PLATE 11 HOLES/130MM | Trauma | EA
245.02 | 10886982169358 | 3.5MM RECONSTRUCTION PLATE 12 HOLES/142MM | Trauma | EA
245.03 | 10886982169433 | 3.5MM RECONSTRUCTION PLATE 13 HOLES/154MM | Trauma | EA
245.04 | 10886982169532 | 3.5MM RECONSTRUCTION PLATE 14 HOLES/166MM | Trauma | EA
245.05 | 10886982169563 | 3.5MM RECONSTRUCTION PLATE 15 HOLES/178MM | Trauma | EA
245.06 | 10886982169587 | 3.5MM RECONSTRUCTION PLATE 16 HOLES/190MM | Trauma | EA
245.08 | 10886982169617 | 3.5MM RECONSTRUCTION PLATE 18 HOLES/214MM | Trauma | EA
245.10 | 10886982169648 | 3.5MM RECONSTRUCTION PLATE 20 HOLES/238MM | Trauma | EA
245.12 | 10886982169679 | 3.5MM RECONSTRUCTION PLATE 22 HOLES/263MM | Trauma | EA
245.14 | 10886982169709 | 3.5MM RECONSTRUCTION PLATE 4 HOLES/46MM | Trauma | EA
245.15 | 10886982169723 | 3.5MM RECONSTRUCTION PLATE 5 HOLES/58MM | Trauma | EA
245.16 | 10886982169730 | 3.5MM RECONSTRUCTION PLATE 6 HOLES/70MM | Trauma | EA
245.17 | 10886982169754 | 3.5MM RECONSTRUCTION PLATE 7 HOLES/82MM | Trauma | EA
245.18 | 10886982169761 | 3.5MM RECONSTRUCTION PLATE 8 HOLES/94MM | Trauma | EA
245.19 | 10886982169785 | 3.5MM RECONSTRUCTION PLATE 9 HOLES/106MM | Trauma | EA
245.20 | 10886982169792 | 2.7MM RECONSTRUCTION PLATE 6 HOLES/48MM | Trauma | EA
245.21 | 10886982169822 | 2.7MM RECONSTRUCTION PLATE 8 HOLES/64MM | Trauma | EA
245.22 | 10886982169846 | 2.7MM RECONSTRUCTION PLATE 10 HOLES/80MM | Trauma | EA
245.23 | 10886982169877 | 2.7MM RECONSTRUCTION PLATE 12 HOLES/96MM | Trauma | EA
245.24 | 10886982169891 | 2.7MM RECONSTRUCTION PLATE 14 HOLES/112MM | Trauma | EA
245.25 | 10886982169914 | 2.7MM RECONSTRUCTION PLATE 16 HOLES/128MM | Trauma | EA
245.30 | 10886982170019 | 3.5MM CURVED RECONSTRUCTION PLATE 6 HOLES | Trauma | EA
245.31 | 10886982170026 | 3.5MM CURVED RECONSTRUCTION PLATE 8 HOLES | Trauma | EA
245.32 | 10886982170033 | 3.5MM CURVED RECONSTRUCTION PLATE 10 HOLES | Trauma | EA
245.33 | 10886982170040 | 3.5MM CURVED RECONSTRUCTION PLATE 12 HOLES | Trauma | EA
245.34 | 10886982170057 | 3.5MM CURVED RECONSTRUCTION PLATE 14 HOLES | Trauma | EA
245.35 | 10886982170071 | 3.5MM CURVED RECONSTRUCTION PLATE 16 HOLES | Trauma | EA
245.36 | 10886982170095 | 3.5MM CURVED RECONSTRUCTION PLATE 18 HOLES | Trauma | EA
246.19 | 10886982170514 | 1.5MM STRAIGHT PLATE 20 HOLES/100MM | Trauma | EA
246.23 | 10886982170538 | 1.5MM T-PLATE 3 HOLES HEAD/ 9 HOLES SHAFT/50MM | Trauma | EA
246.24 | 10886982170569 | 1.5MM T-PLATE 4 HOLES HEAD/ 9 HOLES SHAFT/50MM | Trauma | EA
246.48 | 10886982170613 | 1.5MM H-PLATE 4 HOLES/4.2MM | Trauma | EA
246.61 | 10886982170644 | 1.5MM CONDYLAR PLATE 7 HOLES/36MM-LEFT | Trauma | EA
246.62 | 10886982170668 | 1.5MM CONDYLAR PLATE 7 HOLES/36MM-RIGHT | Trauma | EA
248.02 | 10886982171030 | 3.5MM DCPÂ® PLATE 2 HOLES/25MM | Trauma | EA
248.03 | 10886982171047 | 3.5MM DCPÂ® PLATE 3 HOLES/37MM | Trauma | EA
248.04 | 10886982171054 | 3.5MM DCPÂ® PLATE 4 HOLES/49MM | Trauma | EA
248.05 | 10886982171061 | 3.5MM DCPÂ® PLATE 5 HOLES/61MM | Trauma | EA
248.06 | 10886982171078 | 3.5MM DCPÂ® PLATE 6 HOLES/73MM | Trauma | EA
248.07 | 10886982171085 | 3.5MM DCPÂ® PLATE 7 HOLES/85MM | Trauma | EA
248.08 | 10886982171092 | 3.5MM DCPÂ® PLATE 8 HOLES/97MM | Trauma | EA
248.09 | 10886982171108 | 3.5MM DCPÂ® PLATE 9 HOLES/109MM | Trauma | EA
248.10 | 10886982171115 | 3.5MM DCPÂ® PLATE 10 HOLES/121MM | Trauma | EA
248.12 | 10886982171122 | 3.5MM DCPÂ® PLATE 12 HOLES/145MM | Trauma | EA
248.14 | 10886982171139 | 3.5MM DCPÂ® PLATE 14 HOLES/169MM | Trauma | EA
248.16 | 10886982171146 | 3.5MM DCPÂ® PLATE 16 HOLES/194MM | Trauma | EA
248.18 | 10886982171153 | 3.5MM DCPÂ® PLATE 18 HOLES/217MM | Trauma | EA
248.20 | 10886982171160 | 3.5MM DCPÂ® PLATE 20 HOLES/242MM | Trauma | EA
248.22 | 10886982171177 | 3.5MM DCPÂ® PLATE 22 HOLES/265MM | Trauma | EA
254.25 | 10886982172198 | 14MM UNIVERSAL TIBIAL NAIL 255MM | Trauma | EA
258.26 | 10886982172327 | 3.9MM LOCKING BOLT 26MM | Trauma | EA
258.28 | 10886982172334 | 3.9MM LOCKING BOLT 28MM | Trauma | EA
258.30 | 10886982172341 | 3.9MM LOCKING BOLT 30MM | Trauma | EA
258.32 | 10886982172358 | 3.9MM LOCKING BOLT 32MM | Trauma | EA
258.34 | 10886982172365 | 3.9MM LOCKING BOLT 34MM | Trauma | EA
258.36 | 10886982172372 | 3.9MM LOCKING BOLT 36MM | Trauma | EA
258.38 | 10886982172389 | 3.9MM LOCKING BOLT 38MM | Trauma | EA
258.40 | 10886982172396 | 3.9MM LOCKING BOLT 40MM | Trauma | EA
258.42 | 10886982172402 | 3.9MM LOCKING BOLT 42MM | Trauma | EA
258.44 | 10886982172419 | 3.9MM LOCKING BOLT 44MM | Trauma | EA
258.46 | 10886982172426 | 3.9MM LOCKING BOLT 46MM | Trauma | EA
258.56 | 10886982172471 | 3.9MM LOCKING BOLT 56MM | Trauma | EA
258.58 | 10886982172488 | 3.9MM LOCKING BOLT 58MM | Trauma | EA
258.60 | 10886982172495 | 3.9MM LOCKING BOLT 60MM | Trauma | EA
258.62 | 10886982172501 | 3.9MM LOCKING BOLT 62MM | Trauma | EA
258.64 | 10886982172518 | 3.9MM LOCKING BOLT 64MM | Trauma | EA
259.100 | 10886982172525 | 4.9MM LOCKING BOLT 100MM | Trauma | EA
259.26 | 10886982172532 | 4.9MM LOCKING BOLT 26MM | Trauma | EA
259.28 | 10886982172549 | 4.9MM LOCKING BOLT 28MM | Trauma | EA
259.30 | 10886982172556 | 4.9MM LOCKING BOLT 30MM | Trauma | EA
259.32 | 10886982172563 | 4.9MM LOCKING BOLT 32MM | Trauma | EA
259.34 | 10886982172570 | 4.9MM LOCKING BOLT 34MM | Trauma | EA
259.36 | 10886982172587 | 4.9MM LOCKING BOLT 36MM | Trauma | EA
259.38 | 10886982172594 | 4.9MM LOCKING BOLT 38MM | Trauma | EA
259.40 | 10886982172600 | 4.9MM LOCKING BOLT 40MM | Trauma | EA
259.42 | 10886982172617 | 4.9MM LOCKING BOLT 42MM | Trauma | EA
259.44 | 10886982172624 | 4.9MM LOCKING BOLT 44MM | Trauma | EA
259.46 | 10886982172631 | 4.9MM LOCKING BOLT 46MM | Trauma | EA
259.48 | 10886982172648 | 4.9MM LOCKING BOLT 48MM | Trauma | EA
259.50 | 10886982172655 | 4.9MM LOCKING BOLT 50MM | Trauma | EA
259.52 | 10886982172662 | 4.9MM LOCKING BOLT 52MM | Trauma | EA
259.54 | 10886982172679 | 4.9MM LOCKING BOLT 54MM | Trauma | EA
259.56 | 10886982172686 | 4.9MM LOCKING BOLT 56MM | Trauma | EA
259.58 | 10886982172693 | 4.9MM LOCKING BOLT 58MM | Trauma | EA
259.60 | 10886982172709 | 4.9MM LOCKING BOLT 60MM | Trauma | EA
259.64 | 10886982172716 | 4.9MM LOCKING BOLT 64MM | Trauma | EA
259.68 | 10886982172723 | 4.9MM LOCKING BOLT 68MM | Trauma | EA
259.72 | 10886982172730 | 4.9MM LOCKING BOLT 72MM | Trauma | EA
259.76 | 10886982172747 | 4.9MM LOCKING BOLT 76MM | Trauma | EA
259.80 | 10886982172754 | 4.9MM LOCKING BOLT 80MM | Trauma | EA
259.85 | 10886982172761 | 4.9MM LOCKING BOLT 85MM | Trauma | EA
259.90 | 10886982172778 | 4.9MM LOCKING BOLT 90MM | Trauma | EA
259.95 | 10886982172785 | 4.9MM LOCKING BOLT 95MM | Trauma | EA
274.00S | 10886982172839 | 10MM UNIVERSAL FEMORAL NAIL 340MM-STERILE | Trauma | EA
274.01S | 10886982172853 | 10MM UNIVERSAL FEMORAL NAIL 360MM-STERILE | Trauma | EA
274.02S | 10886982172877 | 10MM UNIVERSAL FEMORAL NAIL 380MM-STERILE | Trauma | EA
274.03S | 10886982172891 | 10MM UNIVERSAL FEMORAL NAIL 400MM-STERILE | Trauma | EA
274.04S | 10886982172914 | 10MM UNIVERSAL FEMORAL NAIL 420MM-STERILE | Trauma | EA
274.05S | 10886982172938 | 10MM UNIVERSAL FEMORAL NAIL 440MM-STERILE | Trauma | EA
274.06S | 10886982172952 | 10MM UNIVERSAL FEMORAL NAIL 460MM-STERILE | Trauma | EA
274.07S | 10886982172976 | 10MM UNIVERSAL FEMORAL NAIL 480MM-STERILE | Trauma | EA
274.08S | 10886982172990 | 10MM UNIVERSAL FEMORAL NAIL 300MM-STERILE | Trauma | EA
274.09S | 10886982173010 | 10MM UNIVERSAL FEMORAL NAIL 320MM-STERILE | Trauma | EA
274.10S | 10886982173034 | 11MM UNIVERSAL FEMORAL NAIL 340MM-STERILE | Trauma | EA
274.11S | 10886982173058 | 11MM UNIVERSAL FEMORAL NAIL 360MM-STERILE | Trauma | EA
274.12S | 10886982173072 | 11MM UNIVERSAL FEMORAL NAIL 380MM-STERILE | Trauma | EA
274.13S | 10886982173096 | 11MM UNIVERSAL FEMORAL NAIL 400MM-STERILE | Trauma | EA
274.14S | 10886982173119 | 11MM UNIVERSAL FEMORAL NAIL 420MM-STERILE | Trauma | EA
274.15S | 10886982173133 | 11MM UNIVERSAL FEMORAL NAIL 440MM-STERILE | Trauma | EA
274.16S | 10886982173157 | 11MM UNIVERSAL FEMORAL NAIL 460MM-STERILE | Trauma | EA
274.17S | 10886982173171 | 11MM UNIVERSAL FEMORAL NAIL 480MM-STERILE | Trauma | EA
274.18S | 10886982173195 | 11MM UNIVERSAL FEMORAL NAIL 300MM-STERILE | Trauma | EA
274.19S | 10886982173218 | 11MM UNIVERSAL FEMORAL NAIL 320MM-STERILE | Trauma | EA
274.20S | 10886982173232 | 12MM UNIVERSAL FEMORAL NAIL 340MM-STERILE | Trauma | EA
274.21S | 10886982173256 | 12MM UNIVERSAL FEMORAL NAIL 360MM-STERILE | Trauma | EA
274.22S | 10886982173270 | 12MM UNIVERSAL FEMORAL NAIL 380MM-STERILE | Trauma | EA
274.23S | 10886982173294 | 12MM UNIVERSAL FEMORAL NAIL 400MM-STERILE | Trauma | EA
274.24S | 10886982173317 | 12MM UNIVERSAL FEMORAL NAIL 420MM-STERILE | Trauma | EA
274.25S | 10886982173331 | 12MM UNIVERSAL FEMORAL NAIL 440MM-STERILE | Trauma | EA
274.26S | 10886982173355 | 12MM UNIVERSAL FEMORAL NAIL 460MM-STERILE | Trauma | EA
274.27S | 10886982173379 | 12MM UNIVERSAL FEMORAL NAIL 480MM-STERILE | Trauma | EA
274.28S | 10886982173393 | 12MM UNIVERSAL FEMORAL NAIL 300MM-STERILE | Trauma | EA
274.29S | 10886982173416 | 12MM UNIVERSAL FEMORAL NAIL 320MM-STERILE | Trauma | EA
274.30S | 10886982173430 | 13MM UNIVERSAL FEMORAL NAIL 340MM-STERILE | Trauma | EA
274.31 | 10886982173447 | 13MM UNIVERSAL FEMORAL NAIL 360MM | Trauma | EA
274.31S | 10886982173454 | 13MM UNIVERSAL FEMORAL NAIL 360MM-STERILE | Trauma | EA
274.32S | 10886982173478 | 13MM UNIVERSAL FEMORAL NAIL 380MM-STERILE | Trauma | EA
274.33S | 10886982173492 | 13MM UNIVERSAL FEMORAL NAIL 400MM-STERILE | Trauma | EA
274.34S | 10886982173515 | 13MM UNIVERSAL FEMORAL NAIL 420MM-STERILE | Trauma | EA
274.35S | 10886982173539 | 13MM UNIVERSAL FEMORAL NAIL 440MM-STERILE | Trauma | EA
274.36S | 10886982173553 | 13MM UNIVERSAL FEMORAL NAIL 460MM-STERILE | Trauma | EA
274.37S | 10886982173577 | 13MM UNIVERSAL FEMORAL NAIL 480MM-STERILE | Trauma | EA
274.38S | 10886982173591 | 13MM UNIVERSAL FEMORAL NAIL 300MM-STERILE | Trauma | EA
274.39S | 10886982173614 | 13MM UNIVERSAL FEMORAL NAIL 320MM-STERILE | Trauma | EA
274.40S | 10886982173638 | 14MM UNIVERSAL FEMORAL NAIL 340MM-STERILE | Trauma | EA
274.41 | 10886982173645 | 14MM UNIVERSAL FEMORAL NAIL 360MM | Trauma | EA
274.41S | 10886982173652 | 14MM UNIVERSAL FEMORAL NAIL 360MM-STERILE | Trauma | EA
274.42 | 10886982173669 | 14MM UNIVERSAL FEMORAL NAIL 380MM | Trauma | EA
274.42S | 10886982173676 | 14MM UNIVERSAL FEMORAL NAIL 380MM-STERILE | Trauma | EA
274.43 | 10886982173683 | 14MM UNIVERSAL FEMORAL NAIL 400MM | Trauma | EA
274.43S | 10886982173690 | 14MM UNIVERSAL FEMORAL NAIL 400MM-STERILE | Trauma | EA
274.44 | 10886982173706 | 14MM UNIVERSAL FEMORAL NAIL 420MM | Trauma | EA
274.44S | 10886982173713 | 14MM UNIVERSAL FEMORAL NAIL 420MM-STERILE | Trauma | EA
274.45S | 10886982173737 | 14MM UNIVERSAL FEMORAL NAIL 440MM-STERILE | Trauma | EA
274.46S | 10886982173751 | 14MM UNIVERSAL FEMORAL NAIL 460MM-STERILE | Trauma | EA
274.47S | 10886982173775 | 14MM UNIVERSAL FEMORAL NAIL 480MM-STERILE | Trauma | EA
274.48S | 10886982173799 | 14MM UNIVERSAL FEMORAL NAIL 300MM-STERILE | Trauma | EA
274.49S | 10886982173812 | 14MM UNIVERSAL FEMORAL NAIL 320MM-STERILE | Trauma | EA
274.50S | 10886982173836 | 15MM UNIVERSAL FEMORAL NAIL 340MM-STERILE | Trauma | EA
274.51S | 10886982173850 | 15MM UNIVERSAL FEMORAL NAIL 360MM-STERILE | Trauma | EA
274.52S | 10886982173874 | 15MM UNIVERSAL FEMORAL NAIL 380MM-STERILE | Trauma | EA
274.53S | 10886982173898 | 15MM UNIVERSAL FEMORAL NAIL 400MM-STERILE | Trauma | EA
274.54S | 10886982173911 | 15MM UNIVERSAL FEMORAL NAIL 420MM-STERILE | Trauma | EA
274.55S | 10886982173935 | 15MM UNIVERSAL FEMORAL NAIL 440MM-STERILE | Trauma | EA
274.56S | 10886982173959 | 15MM UNIVERSAL FEMORAL NAIL 460MM-STERILE | Trauma | EA
274.57S | 10886982173973 | 15MM UNIVERSAL FEMORAL NAIL 480MM-STERILE | Trauma | EA
274.58S | 10886982173997 | 15MM UNIVERSAL FEMORAL NAIL 300MM-STERILE | Trauma | EA
274.59S | 10886982174017 | 15MM UNIVERSAL FEMORAL NAIL 320MM-STERILE | Trauma | EA
280.455 | 10886982175496 | DHSÂ®/DCSÂ® LAG SCREW 14.0MM THREAD/55MM | Trauma | EA
280.455S | 10886982175502 | DHSÂ®/DCSÂ® LAG SCREW 14.0MM THREAD/55MM-STERILE | Trauma | EA
280.460 | 10886982175519 | DHSÂ®/DCSÂ® LAG SCREW 14.0MM THREAD/60MM | Trauma | EA
280.460S | 10886982175526 | DHSÂ®/DCSÂ® LAG SCREW 14.0MM THREAD/60MM-STERILE | Trauma | EA
280.465 | 10886982175533 | DHSÂ®/DCSÂ® LAG SCREW 14.0MM THREAD/65MM | Trauma | EA
280.465S | 10886982175540 | DHSÂ®/DCSÂ® LAG SCREW 14.0MM THREAD/65MM-STERILE | Trauma | EA
280.470 | 10886982175557 | DHSÂ®/DCSÂ® LAG SCREW 14.0MM THREAD/70MM | Trauma | EA
280.470S | 10886982175564 | DHSÂ®/DCSÂ® LAG SCREW 14.0MM THREAD/70MM-STERILE | Trauma | EA
280.475 | 10886982175571 | DHSÂ®/DCSÂ® LAG SCREW 14.0MM THREAD/75MM | Trauma | EA
280.475S | 10886982175588 | DHSÂ®/DCSÂ® LAG SCREW 14.0MM THREAD/75MM-STERILE | Trauma | EA
280.480 | 10886982175595 | DHSÂ®/DCSÂ® LAG SCREW 14.0MM THREAD/80MM | Trauma | EA
280.480S | 10886982175601 | DHSÂ®/DCSÂ® LAG SCREW 14.0MM THREAD/80MM-STERILE | Trauma | EA
280.485 | 10886982175618 | DHSÂ®/DCSÂ® LAG SCREW 14.0MM THREAD/85MM | Trauma | EA
280.485S | 10886982175625 | DHSÂ®/DCSÂ® LAG SCREW 14.0MM THREAD/85MM-STERILE | Trauma | EA
280.490 | 10886982175632 | DHSÂ®/DCSÂ® LAG SCREW 14.0MM THREAD/90MM | Trauma | EA
280.490S | 10886982175649 | DHSÂ®/DCSÂ® LAG SCREW 14.0MM THREAD/90MM-STERILE | Trauma | EA
280.495 | 10886982175656 | DHSÂ®/DCSÂ® LAG SCREW 14.0MM THREAD/95MM | Trauma | EA
280.495S | 10886982175663 | DHSÂ®/DCSÂ® LAG SCREW 14.0MM THREAD/95MM-STERILE | Trauma | EA
280.505 | 10886982175717 | DHSÂ®/DCSÂ® LAG SCREW 14.0MM THREAD/105MM | Trauma | EA
280.505S | 10886982175724 | DHSÂ®/DCSÂ® LAG SCREW 14.0MM THREAD/105MM-STERILE | Trauma | EA
280.510 | 10886982175731 | DHSÂ®/DCSÂ® LAG SCREW 14.0MM THREAD/110MM | Trauma | EA
280.510S | 10886982175748 | DHSÂ®/DCSÂ® LAG SCREW 14.0MM THREAD/110MM-STERILE | Trauma | EA
280.515 | 10886982175755 | DHSÂ®/DCSÂ® LAG SCREW 14.0MM THREAD/115MM | Trauma | EA
280.515S | 10886982175762 | DHSÂ®/DCSÂ® LAG SCREW 14.0MM THREAD/115MM-STERILE | Trauma | EA
280.520 | 10886982175779 | DHSÂ®/DCSÂ® LAG SCREW 14.0MM THREAD/120MM | Trauma | EA
280.520S | 10886982175786 | DHSÂ®/DCSÂ® LAG SCREW 14.0MM THREAD/120MM-STERILE | Trauma | EA
280.525 | 10886982175793 | DHSÂ®/DCSÂ® LAG SCREW 14.0MM THREAD/125MM | Trauma | EA
280.525S | 10886982175809 | DHSÂ®/DCSÂ® LAG SCREW 14.0MM THREAD/125MM-STERILE | Trauma | EA
280.530 | 10886982175816 | DHSÂ®/DCSÂ® LAG SCREW 14.0MM THREAD/130MM | Trauma | EA
280.530S | 10886982175823 | DHSÂ®/DCSÂ® LAG SCREW 14.0MM THREAD/130MM-STERILE | Trauma | EA
280.535 | 10886982175830 | DHSÂ®/DCSÂ® LAG SCREW 14.0MM THREAD/135MM | Trauma | EA
280.535S | 10886982175847 | DHSÂ®/DCSÂ® LAG SCREW 14.0MM THREAD/135MM-STERILE | Trauma | EA
280.540 | 10886982175854 | DHSÂ®/DCSÂ® LAG SCREW 14.0MM THREAD/140MM | Trauma | EA
280.540S | 10886982175861 | DHSÂ®/DCSÂ® LAG SCREW 14.0MM THREAD/140MM-STERILE | Trauma | EA
280.545 | 10886982175878 | DHSÂ®/DCSÂ® LAG SCREW 14.0MM THREAD/145MM | Trauma | EA
280.545S | 10886982175885 | DHSÂ®/DCSÂ® LAG SCREW 14.0MM THREAD/145MM-STERILE | Trauma | EA
281.212 | 10886982176820 | 140 DEG DHSÂ® PLATE-STANDARD BARREL 12 HOLES/206MM | Trauma | EA
281.212S | 10886982176837 | 140 DEG DHS PLATE-STD BARREL 12 HOLES/206MM-STERILE | Trauma | EA
281.214 | 10886982176844 | 140 DEG DHSÂ® PLATE-STANDARD BARREL 14 HOLES/238MM | Trauma | EA
281.214S | 10886982176851 | 140 DEG DHS PLATE-STD BARREL 14 HOLES/238MM-STERILE | Trauma | EA
281.216 | 10886982176868 | 140 DEG DHSÂ® PLATE-STANDARD BARREL 16 HOLES/270MM | Trauma | EA
281.216S | 10886982176875 | 140 DEG DHS PLATE-STD BARREL 16 HOLES/270MM-STERILE | Trauma | EA
281.308 | 10886982177001 | 145 DEG DHSÂ® PLATE-STANDARD BARREL 8 HOLES/142MM | Trauma | EA
281.308S | 10886982177018 | 145 DEG DHS PLATE-STD BARREL 8 HOLES/142MM-STERILE | Trauma | EA
281.310 | 10886982177025 | 145 DEG DHSÂ® PLATE-STANDARD BARREL 10 HOLES/174MM | Trauma | EA
281.310S | 10886982177032 | 145 DEG DHS PLATE-STD BARREL 10 HOLES/174MM-STERILE | Trauma | EA
281.312 | 10886982177049 | 145 DEG DHSÂ® PLATE-STANDARD BARREL 12 HOLES/206MM | Trauma | EA
281.312S | 10886982177056 | 145 DEG DHS PLATE-STD BARREL 12 HOLES/206MM-STERILE | Trauma | EA
281.314 | 10886982177063 | 145 DEG DHSÂ® PLATE-STANDARD BARREL 14 HOLES/238MM | Trauma | EA
281.314S | 10886982177070 | 145 DEG DHS PLATE-STD BARREL 14 HOLES/238MM-STERILE | Trauma | EA
281.316 | 10886982177087 | 145 DEG DHSÂ® PLATE-STANDARD BARREL 16 HOLES/270MM | Trauma | EA
281.316S | 10886982177094 | 145 DEG DHS PLATE-STD BARREL 16 HOLES/270MM-STERILE | Trauma | EA
281.414 | 10886982177261 | 150 DEG DHSÂ® PLATE-STANDARD BARREL 14 HOLES/238MM | Trauma | EA
281.414S | 10886982177278 | 150 DEG DHS PLATE-STD BARREL 14 HOLES/238MM-STERILE | Trauma | EA
281.416 | 10886982177285 | 150 DEG DHSÂ® PLATE-STANDARD BARREL 16 HOLES/270MM | Trauma | EA
281.416S | 10886982177292 | 150 DEG DHS PLATE-STD BARREL 16 HOLES/270MM-STERILE | Trauma | EA
281.418 | 10886982177308 | 150 DEG DHSÂ® PLATE-STANDARD BARREL 18 HOLES/302MM | Trauma | EA
281.418S | 10886982177315 | 150 DEG DHS PLATE-STD BARREL 18 HOLES/302MM-STERILE | Trauma | EA
282.50 | 10886982178442 | 95 DEG CONDYLAR PLATE 5 HOLES/50MM/92MM | Trauma | EA
282.50S | 10886982178459 | 95 DEG CONDYLAR PLATE 5 HOLES/50MM/92MM-STERILE | Trauma | EA
282.52 | 10886982178466 | 95 DEG CONDYLAR PLATE 5 HOLES/60MM/92MM | Trauma | EA
282.52S | 10886982178473 | 95 DEG CONDYLAR PLATE 5 HOLES/60MM/92MM-STERILE | Trauma | EA
282.54 | 10886982178480 | 95 DEG CONDYLAR PLATE 5 HOLES/70MM/92MM | Trauma | EA
282.54S | 10886982178497 | 95 DEG CONDYLAR PLATE 5 HOLES/70MM/92MM-STERILE | Trauma | EA
282.58 | 10886982178503 | 95 DEG CONDYLAR PLATE 5 HOLES/40MM/92MM | Trauma | EA
282.58S | 10886982178510 | 95 DEG CONDYLAR PLATE 5 HOLES/40MM/92MM-STERILE | Trauma | EA
282.70 | 10886982179630 | 95 DEG CONDYLAR PLATE 7 HOLES/50MM/124MM | Trauma | EA
282.70S | 10886982179647 | 95 DEG CONDYLAR PLATE 7 HOLES/50MM/124MM-STERILE | Trauma | EA
282.72 | 10886982179654 | 95 DEG CONDYLAR PLATE 7 HOLES/60MM/124MM | Trauma | EA
282.72S | 10886982179661 | 95 DEG CONDYLAR PLATE 7 HOLES/60MM/124MM-STERILE | Trauma | EA
282.74 | 10886982179678 | 95 DEG CONDYLAR PLATE 7 HOLES/70MM/124MM | Trauma | EA
282.74S | 10886982179685 | 95 DEG CONDYLAR PLATE 7 HOLES/70MM/124MM-STERILE | Trauma | EA
282.78 | 10886982179692 | 95 DEG CONDYLAR PLATE 7 HOLES/40MM/124MM | Trauma | EA
282.78S | 10886982179708 | 95 DEG CONDYLAR PLATE 7 HOLES/40MM/124MM-STERILE | Trauma | EA
282.80 | 10886982179715 | BONE STAPLE 20MM X 23MM | Trauma | EA
282.82 | 10886982179722 | BONE STAPLE 24MM X 25MM | Trauma | EA
282.90 | 10886982179739 | 95 DEG CONDYLAR PLATE 9 HOLES/50MM/156MM | Trauma | EA
282.90S | 10886982179746 | 95 DEG CONDYLAR PLATE 9 HOLES/50MM/156MM-STERILE | Trauma | EA
282.92 | 10886982179753 | 95 DEG CONDYLAR PLATE 9 HOLES/60MM/156MM | Trauma | EA
282.92S | 10886982179760 | 95 DEG CONDYLAR PLATE 9 HOLES/60MM/156MM-STERILE | Trauma | EA
282.94 | 10886982179777 | 95 DEG CONDYLAR PLATE 9 HOLES/70MM/156MM | Trauma | EA
282.94S | 10886982179784 | 95 DEG CONDYLAR PLATE 9 HOLES/70MM/156MM-STERILE | Trauma | EA
282.98 | 10886982179791 | 95 DEG CONDYLAR PLATE 9 HOLES/40MM/156MM | Trauma | EA
282.98S | 10886982179807 | 95 DEG CONDYLAR PLATE 9 HOLES/40MM/156MM-STERILE | Trauma | EA
283.40 | 10886982179814 | 130 DEG ANGLED BLADE PLATE 4 HOLES/50MM/60MM | Trauma | EA
283.40S | 10886982179821 | 130 DEG ANGLED BLADE PLATE 4 HOLES/50MM/60MM-STERILE | Trauma | EA
283.42 | 10886982179838 | 130 DEG ANGLED BLADE PLATE 4 HOLES/60MM/60MM | Trauma | EA
283.42S | 10886982179845 | 130 DEG ANGLED BLADE PLATE 4 HOLES/60MM/60MM-STERILE | Trauma | EA
283.44 | 10886982179852 | 130 DEG ANGLED BLADE PLATE 4 HOLES/70MM/60MM | Trauma | EA
283.44S | 10886982179869 | 130 DEG ANGLED BLADE PLATE 4 HOLES/70MM/60MM-STERILE | Trauma | EA
283.46 | 10886982179876 | 130 DEG ANGLED BLADE PLATE 4 HOLES/80MM/60MM | Trauma | EA
283.46S | 10886982179883 | 130 DEG ANGLED BLADE PLATE 4 HOLES/80MM/60MM-STERILE | Trauma | EA
283.60 | 10886982179890 | 130 DEG ANGLED BLADE PLATE 6 HOLES/50MM/104MM | Trauma | EA
283.60S | 10886982179906 | 130 DEG ANGLED BLADE PLATE 6 HOLES/50MM/104MM-STERILE | Trauma | EA
283.62 | 10886982179913 | 130 DEG ANGLED BLADE PLATE 6 HOLES/60MM/104MM | Trauma | EA
283.62S | 10886982179920 | 130 DEG ANGLED BLADE PLATE 6 HOLES/60MM/104MM-STERILE | Trauma | EA
283.64 | 10886982179937 | 130 DEG ANGLED BLADE PLATE 6 HOLES/70MM/104MM | Trauma | EA
283.64S | 10886982179944 | 130 DEG ANGLED BLADE PLATE 6 HOLES/70MM/104MM-STERILE | Trauma | EA
283.66 | 10886982179951 | 130 DEG ANGLED BLADE PLATE 6 HOLES/80MM/104MM | Trauma | EA
283.66S | 10886982179968 | 130 DEG ANGLED BLADE PLATE 6 HOLES/80MM/104MM-STERILE | Trauma | EA
283.90 | 10886982179975 | 130 DEG ANGLED BLADE PLATE 9 HOLES/50MM/152MM | Trauma | EA
283.90S | 10886982179982 | 130 DEG ANGLED BLADE PLATE 9 HOLES/50MM/152MM-STERILE | Trauma | EA
283.92 | 10886982179999 | 130 DEG ANGLED BLADE PLATE 9 HOLES/60MM/152MM | Trauma | EA
283.92S | 10886982180001 | 130 DEG ANGLED BLADE PLATE 9 HOLES/60MM/152MM-STERILE | Trauma | EA
283.94 | 10886982180018 | 130 DEG ANGLED BLADE PLATE 9 HOLES/70MM/152MM | Trauma | EA
283.94S | 10886982180025 | 130 DEG ANGLED BLADE PLATE 9 HOLES/70MM/152MM-STERILE | Trauma | EA
283.96 | 10886982180032 | 130 DEG ANGLED BLADE PLATE 9 HOLES/80MM/152MM | Trauma | EA
283.96S | 10886982180049 | 130 DEG ANGLED BLADE PLATE 9 HOLES/80MM/152MM-STERILE | Trauma | EA
291.01 | 20886982180060 | 1.0MM CERCLAGE WIRE WITH EYE 280MM | Trauma | TP
291.02 | 20886982180084 | 1.25MM CERCLAGE WIRE WITH EYE 280MM | Trauma | TP
291.03 | 20886982180107 | 1.0MM CERCLAGE WIRE WITH EYE 600MM | Trauma | TP
291.04 | 20886982180114 | 1.25MM CERCLAGE WIRE WITH EYE 600MM | Trauma | TP
291.05 | 10886982180124 | 1.0MM CERCLAGE WIRE COILS 10 METERS | Trauma | EA
291.06 | 10886982180131 | 1.25MM CERCLAGE WIRE COILS 10 METERS | Trauma | EA
291.08 | 20886982180145 | 0.8MM CERCLAGE WIRE WITH EYE 280MM | Trauma | TP
291.09 | 10886982180155 | 0.8MM CERCLAGE WIRE COILS 10 METERS | Trauma | EA
291.11 | 20886982180169 | 1.5MM CERCLAGE WIRE WITH EYE 280MM | Trauma | TP
291.12 | 20886982180176 | 1.5MM CERCLAGE WIRE WITH EYE 600MM | Trauma | TP
291.13 | 10886982180186 | 1.5MM CERCLAGE WIRE COILS 10 METERS | Trauma | EA
291.22 | 20886982180190 | 0.4MM PRECUT CERCLAGE WIRE SOFT/150MM | Trauma | TP
291.24 | 20886982180206 | 0.6MM PRECUT CERCLAGE WIRE SOFT/175MM | Trauma | TP
291.26 | 20886982180220 | 0.8MM PRECUT CERCLAGE WIRE SOFT/200MM | Trauma | TP
291.27 | 20886982180244 | 1.0MM PRECUT CERCLAGE WIRE SOFT/250MM | Trauma | TP
291.28 | 20886982180251 | 1.25MM PRECUT CERCLAGE WIRE SOFT/300MM | Trauma | TP
292.06 | 20886982180275 | 0.6MM KIRSCHNER WIRE W/TROCAR POINT 70MM | Trauma | TP
292.08 | 20886982180299 | 0.8MM KIRSCHNER WIRE W/TROCAR POINT 70MM | Trauma | TP
292.10 | 20886982180312 | 1.0MM KIRSCHNER WIRE W/TROCAR POINT 150MM | Trauma | TP
292.11 | 20886982180336 | 1.0MM KIRSCHNER WIRE W/TROCAR POINT 285MM | Trauma | TP
292.12 | 20886982180343 | 1.25MM KIRSCHNER WIRE W/TROCAR POINT 150MM | Trauma | TP
292.13 | 20886982180367 | 1.25MM KIRSCHNER WIRE W/TROCAR POINT 285MM | Trauma | TP
292.16 | 20886982180374 | 1.6MM KIRSCHNER WIRE W/TROCAR POINT 150MM | Trauma | TP
292.18 | 20886982180398 | 1.6MM KIRSCHNER WIRE W/TROCAR POINT 285MM | Trauma | TP
292.20 | 20886982180411 | 2.0MM KIRSCHNER WIRE W/TROCAR POINT 150MM | Trauma | TP
292.21 | 20886982180435 | 2.0MM KIRSCHNER WIRE W/TROCAR POINT 285MM | Trauma | TP
292.25 | 20886982180442 | 2.5MM KIRSCHNER WIRE W/TROCAR POINT 150MM | Trauma | TP
292.26 | 20886982180466 | 2.5MM KIRSCHNER WIRE W/TROCAR POINT 285MM | Trauma | TP
292.30 | 20886982180480 | 3.0MM KIRSCHNER WIRE W/TROCAR POINT 150MM | Trauma | TP
292.31 | 20886982180503 | 3.0MM KIRSCHNER WIRE W/TROCAR POINT 285MM | Trauma | TP
292.38 | 10886982180520 | 1.8MM SPADE-POINT WIRE 350MM | Trauma | EA
292.39 | 10886982180537 | 1.8MM SPADE-POINT REDUCTION WIRE 400MM | Trauma | EA
292.40 | 10886982180544 | 2.0MM SPADE-POINT WIRE 350MM | Trauma | EA
292.41 | 10886982180551 | 2.0MM SPADE-POINT REDUCTION WIRE 400MM | Trauma | EA
292.46 | 20886982180565 | 0.6MM KIRSCHNER WIRE, TROCAR POINTS ON BOTH ENDS 70MM | Trauma | TP
292.48 | 20886982180572 | 0.8MM KIRSCHNER WIRE, TROCAR POINTS ON BOTH ENDS 70MM | Trauma | TP
292.50 | 20886982180589 | 1.0MM KIRSCHNER WIRE, TROCAR POINTS ON BOTH ENDS 150MM | Trauma | TP
292.52 | 20886982180602 | 1.25MM KIRSCHNER WIRE, TROCAR POINTS ON BOTH ENDS 150MM | Trauma | TP
292.56 | 20886982180626 | 1.6MM KIRSCHNER WIRE, TROCAR POINTS ON BOTH ENDS 150MM | Trauma | TP
292.58 | 20886982180640 | 2.0MM KIRSCHNER WIRE, TROCAR POINTS ON BOTH ENDS 150MM | Trauma | TP
292.621 | 10886982180711 | 1.25 THREADED GUIDE WIRE- SPADE POINT ON BOTH ENDS 150MM | Trauma | EA
292.65 | 10886982180742 | 2.0MM THREADED GUIDE WIRE 230MM | Trauma | EA
292.651 | 10886982180759 | 2.0MM THREADED GUIDE WIRE- SPADE POINT ON BOTH ENDS 230MM | Trauma | EA
292.652 | 10886982180766 | 2.0MM NON-COLORED THREADED GUIDE WIRE-SPADE POINT 230MM | Trauma | EA
292.656 | 10886982180797 | 2.0MM NON-THREADED GUIDE WIRE- SPADE POINT ON ONE END 230MM | Trauma | EA
292.68 | 10886982180803 | 2.8MM THREADED GUIDE WIRE- TROCAR POINT 300MM | Trauma | EA
292.69 | 10886982180827 | 3.2MM CALIBRATED GUIDE WIRE 300MM | Trauma | EA
292.71 | 20886982180862 | 1.6MM KIRSCHNER WIRE WITH 5MM THREAD-TROCAR POINT 150MM | Trauma | TP
292.72 | 10886982180889 | 1.6MM THREADED GUIDE WIRE 150MM | Trauma | EA
292.721 | 10886982180896 | 1.6MM THREADED GUIDE WIRE- SPADE POINT ON BOTH ENDS 150MM | Trauma | EA
292.722 | 10886982180902 | 1.6MM NON-COLORED THREADED GUIDE WIRE-SPADE POINT 150MM | Trauma | EA
292.727 | 10886982180919 | 1.6MM NON-THREADED GUIDE WIRE- SPADE POINT ON ONE END 150MM | Trauma | EA
292.73 | 20886982180923 | 1.6MM KIRSCHNER WIRE W/15MM THREAD-TROCAR POINT 150MM | Trauma | TP
292.75 | 20886982180947 | 2.5MM KIRSCHNER WIRE W/15MM THREADED-TROCAR POINT 150MM | Trauma | TP
292.76 | 20886982180961 | 2.5MM KIRSCHNER WIRE W/15MM THREAD-TROCAR POINT 200MM | Trauma | TP
292.79 | 20886982180978 | 2.0MM KIRSCHNER WIRE W/15MM THREAD-TROCAR POINT 150mm | Trauma | TP
292.81 | 10886982180995 | 2.8MM GUIDE WIRE WITH FLUTES 300MM/150MM CALIBRATION | Trauma | EA
293.35 | 10886982181015 | 3.5MM STEINMANN PIN 120MM | Trauma | EA
293.36 | 10886982181022 | 3.5MM STEINMANN PIN 150MM | Trauma | EA
293.40 | 10886982181039 | 4.0MM STEINMANN PIN 150MM | Trauma | EA
293.41 | 10886982181046 | 4.0MM STEINMANN PIN 180MM | Trauma | EA
293.42 | 10886982181053 | 4.0MM STEINMANN PIN 200MM | Trauma | EA
293.44 | 10886982181060 | 4.5MM STEINMANN PIN 120MM | Trauma | EA
293.45 | 10886982181077 | 4.5MM STEINMANN PIN 150MM | Trauma | EA
293.46 | 10886982181084 | 4.5MM STEINMANN PIN 180MM | Trauma | EA
293.47 | 10886982181091 | 4.5MM STEINMANN PIN 200MM | Trauma | EA
293.48 | 10886982181107 | 4.5MM STEINMANN PIN 250MM | Trauma | EA
293.48L | 10886982181114 | 4.5MM STEINMANN PIN 275MM | Trauma | EA
293.48X | 10886982181121 | 4.5MM STEINMANN PIN 300MM | Trauma | EA
293.49 | 10886982181138 | 4.5MM STEINMANN PIN 225MM | Trauma | EA
293.50 | 10886982181145 | 5.0MM STEINMANN PIN 150MM | Trauma | EA
293.51 | 10886982181152 | 5.0MM STEINMANN PIN 180MM | Trauma | EA
293.52 | 10886982181169 | 5.0MM STEINMANN PIN 200MM | Trauma | EA
293.53 | 10886982181176 | 5.0MM STEINMANN PIN 250MM | Trauma | EA
293.54 | 10886982181183 | 5.0MM STEINMANN PIN 300MM | Trauma | EA
293.58 | 10886982181190 | 5.0MM STEINMANN PIN 225MM | Trauma | EA
293.59 | 10886982181206 | 5.0MM STEINMANN PIN 275MM | Trauma | EA
293.62 | 10886982181213 | 4.0MM STEINMANN PIN WITH CENTRAL THREAD 150MM | Trauma | EA
293.63 | 10886982181220 | 4.5MM STEINMANN PIN WITH CENTRAL THREAD 150MM | Trauma | EA
293.67 | 10886982181237 | 4.0MM STEINMANN PIN WITH CENTRAL THREAD 180MM | Trauma | EA
293.68 | 10886982181244 | 4.5MM STEINMANN PIN WITH CENTRAL THREAD 180MM | Trauma | EA
293.69 | 10886982181251 | 5.0MM STEINMANN PIN WITH CENTRAL THREAD 175MM | Trauma | EA
293.72 | 10886982181268 | 4.0MM STEINMANN PIN WITH CENTRAL THREAD 200MM | Trauma | EA
293.73 | 10886982181275 | 4.5MM STEINMANN PIN WITH CENTRAL THREAD 200MM | Trauma | EA
293.74 | 10886982181282 | 5.0MM STEINMANN PIN WITH CENTRAL THREAD 200MM | Trauma | EA
293.78 | 10886982181299 | 4.5MM STEINMANN PIN WITH CENTRAL THREAD 225MM | Trauma | EA
293.83 | 10886982181312 | 4.5MM STEINMANN PIN WITH CENTRAL THREAD 250MM | Trauma | EA
293.88 | 10886982181336 | 4.5MM STEINMANN PIN WITH CENTRAL THREAD 275MM | Trauma | EA
293.93 | 10886982181350 | 4.5MM STEINMANN PIN WITH CENTRAL THREAD 300MM | Trauma | EA
294.30 | 10886982181374 | 4.0MM/3.0MM SCHANZ SCREW 20MM THREAD/80MM | Trauma | EA
294.43 | 10886982181398 | 4.0MM SCHANZ SCREW SPADE POINT 60MM | Trauma | EA
294.44 | 10886982181411 | 4.0MM SCHANZ SCREW SPADE POINT 80MM | Trauma | EA
294.45 | 10886982181435 | 4.0MM SCHANZ SCREW SPADE POINT 100MM | Trauma | EA
294.46 | 10886982181466 | 4.0MM SCHANZ SCREW SPADE POINT 120MM | Trauma | EA
294.48 | 10886982181480 | 4.0MM SCHANZ SCREW SPADE POINT 150MM | Trauma | EA
294.52 | 10886982181497 | 5.0MM SCHANZ SCREW BLUNTED TROCAR POINT 100MM | Trauma | EA
294.53 | 10886982181510 | 5.0MM SCHANZ SCREW BLUNTED TROCAR POINT 125MM | Trauma | EA
294.54 | 10886982181534 | 5.0MM SCHANZ SCREW BLUNTED TROCAR POINT 150MM | Trauma | EA
294.55 | 10886982181558 | 5.0MM SCHANZ SCREW BLUNTED TROCAR POINT 170MM | Trauma | EA
294.56 | 10886982181572 | 5.0MM SCHANZ SCREW BLUNTED TROCAR POINT 200MM | Trauma | EA
294.57 | 10886982181596 | 5.0MM SCHANZ SCREW BLUNTED TROCAR POINT 250MM | Trauma | EA
294.65 | 10886982181619 | 6.0MM SCHANZ SCREW SPADE POINT 100MM | Trauma | EA
294.66 | 10886982181626 | 6.0MM SCHANZ SCREW SPADE POINT 130MM | Trauma | EA
294.67 | 10886982181633 | 6.0MM SCHANZ SCREW SPADE POINT 160MM | Trauma | EA
294.68 | 10886982181657 | 6.0MM SCHANZ SCREW SPADE POINT 190MM | Trauma | EA
294.71 | 10886982181671 | 4.5MM SCHANZ SCREW BLUNTED TROCAR POINT 80MM | Trauma | EA
294.72 | 10886982181688 | 4.5MM SCHANZ SCREW BLUNTED TROCAR POINT 100MM | Trauma | EA
294.73 | 10886982181695 | 4.5MM SCHANZ SCREW BLUNTED TROCAR POINT 125MM | Trauma | EA
294.74 | 10886982181718 | 4.5MM SCHANZ SCREW BLUNTED TROCAR POINT 150MM | Trauma | EA
294.75 | 10886982181732 | 4.5MM SCHANZ SCREW BLUNTED TROCAR POINT 175MM | Trauma | EA
294.76 | 10886982181756 | 4.5MM SCHANZ SCREW BLUNTED TROCAR POINT 200MM | Trauma | EA
245.26 | 10886982169938 | 2.7MM RECONSTRUCTION PLATE 18 HOLES/144MM | Trauma | EA
245.27 | 10886982169952 | 2.7MM RECONSTRUCTION PLATE 20 HOLES/160MM | Trauma | EA
245.28 | 10886982169976 | 2.7MM RECONSTRUCTION PLATE 22 HOLES/176MM | Trauma | EA
245.29 | 10886982169990 | 2.7MM RECONSTRUCTION PLATE 24 HOLES/192MM | Trauma | EA
408.830 | 10886982209641 | 7.3MM TI CANNULATED SCREW 16MM THREAD/30MM | Trauma | EA
408.835 | 10886982209658 | 7.3MM TI CANNULATED SCREW 16MM THREAD/35MM | Trauma | EA
408.840 | 10886982209665 | 7.3MM TI CANNULATED SCREW 16MM THREAD/40MM | Trauma | EA
408.845 | 10886982209672 | 7.3MM TI CANNULATED SCREW 16MM THREAD/45MM | Trauma | EA
408.850 | 10886982209689 | 7.3MM TI CANNULATED SCREW 16MM THREAD/50MM | Trauma | EA
408.855 | 10886982209696 | 7.3MM TI CANNULATED SCREW 16MM THREAD/55MM | Trauma | EA
408.860 | 10886982209702 | 7.3MM TI CANNULATED SCREW 16MM THREAD/60MM | Trauma | EA
408.865 | 10886982209719 | 7.3MM TI CANNULATED SCREW 16MM THREAD/65MM | Trauma | EA
408.870 | 10886982209726 | 7.3MM TI CANNULATED SCREW 16MM THREAD/70MM | Trauma | EA
408.875 | 10886982209733 | 7.3MM TI CANNULATED SCREW 16MM THREAD/75MM | Trauma | EA
408.880 | 10886982209740 | 7.3MM TI CANNULATED SCREW 16MM THREAD/80MM | Trauma | EA
408.885 | 10886982209757 | 7.3MM TI CANNULATED SCREW 16MM THREAD/85MM | Trauma | EA
408.890 | 10886982209764 | 7.3MM TI CANNULATED SCREW 16MM THREAD/90MM | Trauma | EA
408.895 | 10886982209771 | 7.3MM TI CANNULATED SCREW 16MM THREAD/95MM | Trauma | EA
408.900 | 10886982209788 | 7.3MM TI CANNULATED SCREW 16MM THREAD/100MM | Trauma | EA
408.905 | 10886982209795 | 7.3MM TI CANNULATED SCREW 16MM THREAD/105MM | Trauma | EA
408.910 | 10886982209801 | 7.3MM TI CANNULATED SCREW 16MM THREAD/110MM | Trauma | EA
408.915 | 10886982209818 | 7.3MM TI CANNULATED SCREW 16MM THREAD/115MM | Trauma | EA
408.920 | 10886982209825 | 7.3MM TI CANNULATED SCREW 16MM THREAD/120MM | Trauma | EA
408.925 | 10886982209832 | 7.3MM TI CANNULATED SCREW 16MM THREAD/125MM | Trauma | EA
408.930 | 10886982209849 | 7.3MM TI CANNULATED SCREW 16MM THREAD/130MM | Trauma | EA
408.935 | 10886982209856 | 7.3MM TI CANNULATED SCREW 16MM THREAD/135MM | Trauma | EA
408.940 | 10886982209863 | 7.3MM TI CANNULATED SCREW 16MM THREAD/140MM | Trauma | EA
408.945 | 10886982209870 | 7.3MM TI CANNULATED SCREW 16MM THREAD/145MM | Trauma | EA
408.950 | 10886982209887 | 7.3MM TI CANNULATED SCREW 16MM THREAD/150MM | Trauma | EA
409.845 | 10886982210128 | 7.3MM TI CANNULATED SCREW 32MM THREAD/45MM | Trauma | EA
409.850 | 10886982210135 | 7.3MM TI CANNULATED SCREW 32MM THREAD/50MM | Trauma | EA
409.855 | 10886982210142 | 7.3MM TI CANNULATED SCREW 32MM THREAD/55MM | Trauma | EA
409.860 | 10886982210159 | 7.3MM TI CANNULATED SCREW 32MM THREAD/60MM | Trauma | EA
409.865 | 10886982210166 | 7.3MM TI CANNULATED SCREW 32MM THREAD/65MM | Trauma | EA
409.870 | 10886982210173 | 7.3MM TI CANNULATED SCREW 32MM THREAD/70MM | Trauma | EA
409.875 | 10886982210180 | 7.3MM TI CANNULATED SCREW 32MM THREAD/75MM | Trauma | EA
409.880 | 10886982210197 | 7.3MM TI CANNULATED SCREW 32MM THREAD/80MM | Trauma | EA
409.885 | 10886982210203 | 7.3MM TI CANNULATED SCREW 32MM THREAD/85MM | Trauma | EA
409.890 | 10886982210210 | 7.3MM TI CANNULATED SCREW 32MM THREAD/90MM | Trauma | EA
409.895 | 10886982210227 | 7.3MM TI CANNULATED SCREW 32MM THREAD/95MM | Trauma | EA
409.905 | 10886982210241 | 7.3MM TI CANNULATED SCREW 32MM THREAD/105MM | Trauma | EA
409.910 | 10886982210258 | 7.3MM TI CANNULATED SCREW 32MM THREAD/110MM | Trauma | EA
409.915 | 10886982210265 | 7.3MM TI CANNULATED SCREW 32MM THREAD/115MM | Trauma | EA
409.920 | 10886982210272 | 7.3MM TI CANNULATED SCREW 32MM THREAD/120MM | Trauma | EA
409.925 | 10886982210289 | 7.3MM TI CANNULATED SCREW 32MM THREAD/125MM | Trauma | EA
409.930 | 10886982210296 | 7.3MM TI CANNULATED SCREW 32MM THREAD/130MM | Trauma | EA
409.935 | 10886982210302 | 7.3MM TI CANNULATED SCREW 32MM THREAD/135MM | Trauma | EA
409.940 | 10886982210319 | 7.3MM TI CANNULATED SCREW 32MM THREAD/140MM | Trauma | EA
409.945 | 10886982210326 | 7.3MM TI CANNULATED SCREW 32MM THREAD/145MM | Trauma | EA
409.950 | 10886982210333 | 7.3MM TI CANNULATED SCREW 32MM THREAD/150MM | Trauma | EA
409.900 | 10886982210234 | 7.3MM TI CANNULATED SCREW 32MM THREAD/100MM | Trauma | EA
393.721 | 10886982199287 | FULL RING 205MM ID | Trauma | EA
393.722 | 10886982199294 | 3/4 RING 205MM ID | Trauma | EA
409.620 | 10886982209894 | 7.3MM TI CANNULATED SCREW FULLY THREADED/20MM | Trauma | EA
209.620 | 10886982150714 | 7.3MM CANNULATED SCREW FULLY THREADED/20MM | Trauma | EA
409.625 | 10886982209900 | 7.3MM TI CANNULATED SCREW FULLY THREADED/25MM | Trauma | EA
409.630 | 10886982209917 | 7.3MM TI CANNULATED SCREW FULLY THREADED/30MM | Trauma | EA
409.635 | 10886982209924 | 7.3MM TI CANNULATED SCREW FULLY THREADED/35MM | Trauma | EA
409.640 | 10886982209931 | 7.3MM TI CANNULATED SCREW FULLY THREADED/40MM | Trauma | EA
409.645 | 10886982209948 | 7.3MM TI CANNULATED SCREW FULLY THREADED/45MM | Trauma | EA
409.650 | 10886982209955 | 7.3MM TI CANNULATED SCREW FULLY THREADED/50MM | Trauma | EA
409.655 | 10886982209962 | 7.3MM TI CANNULATED SCREW FULLY THREADED/55MM | Trauma | EA
409.660 | 10886982209979 | 7.3MM TI CANNULATED SCREW FULLY THREADED/60MM | Trauma | EA
409.665 | 10886982209986 | 7.3MM TI CANNULATED SCREW FULLY THREADED/65MM | Trauma | EA
409.670 | 10886982209993 | 7.3MM TI CANNULATED SCREW FULLY THREADED/70MM | Trauma | EA
409.675 | 10886982210005 | 7.3MM TI CANNULATED SCREW FULLY THREADED/75MM | Trauma | EA
409.680 | 10886982210012 | 7.3MM TI CANNULATED SCREW FULLY THREADED/80MM | Trauma | EA
409.685 | 10886982210029 | 7.3MM TI CANNULATED SCREW FULLY THREADED/85MM | Trauma | EA
409.690 | 10886982210036 | 7.3MM TI CANNULATED SCREW FULLY THREADED/90MM | Trauma | EA
409.695 | 10886982210043 | 7.3MM TI CANNULATED SCREW FULLY THREADED/95MM | Trauma | EA
409.700 | 10886982210050 | 7.3MM TI CANNULATED SCREW FULLY THREADED/100MM | Trauma | EA
409.705 | 10886982210067 | 7.3MM TI CANNULATED SCREW FULLY THREADED/105MM | Trauma | EA
409.710 | 10886982210074 | 7.3MM TI CANNULATED SCREW FULLY THREADED/110MM | Trauma | EA
409.715 | 10886982210081 | 7.3MM TI CANNULATED SCREW FULLY THREADED/115MM | Trauma | EA
409.720 | 10886982210098 | 7.3MM TI CANNULATED SCREW FULLY THREADED/120MM | Trauma | EA
409.725 | 10886982210104 | 7.3MM TI CANNULATED SCREW FULLY THREADED/125MM | Trauma | EA
409.730 | 10886982210111 | 7.3MM TI CANNULATED SCREW FULLY THREADED/130MM | Trauma | EA
209.625 | 10886982150721 | 7.3MM CANNULATED SCREW FULLY THREADED/25MM | Trauma | EA
209.630 | 10886982150738 | 7.3MM CANNULATED SCREW FULLY THREADED/30MM | Trauma | EA
209.635 | 10886982150745 | 7.3MM CANNULATED SCREW FULLY THREADED/35MM | Trauma | EA
209.640 | 10886982150752 | 7.3MM CANNULATED SCREW FULLY THREADED/40MM | Trauma | EA
209.645 | 10886982150769 | 7.3MM CANNULATED SCREW FULLY THREADED/45MM | Trauma | EA
209.650 | 10886982150776 | 7.3MM CANNULATED SCREW FULLY THREADED/50MM | Trauma | EA
209.655 | 10886982150783 | 7.3MM CANNULATED SCREW FULLY THREADED/55MM | Trauma | EA
209.660 | 10886982150790 | 7.3MM CANNULATED SCREW FULLY THREADED/60MM | Trauma | EA
209.665 | 10886982150806 | 7.3MM CANNULATED SCREW FULLY THREADED/65MM | Trauma | EA
209.670 | 10886982150813 | 7.3MM CANNULATED SCREW FULLY THREADED/70MM | Trauma | EA
209.675 | 10886982150820 | 7.3MM CANNULATED SCREW FULLY THREADED/75MM | Trauma | EA
209.680 | 10886982150837 | 7.3MM CANNULATED SCREW FULLY THREADED/80MM | Trauma | EA
209.685 | 10886982150844 | 7.3MM CANNULATED SCREW FULLY THREADED/85MM | Trauma | EA
209.690 | 10886982150851 | 7.3MM CANNULATED SCREW FULLY THREADED/90MM | Trauma | EA
209.695 | 10886982150868 | 7.3MM CANNULATED SCREW FULLY THREADED/95MM | Trauma | EA
209.700 | 10886982150875 | 7.3MM CANNULATED SCREW FULLY THREADED/100MM | Trauma | EA
209.705 | 10886982150882 | 7.3MM CANNULATED SCREW FULLY THREADED/105MM | Trauma | EA
209.710 | 10886982150899 | 7.3MM CANNULATED SCREW FULLY THREADED/110MM | Trauma | EA
209.715 | 10886982150905 | 7.3MM CANNULATED SCREW FULLY THREADED/115MM | Trauma | EA
209.720 | 10886982150912 | 7.3MM CANNULATED SCREW FULLY THREADED/120MM | Trauma | EA
209.725 | 10886982150929 | 7.3MM CANNULATED SCREW FULLY THREADED/125MM | Trauma | EA
209.730 | 10886982150936 | 7.3MM CANNULATED SCREW FULLY THREADED/130MM | Trauma | EA
394.071 | 10886982199539 | MINI LENGTHENING APPARATUS 110MM | Trauma | EA
394.08 | 10886982199560 | MINI LENGTHENING APPARATUS 160MM | Trauma | EA
235.601 | 10886982160034 | 100 DEG ADOLESCENT OSTEOTOMY PLATE 50MM/10MM | Trauma | EA
235.681 | 10886982160072 | 100 DEG ADOLESCENT OSTEOTOMY PLATE 40MM/10MM | Trauma | EA
235.701 | 10886982160119 | 100 DEG ADOLESCENT OSTEOTOMY PLATE 50MM/15MM | Trauma | EA
235.781 | 10886982160195 | 100 DEG ADOLESCENT OSTEOTOMY PLATE 40MM/15MM | Trauma | EA
357.095 | 10886982195784 | CONNECTING SCREW FOR TI DISTAL FEMORAL NAILS | Trauma | EA
357.113 | 10886982195852 | LOCKING BOLT MEASURING DEVICE FOR FEMORAL NAILS 16MM-100MM | Trauma | EA
357.112 | 10886982195845 | INSERTION HANDLE FOR DISTAL FEMORAL NAILS | Trauma | EA
357.111 | 10886982195838 | RADIOGRAPHIC RULER FOR DISTAL FEMORAL NAILS | Trauma | EA
357.099 | 10886982195821 | 5.0MM THREE-FLUTED DRILL BIT QC/330MM /100MM CALIB | Trauma | EA
357.098 | 10886982195814 | 5.0MM TROCAR | Trauma | EA
357.097 | 10886982195807 | 8.0MM/5.0MM DRILL SLEEVE | Trauma | EA
357.096 | 10886982195791 | AIMING ARM FOR 6.0MM TI LOCKING SCREWS | Trauma | EA
450.782 | 10886982224859 | 10MM TI CANNULATED DISTAL FEMORAL NAIL 200MM | Trauma | EA
450.789 | 10886982224996 | 10MM TI CANNULATED DISTAL FEMORAL NAIL 380MM | Trauma | EA
292.653 | 10886982180773 | 2.0MM THREADED GUIDE WIRE 330MM | Trauma | EA
450.861 | 10886982226112 | 6.0MM TI LOCKING SCREW 45MM- FOR DISTAL FEMORAL NAILS | Trauma | EA
450.862 | 10886982226136 | 6.0MM TI LOCKING SCREW 50MM- FOR DISTAL FEMORAL NAILS | Trauma | EA
450.863 | 10886982226150 | 6.0MM TI LOCKING SCREW 55MM- FOR DISTAL FEMORAL NAILS | Trauma | EA
450.864 | 10886982226174 | 6.0MM TI LOCKING SCREW 60MM- FOR DISTAL FEMORAL NAILS | Trauma | EA
450.865 | 10886982226198 | 6.0MM TI LOCKING SCREW 65MM- FOR DISTAL FEMORAL NAILS | Trauma | EA
450.866 | 10886982226211 | 6.0MM TI LOCKING SCREW 70MM- FOR DISTAL FEMORAL NAILS | Trauma | EA
450.867 | 10886982226235 | 6.0MM TI LOCKING SCREW 75MM- FOR DISTAL FEMORAL NAILS | Trauma | EA
450.868 | 10886982226259 | 6.0MM TI LOCKING SCREW 80MM- FOR DISTAL FEMORAL NAILS | Trauma | EA
450.869 | 10886982226273 | 6.0MM TI LOCKING SCREW 85MM- FOR DISTAL FEMORAL NAILS | Trauma | EA
450.870 | 10886982226297 | 6.0MM TI LOCKING SCREW 90MM- FOR DISTAL FEMORAL NAILS | Trauma | EA
450.871 | 10886982226310 | 6.0MM TI LOCKING SCREW 95MM- FOR DISTAL FEMORAL NAILS | Trauma | EA
450.872 | 10886982226334 | 6.0MM TI LOCKING SCREW 100MM- FOR DISTAL FEMORAL NAILS | Trauma | EA
450.896 | 10886982226419 | TI END CAP FOR TI DISTAL FEMORAL NAIL | Trauma | EA
450.701S | 10886982224521 | 9MM TI SOLID DISTAL FEMORAL NAIL 160MM-STERILE | Trauma | EA
450.702S | 10886982224545 | 9MM TI SOLID DISTAL FEMORAL NAIL 200MM-STERILE | Trauma | EA
450.703S | 10886982224569 | 9MM TI SOLID DISTAL FEMORAL NAIL 240MM-STERILE | Trauma | EA
450.705S | 10886982224606 | 9MM TI SOLID DISTAL FEMORAL NAIL 300MM-STERILE | Trauma | EA
450.708S | 10886982224668 | 9MM TI SOLID DISTAL FEMORAL NAIL 360MM-STERILE | Trauma | EA
450.712S | 10886982224743 | 9MM TI SOLID DISTAL FEMORAL NAIL 440MM-STERILE | Trauma | EA
450.713S | 10886982224767 | 9MM TI SOLID DISTAL FEMORAL NAIL 460MM-STERILE | Trauma | EA
450.782S | 10886982224866 | 10MM TI CANN DISTAL FEMORAL NAIL 200MM-STERILE | Trauma | EA
450.783S | 10886982224880 | 10MM TI CANN DISTAL FEMORAL NAIL 240MM-STERILE | Trauma | EA
450.784S | 10886982224903 | 10MM TI CANN DISTAL FEMORAL NAIL 280MM-STERILE | Trauma | EA
450.785S | 10886982224927 | 10MM TI CANN DISTAL FEMORAL NAIL 300MM-STERILE | Trauma | EA
450.786S | 10886982224941 | 10MM TI CANN DISTAL FEMORAL NAIL 320MM-STERILE | Trauma | EA
450.787S | 10886982224965 | 10MM TI CANN DISTAL FEMORAL NAIL 340MM-STERILE | Trauma | EA
450.788S | 10886982224989 | 10MM TI CANN DISTAL FEMORAL NAIL 360MM-STERILE | Trauma | EA
450.789S | 10886982225009 | 10MM TI CANN DISTAL FEMORAL NAIL 380MM-STERILE | Trauma | EA
450.790S | 10886982225023 | 10MM TI CANN DISTAL FEMORAL NAIL 400MM-STERILE | Trauma | EA
450.791S | 10886982225047 | 10MM TI CANN DISTAL FEMORAL NAIL 420MM-STERILE | Trauma | EA
450.804S | 10886982225221 | 11MM TI CANN DISTAL FEMORAL NAIL 280MM-STERILE | Trauma | EA
450.824S | 10886982225542 | 12MM TI CANN DISTAL FEMORAL NAIL 280MM-STERILE | Trauma | EA
450.826S | 10886982225580 | 12MM TI CANN DISTAL FEMORAL NAIL 320MM-STERILE | Trauma | EA
450.827S | 10886982225603 | 12MM TI CANN DISTAL FEMORAL NAIL 340MM-STERILE | Trauma | EA
450.828S | 10886982225627 | 12MM TI CANN DISTAL FEMORAL NAIL 360MM-STERILE | Trauma | EA
450.808S | 10886982225306 | 11MM TI CANN DISTAL FEMORAL NAIL 360MM-STERILE | Trauma | EA
450.809S | 10886982225320 | 11MM TI CANN DISTAL FEMORAL NAIL 380MM-STERILE | Trauma | EA
450.829S | 10886982225641 | 12MM TI CANN DISTAL FEMORAL NAIL 380MM-STERILE | Trauma | EA
450.830S | 10886982225665 | 12MM TI CANN DISTAL FEMORAL NAIL 400MM-STERILE | Trauma | EA
450.831S | 10886982225689 | 12MM TI CANN DISTAL FEMORAL NAIL 420MM-STERILE | Trauma | EA
450.861S | 10886982226129 | 6.0MM TI LOCKING SCREW 45MM- F/DISTAL FEMORAL NAILS-STERILE | Trauma | EA
450.862S | 10886982226143 | 6.0MM TI LOCKING SCREW 50MM- F/DISTAL FEMORAL NAILS-STERILE | Trauma | EA
450.844S | 10886982225863 | 13MM TI CANN DISTAL FEMORAL NAIL 280MM-STERILE | Trauma | EA
450.864S | 10886982226181 | 6.0MM TI LOCKING SCREW 60MM- F/DISTAL FEMORAL NAILS-STERILE | Trauma | EA
450.865S | 10886982226204 | 6.0MM TI LOCKING SCREW 65MM- F/DISTAL FEMORAL NAILS-STERILE | Trauma | EA
450.867S | 10886982226242 | 6.0MM TI LOCKING SCREW 75MM- F/DISTAL FEMORAL NAILS-STERILE | Trauma | EA
450.868S | 10886982226266 | 6.0MM TI LOCKING SCREW 80MM- F/DISTAL FEMORAL NAILS-STERILE | Trauma | EA
450.869S | 10886982226280 | 6.0MM TI LOCKING SCREW 85MM- F/DISTAL FEMORAL NAILS-STERILE | Trauma | EA
450.870S | 10886982226303 | 6.0MM TI LOCKING SCREW 90MM- F/DISTAL FEMORAL NAILS-STERILE | Trauma | EA
450.871S | 10886982226327 | 6.0MM TI LOCKING SCREW 95MM- F/DISTAL FEMORAL NAILS-STERILE | Trauma | EA
450.872S | 10886982226341 | 6.0MM TI LOCKING SCREW 100MM- F/DISTAL FEMORAL NAILS-STERILE | Trauma | EA
450.866S | 10886982226228 | 6.0MM TI LOCKING SCREW 70MM- F/DISTAL FEMORAL NAILS-STERILE | Trauma | EA
450.846S | 10886982225900 | 13MM TI CANN DISTAL FEMORAL NAIL 320MM-STERILE | Trauma | EA
450.848S | 10886982225948 | 13MM TI CANN DISTAL FEMORAL NAIL 360MM-STERILE | Trauma | EA
450.851S | 10886982226006 | 13MM TI CANN DISTAL FEMORAL NAIL 420MM-STERILE | Trauma | EA
304.545 | 10886982184252 | TI DISTAL FEMORAL NAIL INSERT & LOCKING SET GRAPHIC CASE | Trauma | EA
304.546 | 10886982184276 | TI DISTAL FEMORAL NAIL ACCESSORY IMPLANT TRAY | Trauma | EA
D14 | 10886982000446 | PIN HOLDER | Trauma | EA
D16 | 10886982000453 | HEX NUT/WASHER ASSEMBLY | Trauma | EA
D24 | 10886982000460 | HEX SCREW FOR BRACKET | Trauma | EA
D25 | 10886982000477 | SCREW KNOB | Trauma | EA
355.722 | 10886982195180 | 8.0MM/3.2MM DRILL SLEEVE 110MM | Trauma | EA
304.545A | 10886982184269 | TI DISTAL NAIL GRAPHIC CASE ASSEMBLY | Trauma | EA
239.20S | 10886982162342 | 90 DEG ADULT OSTEOTOMY PLATE 50MM/10MM-STERILE | Trauma | EA
239.21S | 10886982162366 | 90 DEG ADULT OSTEOTOMY PLATE 55MM/10MM-STERILE | Trauma | EA
239.22S | 10886982162380 | 90 DEG ADULT OSTEOTOMY PLATE 60MM/10MM-STERILE | Trauma | EA
239.23S | 10886982162403 | 90 DEG ADULT OSTEOTOMY PLATE 65MM/10MM-STERILE | Trauma | EA
239.24S | 10886982162427 | 90 DEG ADULT OSTEOTOMY PLATE 70MM/10MM-STERILE | Trauma | EA
239.30S | 10886982162465 | 100 DEG ADULT OSTEOTOMY PLATE 50MM/10MM-STERILE | Trauma | EA
239.60S | 10886982162625 | 90 DEG ADULT OSTEOTOMY PLATE 50MM/20MM-STERILE | Trauma | EA
239.64S | 10886982162663 | 90 DEG ADULT OSTEOTOMY PLATE 70MM/20MM-STERILE | Trauma | EA
239.71S | 10886982162700 | 90 DEG ADULT OSTEOTOMY PLATE 55MM/15MM-STERILE | Trauma | EA
239.73S | 10886982162748 | 90 DEG ADULT OSTEOTOMY PLATE 65MM/15MM-STERILE | Trauma | EA
239.74S | 10886982162762 | 90 DEG ADULT OSTEOTOMY PLATE 70MM/15MM-STERILE | Trauma | EA
239.78S | 10886982162786 | 90 DEG ADULT OSTEOTOMY PLATE 40MM/15MM-STERILE | Trauma | EA
204.042 | 10886982145499 | 3.5MM CORTEX SCREW 42MM | Trauma | EA
204.044 | 10886982145505 | 3.5MM CORTEX SCREW 44MM | Trauma | EA
204.046 | 10886982145529 | 3.5MM CORTEX SCREW 46MM | Trauma | EA
204.048 | 10886982145536 | 3.5MM CORTEX SCREW 48MM | Trauma | EA
237.40S | 10886982161222 | 95 DEG CONDYLAR PLATE 14 HOLES/50MM/235MM-STERILE | Trauma | EA
316.114.96S | 10886982189486 | 0.76MM DRILL BIT/STRYKER J-LATCH/14MM STOP/44.5MM-STER | Trauma | EA
245.20S | 10886982169808 | 2.7MM RECONSTRUCTION PLATE 6 HOLES/48MM-STERILE | Trauma | EA
245.21S | 10886982169839 | 2.7MM RECONSTRUCTION PLATE 8 HOLES/64MM-STERILE | Trauma | EA
245.22S | 10886982169853 | 2.7MM RECONSTRUCTION PLATE 10 HOLES/80MM-STERILE | Trauma | EA
245.23S | 10886982169884 | 2.7MM RECONSTRUCTION PLATE 12 HOLES/96MM-STERILE | Trauma | EA
245.24S | 10886982169907 | 2.7MM RECONSTRUCTION PLATE 14 HOLES/112MM-STERILE | Trauma | EA
245.25S | 10886982169921 | 2.7MM RECONSTRUCTION PLATE 16 HOLES/128MM-STERILE | Trauma | EA
245.26S | 10886982169945 | 2.7MM RECONSTRUCTION PLATE 18 HOLES/144MM-STERILE | Trauma | EA
245.27S | 10886982169969 | 2.7MM RECONSTRUCTION PLATE 20 HOLES/160MM-STERILE | Trauma | EA
245.28S | 10886982169983 | 2.7MM RECONSTRUCTION PLATE 22 HOLES/176MM-STERILE | Trauma | EA
245.29S | 10886982170002 | 2.7MM RECONSTRUCTION PLATE 24 HOLES/192MM-STERILE | Trauma | EA
393.647LBL | 10886982199232 | LARGE EX-FIX GRAPHIC CASE LABELS FOR COMBINATION CLAMP | Trauma | EA
332.015 | 10886982192448 | 3.5MM 90 DEG CANN LC-ANGLED BLADE PLATE DRILL GUIDE | Trauma | EA
332.017 | 10886982192462 | BENDING TEMPLATE 4H F/3.5MM 90 DEG CANN LC-ANGLED BLD PL | Trauma | EA
332.018 | 10886982192479 | BENDING TEMPLATE 6H F/3.5MM 90 DEG CANN LC-ANGLED BLD PL | Trauma | EA
332.019 | 10886982192486 | BENDING TEMPLATE 10H F/3.5MM 90 DEG CANN LC-ANGLED BLD PL | Trauma | EA
6501 | 10886982251206 | AO ASIF SMALL ANIMAL PREOPERATIVE PLANNER | Trauma | EA
6502 | 10886982251213 | AO ASIF LARGE ANIMAL PREOPERATIVE PLANNER | Trauma | EA
305.079 | 10886982184528 | 3.5MM 90 DEG CANN LC-ANGLED BLADE PLATE INSTRUMENT TRAY | Trauma | EA
399.081 | 10886982202277 | BONE HOLDING FORCEPS-SOFT RATCHET F/PLATES TO 7MM WIDE | Trauma | EA
399.083 | 10886982202284 | BONE SPREADER WITH 5.5MM BLADE SMALL HANDLE-SOFT RATCHET | Trauma | EA
399.085 | 10886982202291 | PATELLA FORCEPS-SOFT RATCHET | Trauma | EA
399.092 | 10886982202321 | REDUCTION FORCEPS WITH POINTS MEDIUM HANDLE-SOFT RATCHET | Trauma | EA
399.097 | 10886982202338 | BONE SPREADER WITH 8MM BLADE MEDIUM HANDLE-SOFT RATCHET | Trauma | EA
399.098 | 10886982202345 | REDUCTION FORCEPS W/SERRATED JAW-MEDIUM HANDLE-SOFT RATCHET | Trauma | EA
399.123 | 10886982202383 | BONE HOLDING FORCEPS-SOFT RATCHET F/PLATES TO 22MM WIDE | Trauma | EA
399.121 | 10886982202369 | BONE HOLDING FORCEPS-SOFT RATCHET F/PLATES TO 14MM WIDE | Trauma | EA
399.122 | 10886982202376 | BONE HOLDING FORCEPS-SOFT RATCHET F/PLATES TO 19MM WIDE | Trauma | EA
399.125 | 10886982202406 | BONE SPREADER WITH 12MM BLADE LARGE HANDLE-SOFT RATCHET | Trauma | EA
391.108 | 10886982198167 | LARGE CABLE PASSER- 45 DEG ANGLE | Trauma | EA
391.105 | 10886982198136 | MEDIUM CABLE PASSER | Trauma | EA
391.107 | 10886982198150 | LARGE CABLE PASSER | Trauma | EA
391.106 | 10886982198143 | MEDIUM CABLE PASSER- 45 DEG ANGLE | Trauma | EA
391.201 | 10886982198204 | CABLE TENSIONER | Trauma | EA
391.883 | 10886982198358 | ATTACHMENT BIT | Trauma | EA
391.882 | 10886982198341 | CABLE CRIMPER | Trauma | EA
391.906 | 10886982198402 | CABLE CUTTER-LARGE | Trauma | EA
391.905 | 10886982198396 | CABLE CUTTER-STANDARD | Trauma | EA
391.884 | 10886982198365 | PROVISIONAL TENSIONING DEVICE | Trauma | EA
498.806S | 10886982236975 | TI TROCHANTERIC REATTACHMENT DEVICE W/CABLES/STANDARD-STER | Trauma | EA
498.805 | 20886982236965 | TI CERCLAGE BUTTON 4.5MM | Trauma | P5
498.804 | 20886982236958 | TI CERCLAGE BUTTON 3.5MM | Trauma | P5
498.803S | 10886982236944 | 4.5MM TI THREADED CERCLAGE POSITIONING PIN-STERILE | Trauma | EA
298.801.10S | 20886982182521 | 1.7MM CABLE WITH CRIMP 750MM-STERILE | Trauma | TP
298.805 | 20886982182545 | CERCLAGE BUTTON 4.5MM | Trauma | P5
498.800.01S | 10886982236920 | 1.0MM TI CABLE WITH CRIMP 750MM-STERILE | Trauma | EA
298.800.01S | 10886982182494 | 1.0MM CABLE WITH CRIMP 750MM-STERILE | Trauma | EA
298.801.01S | 10886982182500 | 1.7MM CABLE WITH CRIMP 750MM-STERILE | Trauma | EA
243.588 | 10886982169204 | 2.0MM LC-DCPÂ® PLATE 8 HOLES/51MM | Trauma | EA
243.584 | 10886982169167 | 2.0MM LC-DCPÂ® PLATE 4 HOLES/27MM | Trauma | EA
202.842 | 10886982144874 | 2.7MM CORTEX SCREW SELF-TAPPING 42MM | Trauma | EA
202.844 | 10886982144881 | 2.7MM CORTEX SCREW SELF-TAPPING 44MM | Trauma | EA
202.846 | 10886982144904 | 2.7MM CORTEX SCREW SELF-TAPPING 46MM | Trauma | EA
312.401 | 10886982187741 | 4.0MM/2.9MM DOUBLE DRILL SLEEVE | Trauma | EA
202.848 | 10886982144911 | 2.7MM CORTEX SCREW SELF-TAPPING 48MM | Trauma | EA
310.229 | 10886982186256 | 2.9MM DRILL BIT/QC/150MM | Trauma | EA
304.388 | 10886982183712 | SUPPLEMENTAL SCREW RACK W/LID FOR 2.7/3.0/3.5/4.0MM SCREWS | Trauma | EA
690.316 | 10886982252180 | SMALL FRAGMENT INSTR/IMPLANT SET-LC-DCPÂ® GRAPHIC CASE | Trauma | EA
690.317 | 10886982252227 | SM FRAG INSTR/IMPLANT SET-- LC-DCPÂ® CASE F/SLF-TPNG SCREWS | Trauma | EA
311.400 | 10886982187383 | TAP FOR 4.0MM CORTEX SCREWS 150MM | Trauma | EA
202.006 | 10886982143389 | 2.7MM CORTEX SCREW 6MM | Trauma | EA
202.008 | 10886982143396 | 2.7MM CORTEX SCREW 8MM | Trauma | EA
202.010 | 10886982143402 | 2.7MM CORTEX SCREW 10MM | Trauma | EA
202.012 | 10886982143419 | 2.7MM CORTEX SCREW 12MM | Trauma | EA
202.014 | 10886982143426 | 2.7MM CORTEX SCREW 14MM | Trauma | EA
202.016 | 10886982143433 | 2.7MM CORTEX SCREW 16MM | Trauma | EA
202.018 | 10886982143440 | 2.7MM CORTEX SCREW 18MM | Trauma | EA
202.020 | 10886982143457 | 2.7MM CORTEX SCREW 20MM | Trauma | EA
202.022 | 10886982143464 | 2.7MM CORTEX SCREW 22MM | Trauma | EA
202.024 | 10886982143471 | 2.7MM CORTEX SCREW 24MM | Trauma | EA
202.026 | 10886982143488 | 2.7MM CORTEX SCREW 26MM | Trauma | EA
202.028 | 10886982143495 | 2.7MM CORTEX SCREW 28MM | Trauma | EA
202.030 | 10886982143501 | 2.7MM CORTEX SCREW 30MM | Trauma | EA
202.032 | 10886982143518 | 2.7MM CORTEX SCREW 32MM | Trauma | EA
202.034 | 10886982143525 | 2.7MM CORTEX SCREW 34MM | Trauma | EA
202.036 | 10886982143532 | 2.7MM CORTEX SCREW 36MM | Trauma | EA
202.038 | 10886982143549 | 2.7MM CORTEX SCREW 38MM | Trauma | EA
202.040 | 10886982143556 | 2.7MM CORTEX SCREW 40MM | Trauma | EA
202.045 | 10886982143600 | 2.7MM CORTEX SCREW 45MM | Trauma | EA
202.050 | 10886982143655 | 2.7MM CORTEX SCREW 50MM | Trauma | EA
202.055 | 10886982143709 | 2.7MM CORTEX SCREW 55MM | Trauma | EA
204.010 | 10886982145338 | 3.5MM CORTEX SCREW 10MM | Trauma | EA
204.012 | 10886982145345 | 3.5MM CORTEX SCREW 12MM | Trauma | EA
204.014 | 10886982145352 | 3.5MM CORTEX SCREW 14MM | Trauma | EA
204.016 | 10886982145369 | 3.5MM CORTEX SCREW 16MM | Trauma | EA
204.018 | 10886982145376 | 3.5MM CORTEX SCREW 18MM | Trauma | EA
204.020 | 10886982145383 | 3.5MM CORTEX SCREW 20MM | Trauma | EA
204.022 | 10886982145390 | 3.5MM CORTEX SCREW 22MM | Trauma | EA
204.024 | 10886982145406 | 3.5MM CORTEX SCREW 24MM | Trauma | EA
204.026 | 10886982145413 | 3.5MM CORTEX SCREW 26MM | Trauma | EA
204.028 | 10886982145420 | 3.5MM CORTEX SCREW 28MM | Trauma | EA
204.030 | 10886982145437 | 3.5MM CORTEX SCREW 30MM | Trauma | EA
204.032 | 10886982145444 | 3.5MM CORTEX SCREW 32MM | Trauma | EA
204.034 | 10886982145451 | 3.5MM CORTEX SCREW 34MM | Trauma | EA
204.036 | 10886982145468 | 3.5MM CORTEX SCREW 36MM | Trauma | EA
204.038 | 10886982145475 | 3.5MM CORTEX SCREW 38MM | Trauma | EA
204.040 | 10886982145482 | 3.5MM CORTEX SCREW 40MM | Trauma | EA
204.045 | 10886982145512 | 3.5MM CORTEX SCREW 45MM | Trauma | EA
204.050 | 10886982145543 | 3.5MM CORTEX SCREW 50MM | Trauma | EA
204.055 | 10886982145574 | 3.5MM CORTEX SCREW 55MM | Trauma | EA
204.060 | 10886982145604 | 3.5MM CORTEX SCREW 60MM | Trauma | EA
204.065 | 10886982145635 | 3.5MM CORTEX SCREW 65MM | Trauma | EA
204.070 | 10886982145666 | 3.5MM CORTEX SCREW 70MM | Trauma | EA
204.075 | 10886982145673 | 3.5MM CORTEX SCREW 75MM | Trauma | EA
204.080 | 10886982145680 | 3.5MM CORTEX SCREW 80MM | Trauma | EA
204.085 | 10886982145697 | 3.5MM CORTEX SCREW 85MM | Trauma | EA
204.090 | 10886982145703 | 3.5MM CORTEX SCREW 90MM | Trauma | EA
204.095 | 10886982145710 | 3.5MM CORTEX SCREW 95MM | Trauma | EA
204.100 | 10886982145727 | 3.5MM CORTEX SCREW 100MM | Trauma | EA
204.105 | 10886982145734 | 3.5MM CORTEX SCREW 105MM | Trauma | EA
204.110 | 10886982145741 | 3.5MM CORTEX SCREW 110MM | Trauma | EA
204.115 | 10886982145758 | 3.5MM CORTEX SCREW 115MM | Trauma | EA
204.120 | 10886982145765 | 3.5MM CORTEX SCREW 120MM | Trauma | EA
204.216 | 10886982145833 | 3.5MM SHAFT SCREW 16MM | Trauma | EA
204.218 | 10886982145840 | 3.5MM SHAFT SCREW 18MM | Trauma | EA
204.220 | 10886982145857 | 3.5MM SHAFT SCREW 20MM | Trauma | EA
204.222 | 10886982145864 | 3.5MM SHAFT SCREW 22MM | Trauma | EA
204.224 | 10886982145871 | 3.5MM SHAFT SCREW 24MM | Trauma | EA
204.226 | 10886982145888 | 3.5MM SHAFT SCREW 26MM | Trauma | EA
204.228 | 10886982145895 | 3.5MM SHAFT SCREW 28MM | Trauma | EA
204.230 | 10886982145901 | 3.5MM SHAFT SCREW 30MM | Trauma | EA
204.232 | 10886982145918 | 3.5MM SHAFT SCREW 32MM | Trauma | EA
204.234 | 10886982145925 | 3.5MM SHAFT SCREW 34MM | Trauma | EA
204.236 | 10886982145932 | 3.5MM SHAFT SCREW 36MM | Trauma | EA
204.238 | 10886982145949 | 3.5MM SHAFT SCREW 38MM | Trauma | EA
204.240 | 10886982145956 | 3.5MM SHAFT SCREW 40MM | Trauma | EA
204.640 | 10886982146007 | 3.5MM PELVIC CORTEX SCREW SELF-TAPPING 40MM | Trauma | EA
204.645 | 10886982146014 | 3.5MM PELVIC CORTEX SCREW SELF-TAPPING 45MM | Trauma | EA
204.650 | 10886982146021 | 3.5MM PELVIC CORTEX SCREW SELF-TAPPING 50MM | Trauma | EA
204.655 | 10886982146038 | 3.5MM PELVIC CORTEX SCREW SELF-TAPPING 55MM | Trauma | EA
204.660 | 10886982146045 | 3.5MM PELVIC CORTEX SCREW SELF-TAPPING 60MM | Trauma | EA
204.665 | 10886982146052 | 3.5MM PELVIC CORTEX SCREW SELF-TAPPING 65MM | Trauma | EA
204.670 | 10886982146069 | 3.5MM PELVIC CORTEX SCREW SELF-TAPPING 70MM | Trauma | EA
204.675 | 10886982146076 | 3.5MM PELVIC CORTEX SCREW SELF-TAPPING 75MM | Trauma | EA
204.680 | 10886982146083 | 3.5MM PELVIC CORTEX SCREW SELF-TAPPING 80MM | Trauma | EA
204.685 | 10886982146090 | 3.5MM PELVIC CORTEX SCREW SELF-TAPPING 85MM | Trauma | EA
204.690 | 10886982146106 | 3.5MM PELVIC CORTEX SCREW SELF-TAPPING 90MM | Trauma | EA
204.695 | 10886982146113 | 3.5MM PELVIC CORTEX SCREW SELF-TAPPING 95MM | Trauma | EA
204.700 | 10886982146120 | 3.5MM PELVIC CORTEX SCREW SELF-TAPPING 100MM | Trauma | EA
204.705 | 10886982146137 | 3.5MM PELVIC CORTEX SCREW SELF-TAPPING 105MM | Trauma | EA
204.710 | 10886982146144 | 3.5MM PELVIC CORTEX SCREW SELF-TAPPING 110MM | Trauma | EA
204.715 | 10886982146151 | 3.5MM PELVIC CORTEX SCREW SELF-TAPPING 115MM | Trauma | EA
204.720 | 10886982146168 | 3.5MM PELVIC CORTEX SCREW SELF-TAPPING 120MM | Trauma | EA
204.725 | 10886982146175 | 3.5MM PELVIC CORTEX SCREW SELF-TAPPING 125MM | Trauma | EA
204.730 | 10886982146182 | 3.5MM PELVIC CORTEX SCREW SELF-TAPPING 130MM | Trauma | EA
205.010 | 10886982146748 | 3.5MM CANNULATED SCREW PARTIALLY THREADED/10MM | Trauma | EA
205.012 | 10886982146755 | 3.5MM CANNULATED SCREW PARTIALLY THREADED/12MM | Trauma | EA
205.014 | 10886982146762 | 3.5MM CANNULATED SCREW PARTIALLY THREADED/14MM | Trauma | EA
205.016 | 10886982146779 | 3.5MM CANNULATED SCREW PARTIALLY THREADED/16MM | Trauma | EA
205.018 | 10886982146786 | 3.5MM CANNULATED SCREW PARTIALLY THREADED/18MM | Trauma | EA
205.020 | 10886982146793 | 3.5MM CANNULATED SCREW PARTIALLY THREADED/20MM | Trauma | EA
205.022 | 10886982146809 | 3.5MM CANNULATED SCREW PARTIALLY THREADED/22MM | Trauma | EA
205.024 | 10886982146816 | 3.5MM CANNULATED SCREW PARTIALLY THREADED/24MM | Trauma | EA
205.026 | 10886982146823 | 3.5MM CANNULATED SCREW PARTIALLY THREADED/26MM | Trauma | EA
205.028 | 10886982146830 | 3.5MM CANNULATED SCREW PARTIALLY THREADED/28MM | Trauma | EA
205.030 | 10886982146847 | 3.5MM CANNULATED SCREW PARTIALLY THREADED/30MM | Trauma | EA
205.032 | 10886982146854 | 3.5MM CANNULATED SCREW PARTIALLY THREADED/32MM | Trauma | EA
205.034 | 10886982146861 | 3.5MM CANNULATED SCREW PARTIALLY THREADED/34MM | Trauma | EA
205.036 | 10886982146878 | 3.5MM CANNULATED SCREW PARTIALLY THREADED/36MM | Trauma | EA
205.038 | 10886982146885 | 3.5MM CANNULATED SCREW PARTIALLY THREADED/38MM | Trauma | EA
205.040 | 10886982146892 | 3.5MM CANNULATED SCREW PARTIALLY THREADED/40MM | Trauma | EA
205.042 | 10886982146908 | 3.5MM CANNULATED SCREW PARTIALLY THREADED/42MM | Trauma | EA
205.044 | 10886982146915 | 3.5MM CANNULATED SCREW PARTIALLY THREADED/44MM | Trauma | EA
205.046 | 10886982146922 | 3.5MM CANNULATED SCREW PARTIALLY THREADED/46MM | Trauma | EA
205.048 | 10886982146939 | 3.5MM CANNULATED SCREW PARTIALLY THREADED/48MM | Trauma | EA
205.050 | 10886982146946 | 3.5MM CANNULATED SCREW PARTIALLY THREADED/50MM | Trauma | EA
205.055 | 10886982146953 | 3.5MM CANNULATED SCREW PARTIALLY THREADED/55MM | Trauma | EA
205.060 | 10886982146960 | 3.5MM CANNULATED SCREW PARTIALLY THREADED/60MM | Trauma | EA
205.065 | 10886982146977 | 3.5MM CANNULATED SCREW PARTIALLY THREADED/65MM | Trauma | EA
205.070 | 10886982146984 | 3.5MM CANNULATED SCREW PARTIALLY THREADED/70MM | Trauma | EA
205.210 | 10886982146991 | 3.5MM CANNULATED SCREW FULLY THREADED/10MM | Trauma | EA
205.212 | 10886982147004 | 3.5MM CANNULATED SCREW FULLY THREADED/12MM | Trauma | EA
205.214 | 10886982147011 | 3.5MM CANNULATED SCREW FULLY THREADED/14MM | Trauma | EA
205.216 | 10886982147028 | 3.5MM CANNULATED SCREW FULLY THREADED/16MM | Trauma | EA
205.218 | 10886982147035 | 3.5MM CANNULATED SCREW FULLY THREADED/18MM | Trauma | EA
205.220 | 10886982147042 | 3.5MM CANNULATED SCREW FULLY THREADED/20MM | Trauma | EA
205.222 | 10886982147059 | 3.5MM CANNULATED SCREW FULLY THREADED/22MM | Trauma | EA
205.224 | 10886982147066 | 3.5MM CANNULATED SCREW FULLY THREADED/24MM | Trauma | EA
205.226 | 10886982147073 | 3.5MM CANNULATED SCREW FULLY THREADED/26MM | Trauma | EA
205.228 | 10886982147080 | 3.5MM CANNULATED SCREW FULLY THREADED/28MM | Trauma | EA
205.230 | 10886982147097 | 3.5MM CANNULATED SCREW FULLY THREADED/30MM | Trauma | EA
205.232 | 10886982147103 | 3.5MM CANNULATED SCREW FULLY THREADED/32MM | Trauma | EA
205.234 | 10886982147110 | 3.5MM CANNULATED SCREW FULLY THREADED/34MM | Trauma | EA
205.236 | 10886982147127 | 3.5MM CANNULATED SCREW FULLY THREADED/36MM | Trauma | EA
205.238 | 10886982147134 | 3.5MM CANNULATED SCREW FULLY THREADED/38MM | Trauma | EA
205.240 | 10886982147141 | 3.5MM CANNULATED SCREW FULLY THREADED/40MM | Trauma | EA
205.242 | 10886982147158 | 3.5MM CANNULATED SCREW FULLY THREADED/42MM | Trauma | EA
205.244 | 10886982147165 | 3.5MM CANNULATED SCREW FULLY THREADED/44MM | Trauma | EA
205.246 | 10886982147172 | 3.5MM CANNULATED SCREW FULLY THREADED/46MM | Trauma | EA
205.248 | 10886982147189 | 3.5MM CANNULATED SCREW FULLY THREADED/48MM | Trauma | EA
205.250 | 10886982147196 | 3.5MM CANNULATED SCREW FULLY THREADED/50MM | Trauma | EA
206.010 | 10886982147202 | 4.0MM CANCELLOUS BONE SCREW FULLY THREADED/10MM | Trauma | EA
206.012 | 10886982147219 | 4.0MM CANCELLOUS BONE SCREW FULLY THREADED/12MM | Trauma | EA
206.014 | 10886982147226 | 4.0MM CANCELLOUS BONE SCREW FULLY THREADED/14MM | Trauma | EA
206.016 | 10886982147233 | 4.0MM CANCELLOUS BONE SCREW FULLY THREADED/16MM | Trauma | EA
206.018 | 10886982147240 | 4.0MM CANCELLOUS BONE SCREW FULLY THREADED/18MM | Trauma | EA
206.020 | 10886982147257 | 4.0MM CANCELLOUS BONE SCREW FULLY THREADED/20MM | Trauma | EA
206.022 | 10886982147264 | 4.0MM CANCELLOUS BONE SCREW FULLY THREADED/22MM | Trauma | EA
206.024 | 10886982147271 | 4.0MM CANCELLOUS BONE SCREW FULLY THREADED/24MM | Trauma | EA
206.026 | 10886982147288 | 4.0MM CANCELLOUS BONE SCREW FULLY THREADED/26MM | Trauma | EA
206.028 | 10886982147295 | 4.0MM CANCELLOUS BONE SCREW FULLY THREADED/28MM | Trauma | EA
206.030 | 10886982147301 | 4.0MM CANCELLOUS BONE SCREW FULLY THREADED/30MM | Trauma | EA
206.032 | 10886982147318 | 4.0MM CANCELLOUS BONE SCREW FULLY THREADED/32MM | Trauma | EA
206.035 | 10886982147325 | 4.0MM CANCELLOUS BONE SCREW FULLY THREADED/35MM | Trauma | EA
206.036 | 10886982147332 | 4.0MM CANCELLOUS BONE SCREW FULLY THREADED/36MM | Trauma | EA
206.040 | 10886982147349 | 4.0MM CANCELLOUS BONE SCREW FULLY THREADED/40MM | Trauma | EA
206.045 | 10886982147356 | 4.0MM CANCELLOUS BONE SCREW FULLY THREADED/45MM | Trauma | EA
206.050 | 10886982147363 | 4.0MM CANCELLOUS BONE SCREW FULLY THREADED/50MM | Trauma | EA
206.055 | 10886982147370 | 4.0MM CANCELLOUS BONE SCREW FULLY THREADED/55MM | Trauma | EA
206.060 | 10886982147387 | 4.0MM CANCELLOUS BONE SCREW FULLY THREADED/60MM | Trauma | EA
206.065 | 10886982147394 | 4.0MM CANCELLOUS BONE SCREW FULLY THREADED/65MM | Trauma | EA
206.070 | 10886982147400 | 4.0MM CANCELLOUS BONE SCREW FULLY THREADED/70MM | Trauma | EA
206.075 | 10886982147417 | 4.0MM CANCELLOUS BONE SCREW FULLY THREADED/75MM | Trauma | EA
206.080 | 10886982147424 | 4.0MM CANCELLOUS BONE SCREW FULLY THREADED/80MM | Trauma | EA
206.085 | 10886982147431 | 4.0MM CANCELLOUS BONE SCREW FULLY THREADED/85MM | Trauma | EA
206.090 | 10886982147448 | 4.0MM CANCELLOUS BONE SCREW FULLY THREADED/90MM | Trauma | EA
206.095 | 10886982147455 | 4.0MM CANCELLOUS BONE SCREW FULLY THREADED/95MM | Trauma | EA
206.100 | 10886982147462 | 4.0MM CANCELLOUS BONE SCREW FULLY THREADED/100MM | Trauma | EA
207.010 | 10886982147790 | 4.0MM CANCELLOUS BONE SCREW PARTIALLY THREADED/10MM | Trauma | EA
207.012 | 10886982147806 | 4.0MM CANCELLOUS BONE SCREW PARTIALLY THREADED/12MM | Trauma | EA
207.014 | 10886982147813 | 4.0MM CANCELLOUS BONE SCREW PARTIALLY THREADED/14MM | Trauma | EA
207.016 | 10886982147820 | 4.0MM CANCELLOUS BONE SCREW PARTIALLY THREADED/16MM | Trauma | EA
207.018 | 10886982147837 | 4.0MM CANCELLOUS BONE SCREW PARTIALLY THREADED/18MM | Trauma | EA
207.020 | 10886982147844 | 4.0MM CANCELLOUS BONE SCREW PARTIALLY THREADED/20MM | Trauma | EA
207.022 | 10886982147851 | 4.0MM CANCELLOUS BONE SCREW PARTIALLY THREADED/22MM | Trauma | EA
207.024 | 10886982147868 | 4.0MM CANCELLOUS BONE SCREW PARTIALLY THREADED/24MM | Trauma | EA
207.026 | 10886982147875 | 4.0MM CANCELLOUS BONE SCREW PARTIALLY THREADED/26MM | Trauma | EA
207.028 | 10886982147882 | 4.0MM CANCELLOUS BONE SCREW PARTIALLY THREADED/28MM | Trauma | EA
207.030 | 10886982147899 | 4.0MM CANCELLOUS BONE SCREW PARTIALLY THREADED/30MM | Trauma | EA
207.035 | 10886982147905 | 4.0MM CANCELLOUS BONE SCREW PARTIALLY THREADED/35MM | Trauma | EA
207.040 | 10886982147912 | 4.0MM CANCELLOUS BONE SCREW PARTIALLY THREADED/40MM | Trauma | EA
207.045 | 10886982147929 | 4.0MM CANCELLOUS BONE SCREW PARTIALLY THREADED/45MM | Trauma | EA
207.050 | 10886982147936 | 4.0MM CANCELLOUS BONE SCREW PARTIALLY THREADED/50MM | Trauma | EA
207.055 | 10886982147943 | 4.0MM CANCELLOUS BONE SCREW PARTIALLY THREADED/55MM | Trauma | EA
207.060 | 10886982147950 | 4.0MM CANCELLOUS BONE SCREW PARTIALLY THREADED/60MM | Trauma | EA
207.065 | 10886982147967 | 4.0MM CANCELLOUS BONE SCREW PARTIALLY THREADED/65MM | Trauma | EA
207.070 | 10886982147974 | 4.0MM CANCELLOUS BONE SCREW PARTIALLY THREADED/70MM | Trauma | EA
207.075 | 10886982147981 | 4.0MM CANCELLOUS BONE SCREW PARTIALLY THREADED/75MM | Trauma | EA
207.080 | 10886982147998 | 4.0MM CANCELLOUS BONE SCREW PARTIALLY THREADED/80MM | Trauma | EA
207.085 | 10886982148001 | 4.0MM CANCELLOUS BONE SCREW PARTIALLY THREADED/85MM | Trauma | EA
207.090 | 10886982148018 | 4.0MM CANCELLOUS BONE SCREW PARTIALLY THREADED/90MM | Trauma | EA
207.095 | 10886982148025 | 4.0MM CANCELLOUS BONE SCREW PARTIALLY THREADED/95MM | Trauma | EA
207.100 | 10886982148032 | 4.0MM CANCELLOUS BONE SCREW PARTIALLY THREADED/100MM | Trauma | EA
207.610 | 10886982148049 | 4.0MM CANNULATED SCREW SHORT THREAD/10MM | Trauma | EA
207.612 | 10886982148056 | 4.0MM CANNULATED SCREW SHORT THREAD/12MM | Trauma | EA
207.614 | 10886982148063 | 4.0MM CANNULATED SCREW SHORT THREAD/14MM | Trauma | EA
207.616 | 10886982148070 | 4.0MM CANNULATED SCREW SHORT THREAD/16MM | Trauma | EA
207.618 | 10886982148094 | 4.0MM CANNULATED SCREW SHORT THREAD/18MM | Trauma | EA
207.620 | 10886982148117 | 4.0MM CANNULATED SCREW SHORT THREAD/20MM | Trauma | EA
207.622 | 10886982148131 | 4.0MM CANNULATED SCREW SHORT THREAD/22MM | Trauma | EA
207.624 | 10886982148155 | 4.0MM CANNULATED SCREW SHORT THREAD/24MM | Trauma | EA
207.626 | 10886982148179 | 4.0MM CANNULATED SCREW SHORT THREAD/26MM | Trauma | EA
207.628 | 10886982148186 | 4.0MM CANNULATED SCREW SHORT THREAD/28MM | Trauma | EA
207.630 | 10886982148193 | 4.0MM CANNULATED SCREW SHORT THREAD/30MM | Trauma | EA
207.632 | 10886982148209 | 4.0MM CANNULATED SCREW SHORT THREAD/32MM | Trauma | EA
207.634 | 10886982148216 | 4.0MM CANNULATED SCREW SHORT THREAD/34MM | Trauma | EA
207.636 | 10886982148223 | 4.0MM CANNULATED SCREW SHORT THREAD/36MM | Trauma | EA
207.638 | 10886982148230 | 4.0MM CANNULATED SCREW SHORT THREAD/38MM | Trauma | EA
207.640 | 10886982148247 | 4.0MM CANNULATED SCREW SHORT THREAD/40MM | Trauma | EA
207.642 | 10886982148254 | 4.0MM CANNULATED SCREW SHORT THREAD/42MM | Trauma | EA
207.644 | 10886982148261 | 4.0MM CANNULATED SCREW SHORT THREAD/44MM | Trauma | EA
207.646 | 10886982148278 | 4.0MM CANNULATED SCREW SHORT THREAD/46MM | Trauma | EA
207.648 | 10886982148285 | 4.0MM CANNULATED SCREW SHORT THREAD/48MM | Trauma | EA
207.650 | 10886982148292 | 4.0MM CANNULATED SCREW SHORT THREAD/50MM | Trauma | EA
207.716 | 10886982148384 | 4.0MM CANNULATED SCREW LONG THREAD/16MM | Trauma | EA
207.718 | 10886982148391 | 4.0MM CANNULATED SCREW LONG THREAD/18MM | Trauma | EA
207.720 | 10886982148407 | 4.0MM CANNULATED SCREW LONG THREAD/20MM | Trauma | EA
207.722 | 10886982148414 | 4.0MM CANNULATED SCREW LONG THREAD/22MM | Trauma | EA
207.724 | 10886982148421 | 4.0MM CANNULATED SCREW LONG THREAD/24MM | Trauma | EA
207.726 | 10886982148438 | 4.0MM CANNULATED SCREW LONG THREAD/26MM | Trauma | EA
207.728 | 10886982148445 | 4.0MM CANNULATED SCREW LONG THREAD/28MM | Trauma | EA
207.730 | 10886982148452 | 4.0MM CANNULATED SCREW LONG THREAD/30MM | Trauma | EA
207.732 | 10886982148469 | 4.0MM CANNULATED SCREW LONG THREAD/32MM | Trauma | EA
207.734 | 10886982148476 | 4.0MM CANNULATED SCREW LONG THREAD/34MM | Trauma | EA
207.736 | 10886982148483 | 4.0MM CANNULATED SCREW LONG THREAD/36MM | Trauma | EA
207.738 | 10886982148490 | 4.0MM CANNULATED SCREW LONG THREAD/38MM | Trauma | EA
207.740 | 10886982148506 | 4.0MM CANNULATED SCREW LONG THREAD/40MM | Trauma | EA
207.742 | 10886982148513 | 4.0MM CANNULATED SCREW LONG THREAD/42MM | Trauma | EA
207.744 | 10886982148520 | 4.0MM CANNULATED SCREW LONG THREAD/44MM | Trauma | EA
207.746 | 10886982148537 | 4.0MM CANNULATED SCREW LONG THREAD/46MM | Trauma | EA
207.748 | 10886982148544 | 4.0MM CANNULATED SCREW LONG THREAD/48MM | Trauma | EA
207.750 | 10886982148551 | 4.0MM CANNULATED SCREW LONG THREAD/50MM | Trauma | EA
207.916 | 10886982148643 | 4.0MM CANCELLOUS BONE SCREW 5.0MM HEAD-PART THRDD/16MM | Trauma | EA
207.918 | 10886982148650 | 4.0MM CANCELLOUS BONE SCREW 5.0MM HEAD-PART THRDD/18MM | Trauma | EA
207.920 | 10886982148667 | 4.0MM CANCELLOUS BONE SCREW 5.0MM HEAD-PART THRDD/20MM | Trauma | EA
207.922 | 10886982148674 | 4.0MM CANCELLOUS BONE SCREW 5.0MM HEAD-PART THRDD/22MM | Trauma | EA
207.924 | 10886982148681 | 4.0MM CANCELLOUS BONE SCREW 5.0MM HEAD-PART THRDD/24MM | Trauma | EA
207.926 | 10886982148698 | 4.0MM CANCELLOUS BONE SCREW 5.0MM HEAD-PART THRDD/26MM | Trauma | EA
207.928 | 10886982148704 | 4.0MM CANCELLOUS BONE SCREW 5.0MM HEAD-PART THRDD/28MM | Trauma | EA
207.930 | 10886982148711 | 4.0MM CANCELLOUS BONE SCREW 5.0MM HEAD-PART THRDD/30MM | Trauma | EA
207.932 | 10886982148728 | 4.0MM CANCELLOUS BONE SCREW 5.0MM HEAD-PART THRDD/32MM | Trauma | EA
207.934 | 10886982148735 | 4.0MM CANCELLOUS BONE SCREW 5.0MM HEAD-PART THRDD/34MM | Trauma | EA
207.936 | 10886982148742 | 4.0MM CANCELLOUS BONE SCREW 5.0MM HEAD-PART THRDD/36MM | Trauma | EA
207.938 | 10886982148759 | 4.0MM CANCELLOUS BONE SCREW 5.0MM HEAD-PART THRDD/38MM | Trauma | EA
207.940 | 10886982148766 | 4.0MM CANCELLOUS BONE SCREW 5.0MM HEAD-PART THRDD/40MM | Trauma | EA
207.942 | 10886982148773 | 4.0MM CANCELLOUS BONE SCREW 5.0MM HEAD-PART THRDD/42MM | Trauma | EA
207.944 | 10886982148780 | 4.0MM CANCELLOUS BONE SCREW 5.0MM HEAD-PART THRDD/44MM | Trauma | EA
207.946 | 10886982148797 | 4.0MM CANCELLOUS BONE SCREW 5.0MM HEAD-PART THRDD/46MM | Trauma | EA
207.948 | 10886982148803 | 4.0MM CANCELLOUS BONE SCREW 5.0MM HEAD-PART THRDD/48MM | Trauma | EA
207.950 | 10886982148810 | 4.0MM CANCELLOUS BONE SCREW 5.0MM HEAD-PART THRDD/50MM | Trauma | EA
207.952 | 10886982148827 | 4.0MM CANCELLOUS BONE SCREW 5.0MM HEAD-PART THRDD/52MM | Trauma | EA
208.030 | 10886982148834 | 7.0MM CANNULATED SCREW 16MM THREAD/30MM | Trauma | EA
208.035 | 10886982148841 | 7.0MM CANNULATED SCREW 16MM THREAD/35MM | Trauma | EA
208.040 | 10886982148858 | 7.0MM CANNULATED SCREW 16MM THREAD/40MM | Trauma | EA
208.045 | 10886982148865 | 7.0MM CANNULATED SCREW 16MM THREAD/45MM | Trauma | EA
208.050 | 10886982148872 | 7.0MM CANNULATED SCREW 16MM THREAD/50MM | Trauma | EA
208.055 | 10886982148889 | 7.0MM CANNULATED SCREW 16MM THREAD/55MM | Trauma | EA
208.060 | 10886982148896 | 7.0MM CANNULATED SCREW 16MM THREAD/60MM | Trauma | EA
208.065 | 10886982148902 | 7.0MM CANNULATED SCREW 16MM THREAD/65MM | Trauma | EA
208.070 | 10886982148919 | 7.0MM CANNULATED SCREW 16MM THREAD/70MM | Trauma | EA
208.075 | 10886982148926 | 7.0MM CANNULATED SCREW 16MM THREAD/75MM | Trauma | EA
208.080 | 10886982148933 | 7.0MM CANNULATED SCREW 16MM THREAD/80MM | Trauma | EA
208.085 | 10886982148940 | 7.0MM CANNULATED SCREW 16MM THREAD/85MM | Trauma | EA
208.090 | 10886982148957 | 7.0MM CANNULATED SCREW 16MM THREAD/90MM | Trauma | EA
208.095 | 10886982148964 | 7.0MM CANNULATED SCREW 16MM THREAD/95MM | Trauma | EA
208.100 | 10886982148971 | 7.0MM CANNULATED SCREW 16MM THREAD/100MM | Trauma | EA
208.105 | 10886982148988 | 7.0MM CANNULATED SCREW 16MM THREAD/105MM | Trauma | EA
208.110 | 10886982148995 | 7.0MM CANNULATED SCREW 16MM THREAD/110MM | Trauma | EA
208.115 | 10886982149008 | 7.0MM CANNULATED SCREW 16MM THREAD/115MM | Trauma | EA
208.120 | 10886982149015 | 7.0MM CANNULATED SCREW 16MM THREAD/120MM | Trauma | EA
208.125 | 10886982149022 | 7.0MM CANNULATED SCREW 16MM THREAD/125MM | Trauma | EA
208.130 | 10886982149039 | 7.0MM CANNULATED SCREW 16MM THREAD/130MM | Trauma | EA
208.135 | 10886982149046 | 7.0MM CANNULATED SCREW 16MM THREAD/135MM | Trauma | EA
208.140 | 10886982149053 | 7.0MM CANNULATED SCREW 16MM THREAD/140MM | Trauma | EA
208.145 | 10886982149060 | 7.0MM CANNULATED SCREW 16MM THREAD/145MM | Trauma | EA
208.150 | 10886982149077 | 7.0MM CANNULATED SCREW 16MM THREAD/150MM | Trauma | EA
208.830 | 10886982149893 | 7.3MM CANNULATED SCREW 16MM THREAD/30MM | Trauma | EA
208.835 | 10886982149909 | 7.3MM CANNULATED SCREW 16MM THREAD/35MM | Trauma | EA
208.840 | 10886982149916 | 7.3MM CANNULATED SCREW 16MM THREAD/40MM | Trauma | EA
208.845 | 10886982149923 | 7.3MM CANNULATED SCREW 16MM THREAD/45MM | Trauma | EA
208.850 | 10886982149930 | 7.3MM CANNULATED SCREW 16MM THREAD/50MM | Trauma | EA
208.855 | 10886982149947 | 7.3MM CANNULATED SCREW 16MM THREAD/55MM | Trauma | EA
208.860 | 10886982149954 | 7.3MM CANNULATED SCREW 16MM THREAD/60MM | Trauma | EA
208.865 | 10886982149961 | 7.3MM CANNULATED SCREW 16MM THREAD/65MM | Trauma | EA
208.870 | 10886982149978 | 7.3MM CANNULATED SCREW 16MM THREAD/70MM | Trauma | EA
208.875 | 10886982149985 | 7.3MM CANNULATED SCREW 16MM THREAD/75MM | Trauma | EA
208.880 | 10886982149992 | 7.3MM CANNULATED SCREW 16MM THREAD/80MM | Trauma | EA
208.885 | 10886982150004 | 7.3MM CANNULATED SCREW 16MM THREAD/85MM | Trauma | EA
208.890 | 10886982150011 | 7.3MM CANNULATED SCREW 16MM THREAD/90MM | Trauma | EA
208.895 | 10886982150028 | 7.3MM CANNULATED SCREW 16MM THREAD/95MM | Trauma | EA
208.900 | 10886982150035 | 7.3MM CANNULATED SCREW 16MM THREAD/100MM | Trauma | EA
208.905 | 10886982150042 | 7.3MM CANNULATED SCREW 16MM THREAD/105MM | Trauma | EA
208.910 | 10886982150059 | 7.3MM CANNULATED SCREW 16MM THREAD/110MM | Trauma | EA
208.915 | 10886982150066 | 7.3MM CANNULATED SCREW 16MM THREAD/115MM | Trauma | EA
208.920 | 10886982150073 | 7.3MM CANNULATED SCREW 16MM THREAD/120MM | Trauma | EA
208.925 | 10886982150080 | 7.3MM CANNULATED SCREW 16MM THREAD/125MM | Trauma | EA
208.930 | 10886982150097 | 7.3MM CANNULATED SCREW 16MM THREAD/130MM | Trauma | EA
208.935 | 10886982150103 | 7.3MM CANNULATED SCREW 16MM THREAD/135MM | Trauma | EA
208.940 | 10886982150110 | 7.3MM CANNULATED SCREW 16MM THREAD/140MM | Trauma | EA
208.945 | 10886982150127 | 7.3MM CANNULATED SCREW 16MM THREAD/145MM | Trauma | EA
208.950 | 10886982150134 | 7.3MM CANNULATED SCREW 16MM THREAD/150MM | Trauma | EA
209.045 | 10886982150264 | 7.0MM CANNULATED SCREW 32MM THREAD/45MM | Trauma | EA
209.050 | 10886982150271 | 7.0MM CANNULATED SCREW 32MM THREAD/50MM | Trauma | EA
209.055 | 10886982150288 | 7.0MM CANNULATED SCREW 32MM THREAD/55MM | Trauma | EA
209.060 | 10886982150295 | 7.0MM CANNULATED SCREW 32MM THREAD/60MM | Trauma | EA
209.065 | 10886982150301 | 7.0MM CANNULATED SCREW 32MM THREAD/65MM | Trauma | EA
209.070 | 10886982150318 | 7.0MM CANNULATED SCREW 32MM THREAD/70MM | Trauma | EA
209.075 | 10886982150325 | 7.0MM CANNULATED SCREW 32MM THREAD/75MM | Trauma | EA
209.080 | 10886982150332 | 7.0MM CANNULATED SCREW 32MM THREAD/80MM | Trauma | EA
209.085 | 10886982150349 | 7.0MM CANNULATED SCREW 32MM THREAD/85MM | Trauma | EA
209.090 | 10886982150356 | 7.0MM CANNULATED SCREW 32MM THREAD/90MM | Trauma | EA
209.095 | 10886982150363 | 7.0MM CANNULATED SCREW 32MM THREAD/95MM | Trauma | EA
209.100 | 10886982150370 | 7.0MM CANNULATED SCREW 32MM THREAD/100MM | Trauma | EA
209.105 | 10886982150387 | 7.0MM CANNULATED SCREW 32MM THREAD/105MM | Trauma | EA
209.110 | 10886982150394 | 7.0MM CANNULATED SCREW 32MM THREAD/110MM | Trauma | EA
209.115 | 10886982150400 | 7.0MM CANNULATED SCREW 32MM THREAD/115MM | Trauma | EA
209.120 | 10886982150417 | 7.0MM CANNULATED SCREW 32MM THREAD/120MM | Trauma | EA
209.125 | 10886982150424 | 7.0MM CANNULATED SCREW 32MM THREAD/125MM | Trauma | EA
209.130 | 10886982150431 | 7.0MM CANNULATED SCREW 32MM THREAD/130MM | Trauma | EA
209.135 | 10886982150448 | 7.0MM CANNULATED SCREW 32MM THREAD/135MM | Trauma | EA
209.140 | 10886982150455 | 7.0MM CANNULATED SCREW 32MM THREAD/140MM | Trauma | EA
209.145 | 10886982150462 | 7.0MM CANNULATED SCREW 32MM THREAD/145MM | Trauma | EA
209.150 | 10886982150479 | 7.0MM CANNULATED SCREW 32MM THREAD/150MM | Trauma | EA
209.420 | 10886982150486 | 7.0MM CANNULATED SCREW FULLY THREADED/20MM | Trauma | EA
209.425 | 10886982150493 | 7.0MM CANNULATED SCREW FULLY THREADED/25MM | Trauma | EA
209.430 | 10886982150509 | 7.0MM CANNULATED SCREW FULLY THREADED/30MM | Trauma | EA
209.435 | 10886982150516 | 7.0MM CANNULATED SCREW FULLY THREADED/35MM | Trauma | EA
209.440 | 10886982150523 | 7.0MM CANNULATED SCREW FULLY THREADED/40MM | Trauma | EA
209.445 | 10886982150530 | 7.0MM CANNULATED SCREW FULLY THREADED/45MM | Trauma | EA
209.450 | 10886982150547 | 7.0MM CANNULATED SCREW FULLY THREADED/50MM | Trauma | EA
209.455 | 10886982150554 | 7.0MM CANNULATED SCREW FULLY THREADED/55MM | Trauma | EA
209.460 | 10886982150561 | 7.0MM CANNULATED SCREW FULLY THREADED/60MM | Trauma | EA
209.465 | 10886982150578 | 7.0MM CANNULATED SCREW FULLY THREADED/65MM | Trauma | EA
209.470 | 10886982150585 | 7.0MM CANNULATED SCREW FULLY THREADED/70MM | Trauma | EA
209.475 | 10886982150592 | 7.0MM CANNULATED SCREW FULLY THREADED/75MM | Trauma | EA
209.480 | 10886982150608 | 7.0MM CANNULATED SCREW FULLY THREADED/80MM | Trauma | EA
209.485 | 10886982150615 | 7.0MM CANNULATED SCREW FULLY THREADED/85MM | Trauma | EA
209.490 | 10886982150622 | 7.0MM CANNULATED SCREW FULLY THREADED/90MM | Trauma | EA
209.495 | 10886982150639 | 7.0MM CANNULATED SCREW FULLY THREADED/95MM | Trauma | EA
209.500 | 10886982150646 | 7.0MM CANNULATED SCREW FULLY THREADED/100MM | Trauma | EA
209.505 | 10886982150653 | 7.0MM CANNULATED SCREW FULLY THREADED/105MM | Trauma | EA
209.510 | 10886982150660 | 7.0MM CANNULATED SCREW FULLY THREADED/110MM | Trauma | EA
209.515 | 10886982150677 | 7.0MM CANNULATED SCREW FULLY THREADED/115MM | Trauma | EA
209.520 | 10886982150684 | 7.0MM CANNULATED SCREW FULLY THREADED/120MM | Trauma | EA
209.525 | 10886982150691 | 7.0MM CANNULATED SCREW FULLY THREADED/125MM | Trauma | EA
209.530 | 10886982150707 | 7.0MM CANNULATED SCREW FULLY THREADED/130MM | Trauma | EA
209.845 | 10886982151148 | 7.3MM CANNULATED SCREW 32MM THREAD/45MM | Trauma | EA
209.850 | 10886982151155 | 7.3MM CANNULATED SCREW 32MM THREAD/50MM | Trauma | EA
209.855 | 10886982151162 | 7.3MM CANNULATED SCREW 32MM THREAD/55MM | Trauma | EA
209.860 | 10886982151179 | 7.3MM CANNULATED SCREW 32MM THREAD/60MM | Trauma | EA
209.865 | 10886982151186 | 7.3MM CANNULATED SCREW 32MM THREAD/65MM | Trauma | EA
209.870 | 10886982151193 | 7.3MM CANNULATED SCREW 32MM THREAD/70MM | Trauma | EA
209.875 | 10886982151209 | 7.3MM CANNULATED SCREW 32MM THREAD/75MM | Trauma | EA
209.880 | 10886982151216 | 7.3MM CANNULATED SCREW 32MM THREAD/80MM | Trauma | EA
209.885 | 10886982151223 | 7.3MM CANNULATED SCREW 32MM THREAD/85MM | Trauma | EA
209.890 | 10886982151230 | 7.3MM CANNULATED SCREW 32MM THREAD/90MM | Trauma | EA
209.895 | 10886982151247 | 7.3MM CANNULATED SCREW 32MM THREAD/95MM | Trauma | EA
209.900 | 10886982151254 | 7.3MM CANNULATED SCREW 32MM THREAD/100MM | Trauma | EA
209.905 | 10886982151261 | 7.3MM CANNULATED SCREW 32MM THREAD/105MM | Trauma | EA
209.910 | 10886982151278 | 7.3MM CANNULATED SCREW 32MM THREAD/110MM | Trauma | EA
209.915 | 10886982151285 | 7.3MM CANNULATED SCREW 32MM THREAD/115MM | Trauma | EA
209.920 | 10886982151292 | 7.3MM CANNULATED SCREW 32MM THREAD/120MM | Trauma | EA
209.925 | 10886982151308 | 7.3MM CANNULATED SCREW 32MM THREAD/125MM | Trauma | EA
209.930 | 10886982151315 | 7.3MM CANNULATED SCREW 32MM THREAD/130MM | Trauma | EA
209.935 | 10886982151322 | 7.3MM CANNULATED SCREW 32MM THREAD/135MM | Trauma | EA
209.940 | 10886982151339 | 7.3MM CANNULATED SCREW 32MM THREAD/140MM | Trauma | EA
209.945 | 10886982151346 | 7.3MM CANNULATED SCREW 32MM THREAD/145MM | Trauma | EA
209.950 | 10886982151353 | 7.3MM CANNULATED SCREW 32MM THREAD/150MM | Trauma | EA
214.014 | 10886982153395 | 4.5MM CORTEX SCREW 14MM | Trauma | EA
214.016 | 10886982153401 | 4.5MM CORTEX SCREW 16MM | Trauma | EA
214.018 | 10886982153418 | 4.5MM CORTEX SCREW 18MM | Trauma | EA
214.020 | 10886982153425 | 4.5MM CORTEX SCREW 20MM | Trauma | EA
214.022 | 10886982153432 | 4.5MM CORTEX SCREW 22MM | Trauma | EA
214.024 | 10886982153449 | 4.5MM CORTEX SCREW 24MM | Trauma | EA
214.026 | 10886982153456 | 4.5MM CORTEX SCREW 26MM | Trauma | EA
214.028 | 10886982153463 | 4.5MM CORTEX SCREW 28MM | Trauma | EA
214.030 | 10886982153470 | 4.5MM CORTEX SCREW 30MM | Trauma | EA
214.032 | 10886982153487 | 4.5MM CORTEX SCREW 32MM | Trauma | EA
214.034 | 10886982153494 | 4.5MM CORTEX SCREW 34MM | Trauma | EA
214.036 | 10886982153500 | 4.5MM CORTEX SCREW 36MM | Trauma | EA
214.038 | 10886982153517 | 4.5MM CORTEX SCREW 38MM | Trauma | EA
214.040 | 10886982153524 | 4.5MM CORTEX SCREW 40MM | Trauma | EA
214.042 | 10886982153531 | 4.5MM CORTEX SCREW 42MM | Trauma | EA
214.044 | 10886982153548 | 4.5MM CORTEX SCREW 44MM | Trauma | EA
214.046 | 10886982153555 | 4.5MM CORTEX SCREW 46MM | Trauma | EA
214.048 | 10886982153562 | 4.5MM CORTEX SCREW 48MM | Trauma | EA
214.050 | 10886982153579 | 4.5MM CORTEX SCREW 50MM | Trauma | EA
214.052 | 10886982153586 | 4.5MM CORTEX SCREW 52MM | Trauma | EA
214.054 | 10886982153593 | 4.5MM CORTEX SCREW 54MM | Trauma | EA
214.056 | 10886982153609 | 4.5MM CORTEX SCREW 56MM | Trauma | EA
214.058 | 10886982153616 | 4.5MM CORTEX SCREW 58MM | Trauma | EA
214.060 | 10886982153623 | 4.5MM CORTEX SCREW 60MM | Trauma | EA
214.062 | 10886982153630 | 4.5MM CORTEX SCREW 62MM | Trauma | EA
214.064 | 10886982153647 | 4.5MM CORTEX SCREW 64MM | Trauma | EA
214.066 | 10886982153654 | 4.5MM CORTEX SCREW 66MM | Trauma | EA
214.068 | 10886982153661 | 4.5MM CORTEX SCREW 68MM | Trauma | EA
214.070 | 10886982153678 | 4.5MM CORTEX SCREW 70MM | Trauma | EA
214.072 | 10886982153685 | 4.5MM CORTEX SCREW 72MM | Trauma | EA
214.076 | 10886982153692 | 4.5MM CORTEX SCREW 76MM | Trauma | EA
214.080 | 10886982153708 | 4.5MM CORTEX SCREW 80MM | Trauma | EA
214.085 | 10886982153715 | 4.5MM CORTEX SCREW 85MM | Trauma | EA
214.090 | 10886982153722 | 4.5MM CORTEX SCREW 90MM | Trauma | EA
214.095 | 10886982153739 | 4.5MM CORTEX SCREW 95MM | Trauma | EA
214.100 | 10886982153746 | 4.5MM CORTEX SCREW 100MM | Trauma | EA
214.105 | 10886982153753 | 4.5MM CORTEX SCREW 105MM | Trauma | EA
214.110 | 10886982153760 | 4.5MM CORTEX SCREW 110MM | Trauma | EA
214.115 | 10886982153777 | 4.5MM CORTEX SCREW 115MM | Trauma | EA
214.120 | 10886982153784 | 4.5MM CORTEX SCREW 120MM | Trauma | EA
214.125 | 10886982153791 | 4.5MM CORTEX SCREW 125MM | Trauma | EA
214.130 | 10886982153807 | 4.5MM CORTEX SCREW 130MM | Trauma | EA
214.135 | 10886982153814 | 4.5MM CORTEX SCREW 135MM | Trauma | EA
214.140 | 10886982153821 | 4.5MM CORTEX SCREW 140MM | Trauma | EA
214.145 | 10886982153838 | 4.5MM CORTEX SCREW 145MM | Trauma | EA
214.228 | 10886982153906 | 4.5MM SHAFT SCREW 28MM | Trauma | EA
214.230 | 10886982153913 | 4.5MM SHAFT SCREW 30MM | Trauma | EA
214.232 | 10886982153920 | 4.5MM SHAFT SCREW 32MM | Trauma | EA
214.234 | 10886982153937 | 4.5MM SHAFT SCREW 34MM | Trauma | EA
214.236 | 10886982153944 | 4.5MM SHAFT SCREW 36MM | Trauma | EA
214.238 | 10886982153951 | 4.5MM SHAFT SCREW 38MM | Trauma | EA
214.240 | 10886982153968 | 4.5MM SHAFT SCREW 40MM | Trauma | EA
214.242 | 10886982153975 | 4.5MM SHAFT SCREW 42MM | Trauma | EA
214.244 | 10886982153982 | 4.5MM SHAFT SCREW 44MM | Trauma | EA
214.246 | 10886982153999 | 4.5MM SHAFT SCREW 46MM | Trauma | EA
214.248 | 10886982154002 | 4.5MM SHAFT SCREW 48MM | Trauma | EA
214.250 | 10886982154019 | 4.5MM SHAFT SCREW 50MM | Trauma | EA
214.828 | 10886982154637 | 4.5MM CORTEX SCREW SELF-TAPPING 28MM | Trauma | EA
214.830 | 10886982154644 | 4.5MM CORTEX SCREW SELF-TAPPING 30MM | Trauma | EA
214.832 | 10886982154651 | 4.5MM CORTEX SCREW SELF-TAPPING 32MM | Trauma | EA
214.834 | 10886982154668 | 4.5MM CORTEX SCREW SELF-TAPPING 34MM | Trauma | EA
214.836 | 10886982154675 | 4.5MM CORTEX SCREW SELF-TAPPING 36MM | Trauma | EA
214.838 | 10886982154682 | 4.5MM CORTEX SCREW SELF-TAPPING 38MM | Trauma | EA
214.840 | 10886982154699 | 4.5MM CORTEX SCREW SELF-TAPPING 40MM | Trauma | EA
214.842 | 10886982154705 | 4.5MM CORTEX SCREW SELF-TAPPING 42MM | Trauma | EA
214.844 | 10886982154712 | 4.5MM CORTEX SCREW SELF-TAPPING 44MM | Trauma | EA
214.846 | 10886982154729 | 4.5MM CORTEX SCREW SELF-TAPPING 46MM | Trauma | EA
214.848 | 10886982154736 | 4.5MM CORTEX SCREW SELF-TAPPING 48MM | Trauma | EA
214.850 | 10886982154743 | 4.5MM CORTEX SCREW SELF-TAPPING 50MM | Trauma | EA
214.852 | 10886982154750 | 4.5MM CORTEX SCREW SELF-TAPPING 52MM | Trauma | EA
214.854 | 10886982154767 | 4.5MM CORTEX SCREW SELF-TAPPING 54MM | Trauma | EA
214.872 | 10886982154859 | 4.5MM CORTEX SCREW SELF-TAPPING 72MM | Trauma | EA
214.876 | 10886982154866 | 4.5MM CORTEX SCREW SELF-TAPPING 76MM | Trauma | EA
214.880 | 10886982154873 | 4.5MM CORTEX SCREW SELF-TAPPING 80MM | Trauma | EA
214.885 | 10886982154880 | 4.5MM CORTEX SCREW SELF-TAPPING 85MM | Trauma | EA
214.890 | 10886982154897 | 4.5MM CORTEX SCREW SELF-TAPPING 90MM | Trauma | EA
214.895 | 10886982154903 | 4.5MM CORTEX SCREW SELF-TAPPING 95MM | Trauma | EA
214.900 | 10886982154910 | 4.5MM CORTEX SCREW SELF-TAPPING 100MM | Trauma | EA
214.905 | 10886982154927 | 4.5MM CORTEX SCREW SELF-TAPPING 105MM | Trauma | EA
214.910 | 10886982154934 | 4.5MM CORTEX SCREW SELF-TAPPING 110MM | Trauma | EA
215.025 | 10886982155016 | 4.5MM MALLEOLAR SCREW 25MM | Trauma | EA
215.030 | 10886982155023 | 4.5MM MALLEOLAR SCREW 30MM | Trauma | EA
215.035 | 10886982155030 | 4.5MM MALLEOLAR SCREW 35MM | Trauma | EA
215.040 | 10886982155047 | 4.5MM MALLEOLAR SCREW 40MM | Trauma | EA
215.045 | 10886982155054 | 4.5MM MALLEOLAR SCREW 45MM | Trauma | EA
215.050 | 10886982155061 | 4.5MM MALLEOLAR SCREW 50MM | Trauma | EA
215.055 | 10886982155078 | 4.5MM MALLEOLAR SCREW 55MM | Trauma | EA
215.060 | 10886982155085 | 4.5MM MALLEOLAR SCREW 60MM | Trauma | EA
215.065 | 10886982155092 | 4.5MM MALLEOLAR SCREW 65MM | Trauma | EA
215.070 | 10886982155108 | 4.5MM MALLEOLAR SCREW 70MM | Trauma | EA
216.030 | 10886982155177 | 6.5MM CANCELLOUS BONE SCREW 16MM THREAD/30MM | Trauma | EA
216.035 | 10886982155184 | 6.5MM CANCELLOUS BONE SCREW 16MM THREAD/35MM | Trauma | EA
216.040 | 10886982155191 | 6.5MM CANCELLOUS BONE SCREW 16MM THREAD/40MM | Trauma | EA
216.045 | 10886982155207 | 6.5MM CANCELLOUS BONE SCREW 16MM THREAD/45MM | Trauma | EA
216.050 | 10886982155214 | 6.5MM CANCELLOUS BONE SCREW 16MM THREAD/50MM | Trauma | EA
216.055 | 10886982155221 | 6.5MM CANCELLOUS BONE SCREW 16MM THREAD/55MM | Trauma | EA
216.060 | 10886982155238 | 6.5MM CANCELLOUS BONE SCREW 16MM THREAD/60MM | Trauma | EA
216.065 | 10886982155245 | 6.5MM CANCELLOUS BONE SCREW 16MM THREAD/65MM | Trauma | EA
216.070 | 10886982155252 | 6.5MM CANCELLOUS BONE SCREW 16MM THREAD/70MM | Trauma | EA
216.075 | 10886982155269 | 6.5MM CANCELLOUS BONE SCREW 16MM THREAD/75MM | Trauma | EA
216.080 | 10886982155276 | 6.5MM CANCELLOUS BONE SCREW 16MM THREAD/80MM | Trauma | EA
216.085 | 10886982155283 | 6.5MM CANCELLOUS BONE SCREW 16MM THREAD/85MM | Trauma | EA
216.090 | 10886982155290 | 6.5MM CANCELLOUS BONE SCREW 16MM THREAD/90MM | Trauma | EA
216.095 | 10886982155306 | 6.5MM CANCELLOUS BONE SCREW 16MM THREAD/95MM | Trauma | EA
216.100 | 10886982155313 | 6.5MM CANCELLOUS BONE SCREW 16MM THREAD/100MM | Trauma | EA
216.105 | 10886982155320 | 6.5MM CANCELLOUS BONE SCREW 16MM THREAD/105MM | Trauma | EA
216.110 | 10886982155337 | 6.5MM CANCELLOUS BONE SCREW 16MM THREAD/110MM | Trauma | EA
216.115 | 10886982155344 | 6.5MM CANCELLOUS BONE SCREW 16MM THREAD/115MM | Trauma | EA
216.120 | 10886982155351 | 6.5MM CANCELLOUS BONE SCREW 16MM THREAD/120MM | Trauma | EA
216.125 | 10886982155368 | 6.5MM CANCELLOUS BONE SCREW 16MM THREAD/125MM | Trauma | EA
216.130 | 10886982155375 | 6.5MM CANCELLOUS BONE SCREW 16MM THREAD/130MM | Trauma | EA
216.135 | 10886982155382 | 6.5MM CANCELLOUS BONE SCREW 16MM THREAD/135MM | Trauma | EA
216.140 | 10886982155399 | 6.5MM CANCELLOUS BONE SCREW 16MM THREAD/140MM | Trauma | EA
216.145 | 10886982155405 | 6.5MM CANCELLOUS BONE SCREW 16MM THREAD/145MM | Trauma | EA
216.150 | 10886982155412 | 6.5MM CANCELLOUS BONE SCREW 16MM THREAD/150MM | Trauma | EA
217.045 | 10886982155542 | 6.5MM CANCELLOUS BONE SCREW 32MM THREAD/45MM | Trauma | EA
217.050 | 10886982155559 | 6.5MM CANCELLOUS BONE SCREW 32MM THREAD/50MM | Trauma | EA
217.055 | 10886982155566 | 6.5MM CANCELLOUS BONE SCREW 32MM THREAD/55MM | Trauma | EA
217.060 | 10886982155573 | 6.5MM CANCELLOUS BONE SCREW 32MM THREAD/60MM | Trauma | EA
217.065 | 10886982155580 | 6.5MM CANCELLOUS BONE SCREW 32MM THREAD/65MM | Trauma | EA
217.070 | 10886982155597 | 6.5MM CANCELLOUS BONE SCREW 32MM THREAD/70MM | Trauma | EA
217.075 | 10886982155603 | 6.5MM CANCELLOUS BONE SCREW 32MM THREAD/75MM | Trauma | EA
217.080 | 10886982155610 | 6.5MM CANCELLOUS BONE SCREW 32MM THREAD/80MM | Trauma | EA
217.085 | 10886982155627 | 6.5MM CANCELLOUS BONE SCREW 32MM THREAD/85MM | Trauma | EA
217.090 | 10886982155634 | 6.5MM CANCELLOUS BONE SCREW 32MM THREAD/90MM | Trauma | EA
217.095 | 10886982155641 | 6.5MM CANCELLOUS BONE SCREW 32MM THREAD/95MM | Trauma | EA
217.100 | 10886982155658 | 6.5MM CANCELLOUS BONE SCREW 32MM THREAD/100MM | Trauma | EA
217.105 | 10886982155665 | 6.5MM CANCELLOUS BONE SCREW 32MM THREAD/105MM | Trauma | EA
217.110 | 10886982155672 | 6.5MM CANCELLOUS BONE SCREW 32MM THREAD/110MM | Trauma | EA
217.115 | 10886982155689 | 6.5MM CANCELLOUS BONE SCREW 32MM THREAD/115MM | Trauma | EA
217.120 | 10886982155696 | 6.5MM CANCELLOUS BONE SCREW 32MM THREAD/120MM | Trauma | EA
217.125 | 10886982155702 | 6.5MM CANCELLOUS BONE SCREW 32MM THREAD/125MM | Trauma | EA
217.130 | 10886982155719 | 6.5MM CANCELLOUS BONE SCREW 32MM THREAD/130MM | Trauma | EA
217.135 | 10886982155726 | 6.5MM CANCELLOUS BONE SCREW 32MM THREAD/135MM | Trauma | EA
217.140 | 10886982155733 | 6.5MM CANCELLOUS BONE SCREW 32MM THREAD/140MM | Trauma | EA
217.145 | 10886982155740 | 6.5MM CANCELLOUS BONE SCREW 32MM THREAD/145MM | Trauma | EA
217.150 | 10886982155757 | 6.5MM CANCELLOUS BONE SCREW 32MM THREAD/150MM | Trauma | EA
218.025 | 10886982155887 | 6.5MM CANCELLOUS BONE SCREW FULLY THREADED/25MM | Trauma | EA
218.030 | 10886982155894 | 6.5MM CANCELLOUS BONE SCREW FULLY THREADED/30MM | Trauma | EA
218.035 | 10886982155900 | 6.5MM CANCELLOUS BONE SCREW FULLY THREADED/35MM | Trauma | EA
218.040 | 10886982155917 | 6.5MM CANCELLOUS BONE SCREW FULLY THREADED/40MM | Trauma | EA
218.045 | 10886982155924 | 6.5MM CANCELLOUS BONE SCREW FULLY THREADED/45MM | Trauma | EA
218.050 | 10886982155931 | 6.5MM CANCELLOUS BONE SCREW FULLY THREADED/50MM | Trauma | EA
218.055 | 10886982155948 | 6.5MM CANCELLOUS BONE SCREW FULLY THREADED/55MM | Trauma | EA
218.060 | 10886982155955 | 6.5MM CANCELLOUS BONE SCREW FULLY THREADED/60MM | Trauma | EA
218.065 | 10886982155962 | 6.5MM CANCELLOUS BONE SCREW FULLY THREADED/65MM | Trauma | EA
218.070 | 10886982155979 | 6.5MM CANCELLOUS BONE SCREW FULLY THREADED/70MM | Trauma | EA
218.075 | 10886982155986 | 6.5MM CANCELLOUS BONE SCREW FULLY THREADED/75MM | Trauma | EA
218.080 | 10886982155993 | 6.5MM CANCELLOUS BONE SCREW FULLY THREADED/80MM | Trauma | EA
218.085 | 10886982156006 | 6.5MM CANCELLOUS BONE SCREW FULLY THREADED/85MM | Trauma | EA
218.090 | 10886982156013 | 6.5MM CANCELLOUS BONE SCREW FULLY THREADED/90MM | Trauma | EA
218.095 | 10886982156020 | 6.5MM CANCELLOUS BONE SCREW FULLY THREADED/95MM | Trauma | EA
218.100 | 10886982156037 | 6.5MM CANCELLOUS BONE SCREW FULLY THREADED/100MM | Trauma | EA
218.105 | 10886982156044 | 6.5MM CANCELLOUS BONE SCREW FULLY THREADED/105MM | Trauma | EA
218.110 | 10886982156051 | 6.5MM CANCELLOUS BONE SCREW FULLY THREADED/110MM | Trauma | EA
218.115 | 10886982156068 | 6.5MM CANCELLOUS BONE SCREW FULLY THREADED/115MM | Trauma | EA
218.120 | 10886982156075 | 6.5MM CANCELLOUS BONE SCREW FULLY THREADED/120MM | Trauma | EA
218.125 | 10886982156082 | 6.5MM CANCELLOUS BONE SCREW FULLY THREADED/125MM | Trauma | EA
218.130 | 10886982156099 | 6.5MM CANCELLOUS BONE SCREW FULLY THREADED/130MM | Trauma | EA
218.135 | 10886982156105 | 6.5MM CANCELLOUS BONE SCREW FULLY THREADED/135MM | Trauma | EA
218.140 | 10886982156112 | 6.5MM CANCELLOUS BONE SCREW FULLY THREADED/140MM | Trauma | EA
218.145 | 10886982156129 | 6.5MM CANCELLOUS BONE SCREW FULLY THREADED/145MM | Trauma | EA
218.150 | 10886982156136 | 6.5MM CANCELLOUS BONE SCREW FULLY THREADED/150MM | Trauma | EA
219.91 | 10886982156198 | WASHER 10.0MM | Trauma | EA
219.96 | 10886982156259 | NUT FOR 4.5MM CORTEX SCREWS | Trauma | EA
219.97 | 10886982156266 | WASHER 4.5MM | Trauma | EA
219.98 | 10886982156280 | WASHER 7.0MM | Trauma | EA
219.99 | 10886982156297 | WASHER 13.0MM | Trauma | EA
222.02 | 10886982156402 | SEMI-TUBULAR PLATE 2 HOLES 39MM | Trauma | EA
222.03 | 10886982156419 | SEMI-TUBULAR PLATE 3 HOLES 55MM | Trauma | EA
222.04 | 10886982156426 | SEMI-TUBULAR PLATE 4 HOLES 71MM | Trauma | EA
222.05 | 10886982156433 | SEMI-TUBULAR PLATE 5 HOLES 87MM | Trauma | EA
222.06 | 10886982156440 | SEMI-TUBULAR PLATE 6 HOLES 103MM | Trauma | EA
222.07 | 10886982156457 | SEMI-TUBULAR PLATE 7 HOLES 119MM | Trauma | EA
222.08 | 10886982156464 | SEMI-TUBULAR PLATE 8 HOLES 135MM | Trauma | EA
222.09 | 10886982156471 | SEMI-TUBULAR PLATE 9 HOLES 151MM | Trauma | EA
222.10 | 10886982156488 | SEMI-TUBULAR PLATE 10 HOLES 167MM | Trauma | EA
222.11 | 10886982156495 | SEMI-TUBULAR PLATE 11 HOLES/183MM | Trauma | EA
222.12 | 10886982156501 | SEMI-TUBULAR PLATE 12 HOLES/199MM | Trauma | EA
223.52 | 10886982157829 | 3.5MM LC-DCPÂ® PLATE 2 HOLES/25MM | Trauma | EA
223.53 | 10886982157843 | 3.5MM LC-DCPÂ® PLATE 3 HOLES/38MM | Trauma | EA
223.54 | 10886982157867 | 3.5MM LC-DCPÂ® PLATE 4 HOLES/51MM | Trauma | EA
223.55 | 10886982157881 | 3.5MM LC-DCPÂ® PLATE 5 HOLES/64MM | Trauma | EA
223.56 | 10886982157904 | 3.5MM LC-DCPÂ® PLATE 6 HOLES/77MM | Trauma | EA
223.57 | 10886982157928 | 3.5MM LC-DCPÂ® PLATE 7 HOLES/90MM | Trauma | EA
223.58 | 10886982157942 | 3.5MM LC-DCPÂ® PLATE 8 HOLES/103MM | Trauma | EA
223.59 | 10886982157966 | 3.5MM LC-DCPÂ® PLATE 9 HOLES/116MM | Trauma | EA
223.60 | 10886982157980 | 3.5MM LC-DCPÂ® PLATE 10 HOLES/129MM | Trauma | EA
223.61 | 10886982158000 | 3.5MM LC-DCPÂ® PLATE 11 HOLES/142MM | Trauma | EA
223.62 | 10886982158024 | 3.5MM LC-DCPÂ® PLATE 12 HOLES/155MM | Trauma | EA
223.64 | 10886982158055 | 3.5MM LC-DCPÂ® PLATE 14 HOLES/181MM | Trauma | EA
223.65 | 10886982158079 | 3.5MM LC-DCPÂ® PLATE 15 HOLES/195MM | Trauma | EA
223.66 | 10886982158093 | 3.5MM LC-DCPÂ® PLATE 16 HOLES/207MM | Trauma | EA
223.68 | 10886982158123 | 3.5MM LC-DCPÂ® PLATE 18 HOLES/233MM | Trauma | EA
223.70 | 10886982158154 | 3.5MM LC-DCPÂ® PLATE 20 HOLES/259MM | Trauma | EA
224.02 | 10886982158161 | 4.5MM NARROW DCPÂ® PLATE 2 HOLES/39MM | Trauma | EA
224.04 | 10886982158178 | 4.5MM NARROW DCPÂ® PLATE 4 HOLES/71MM | Trauma | EA
224.05 | 10886982158192 | 4.5MM NARROW DCPÂ® PLATE 5 HOLES/87MM | Trauma | EA
224.06 | 10886982158208 | 4.5MM NARROW DCPÂ® PLATE 6 HOLES/103MM | Trauma | EA
224.07 | 10886982158215 | 4.5MM NARROW DCPÂ® PLATE 7 HOLES/119MM | Trauma | EA
224.08 | 10886982158222 | 4.5MM NARROW DCPÂ® PLATE 8 HOLES/135MM | Trauma | EA
224.09 | 10886982158239 | 4.5MM NARROW DCPÂ® PLATE 9 HOLES/151MM | Trauma | EA
224.10 | 10886982158246 | 4.5MM NARROW DCPÂ® PLATE 10 HOLES/167MM | Trauma | EA
224.12 | 10886982158253 | 4.5MM NARROW DCPÂ® PLATE 12 HOLES/199MM | Trauma | EA
224.20 | 10886982158260 | 4.5MM NARROW DCPÂ® PLATE 20 HOLES/326MM | Trauma | EA
224.54 | 10886982158413 | 4.5MM NARROW LC-DCPÂ® PLATE 4 HOLES/70MM | Trauma | EA
224.55 | 10886982158437 | 4.5MM NARROW LC-DCPÂ® PLATE 5 HOLES/88MM | Trauma | EA
224.56 | 10886982158451 | 4.5MM NARROW LC-DCPÂ® PLATE 6 HOLES/106MM | Trauma | EA
224.57 | 10886982158475 | 4.5MM NARROW LC-DCPÂ® PLATE 7 HOLES/124MM | Trauma | EA
224.58 | 10886982158499 | 4.5MM NARROW LC-DCPÂ® PLATE 8 HOLES/142MM | Trauma | EA
224.59 | 10886982158512 | 4.5MM NARROW LC-DCPÂ® PLATE 9 HOLES/160MM | Trauma | EA
224.60 | 10886982158536 | 4.5MM NARROW LC-DCPÂ® PLATE 10 HOLES/178MM | Trauma | EA
224.61 | 10886982158550 | 4.5MM NARROW LC-DCPÂ® PLATE 11 HOLES/196MM | Trauma | EA
224.62 | 10886982158574 | 4.5MM NARROW LC-DCPÂ® PLATE 12 HOLES/214MM | Trauma | EA
224.66 | 10886982158611 | 4.5MM NARROW LC-DCPÂ® PLATE 16 HOLES/286MM | Trauma | EA
224.70 | 10886982158642 | 4.5MM NARROW LC-DCPÂ® PLATE 20 HOLES/358MM | Trauma | EA
226.06 | 10886982158949 | 4.5MM BROAD DCPÂ® PLATE 6 HOLES/103MM | Trauma | EA
226.07 | 10886982158956 | 4.5MM BROAD DCPÂ® PLATE 7 HOLES/119MM | Trauma | EA
226.08 | 10886982158963 | 4.5MM BROAD DCPÂ® PLATE 8 HOLES/135MM | Trauma | EA
226.09 | 10886982158970 | 4.5MM BROAD DCPÂ® PLATE 9 HOLES/151MM | Trauma | EA
226.10 | 10886982158987 | 4.5MM BROAD DCPÂ® PLATE 10 HOLES/167MM | Trauma | EA
226.12 | 10886982158994 | 4.5MM BROAD DCPÂ® PLATE 12 HOLES/199MM | Trauma | EA
226.14 | 10886982159007 | 4.5MM BROAD DCPÂ® PLATE 14 HOLES/231MM | Trauma | EA
226.20 | 10886982159014 | 4.5MM BROAD DCPÂ® PLATE 20 HOLES/326MM | Trauma | EA
226.56 | 10886982159021 | 4.5MM BROAD LC-DCPÂ® PLATE 6 HOLES/106MM | Trauma | EA
226.57 | 10886982159045 | 4.5MM BROAD LC-DCPÂ® PLATE 7 HOLES/124MM | Trauma | EA
226.58 | 10886982159069 | 4.5MM BROAD LC-DCPÂ® PLATE 8 HOLES/142MM | Trauma | EA
226.59 | 10886982159083 | 4.5MM BROAD LC-DCPÂ® PLATE 9 HOLES/160MM | Trauma | EA
226.60 | 10886982159106 | 4.5MM BROAD LC-DCPÂ® PLATE 10 HOLES/178MM | Trauma | EA
226.61 | 10886982159120 | 4.5MM BROAD LC-DCPÂ® PLATE 11 HOLES/196MM | Trauma | EA
226.62 | 10886982159144 | 4.5MM BROAD LC-DCPÂ® PLATE 12 HOLES/214MM | Trauma | EA
226.64 | 10886982159205 | 4.5MM BROAD LC-DCPÂ® PLATE 14 HOLES/250MM | Trauma | EA
226.66 | 10886982159267 | 4.5MM BROAD LC-DCPÂ® PLATE 16 HOLES/286MM | Trauma | EA
226.68 | 10886982159328 | 4.5MM BROAD LC-DCPÂ® PLATE 18 HOLES/322MM | Trauma | EA
229.33 | 10886982159434 | 4.5MM RECONSTRUCTION PLATE 3 HOLES/45MM | Trauma | EA
229.34 | 10886982159458 | 4.5MM RECONSTRUCTION PLATE 4 HOLES/61MM | Trauma | EA
229.35 | 10886982159472 | 4.5MM RECONSTRUCTION PLATE 5 HOLES/77MM | Trauma | EA
229.36 | 10886982159496 | 4.5MM RECONSTRUCTION PLATE 6 HOLES/93MM | Trauma | EA
229.37 | 10886982159519 | 4.5MM RECONSTRUCTION PLATE 7 HOLES/109MM | Trauma | EA
229.38 | 10886982159533 | 4.5MM RECONSTRUCTION PLATE 8 HOLES/125MM | Trauma | EA
229.39 | 10886982159557 | 4.5MM RECONSTRUCTION PLATE 9 HOLES/141MM | Trauma | EA
229.40 | 10886982159571 | 4.5MM RECONSTRUCTION PLATE 10 HOLES/157MM | Trauma | EA
229.41 | 10886982159595 | 4.5MM RECONSTRUCTION PLATE 11 HOLES/173MM | Trauma | EA
229.42 | 10886982159618 | 4.5MM RECONSTRUCTION PLATE 12 HOLES/189MM | Trauma | EA
229.43 | 10886982159632 | 4.5MM RECONSTRUCTION PLATE 13 HOLES/205MM | Trauma | EA
229.44 | 10886982159656 | 4.5MM RECONSTRUCTION PLATE 14 HOLES/221MM | Trauma | EA
398.811 | 10886982201676 | PLATE HOLDING FORCEPS WITH SWIVEL FOOT/SIZE 0 | Trauma | EA
398.812 | 10886982201690 | PLATE HOLDING FORCEPS WITH SWIVEL FOOT/SIZE 1 | Trauma | EA
398.813 | 10886982201713 | PLATE HOLDING FORCEPS WITH SWIVEL FOOT/SIZE 2 | Trauma | EA
398.814 | 10886982201737 | PLATE HOLDING FORCEPS WITH SWIVEL FOOT/SIZE 3 | Trauma | EA
398.819 | 10886982201751 | PLATE HOLDING FORCEPS WITH SWIVEL FOOT 150MM | Trauma | EA
399.051 | 10886982202253 | REDUCTION FORCEPS WITH SERRATED JAW 240MM-SPEED LOCK | Trauma | EA
391.962 | 10886982198525 | BENDING/CUTTING PLIERS | Trauma | EA
419.91 | 10886982214775 | TI WASHER 10.0MM | Trauma | EA
393.734 | 10886982199324 | 3/4 RING 140MM ID | Trauma | EA
304.530 | 10886982184221 | TI UNREAMED TIBIAL NAIL SET GRAPHIC CASE | Trauma | EA
226.70 | 10886982159366 | 4.5MM BROAD LC-DCPÂ® PLATE 20 HOLES/358MM | Trauma | EA
304.536B | 10886982184238 | 10MM TI UNREAMED TIBIAL NAIL TRAY BOTTOM | Trauma | EA
304.420 | 10886982183811 | 4.5MM TI CANNULATED SCREW INSTR/IMPLANT SET GRAPHIC CASE | Trauma | EA
304.423 | 10886982183828 | 4.5MM TI CANNULATED SCREW SET GRAPHIC CASE SCREW RACK | Trauma | EA
407.610 | 10886982208286 | 4.0MM TI CANNULATED SCREW SHORT THREAD/10MM | Trauma | EA
407.612 | 10886982208293 | 4.0MM TI CANNULATED SCREW SHORT THREAD/12MM | Trauma | EA
407.614 | 10886982208309 | 4.0MM TI CANNULATED SCREW SHORT THREAD/14MM | Trauma | EA
407.616 | 10886982208316 | 4.0MM TI CANNULATED SCREW SHORT THREAD/16MM | Trauma | EA
407.618 | 10886982208323 | 4.0MM TI CANNULATED SCREW SHORT THREAD/18MM | Trauma | EA
407.620 | 10886982208330 | 4.0MM TI CANNULATED SCREW SHORT THREAD/20MM | Trauma | EA
407.622 | 10886982208347 | 4.0MM TI CANNULATED SCREW SHORT THREAD/22MM | Trauma | EA
407.624 | 10886982208354 | 4.0MM TI CANNULATED SCREW SHORT THREAD/24MM | Trauma | EA
407.626 | 10886982208361 | 4.0MM TI CANNULATED SCREW SHORT THREAD/26MM | Trauma | EA
407.628 | 10886982208378 | 4.0MM TI CANNULATED SCREW SHORT THREAD/28MM | Trauma | EA
407.630 | 10886982208385 | 4.0MM TI CANNULATED SCREW SHORT THREAD/30MM | Trauma | EA
407.632 | 10886982208392 | 4.0MM TI CANNULATED SCREW SHORT THREAD/32MM | Trauma | EA
407.634 | 10886982208408 | 4.0MM TI CANNULATED SCREW SHORT THREAD/34MM | Trauma | EA
407.636 | 10886982208415 | 4.0MM TI CANNULATED SCREW SHORT THREAD/36MM | Trauma | EA
407.638 | 10886982208422 | 4.0MM TI CANNULATED SCREW SHORT THREAD/38MM | Trauma | EA
407.640 | 10886982208439 | 4.0MM TI CANNULATED SCREW SHORT THREAD/40MM | Trauma | EA
407.642 | 10886982208446 | 4.0MM TI CANNULATED SCREW SHORT THREAD/42MM | Trauma | EA
407.644 | 10886982208453 | 4.0MM TI CANNULATED SCREW SHORT THREAD/44MM | Trauma | EA
407.646 | 10886982208460 | 4.0MM TI CANNULATED SCREW SHORT THREAD/46MM | Trauma | EA
407.648 | 10886982208477 | 4.0MM TI CANNULATED SCREW SHORT THREAD/48MM | Trauma | EA
407.650 | 10886982208484 | 4.0MM TI CANNULATED SCREW SHORT THREAD/50MM | Trauma | EA
407.716 | 10886982208576 | 4.0MM TI CANNULATED SCREW LONG THREAD/16MM | Trauma | EA
407.718 | 10886982208583 | 4.0MM TI CANNULATED SCREW LONG THREAD/18MM | Trauma | EA
407.720 | 10886982208590 | 4.0MM TI CANNULATED SCREW LONG THREAD/20MM | Trauma | EA
407.722 | 10886982208606 | 4.0MM TI CANNULATED SCREW LONG THREAD/22MM | Trauma | EA
407.724 | 10886982208613 | 4.0MM TI CANNULATED SCREW LONG THREAD/24MM | Trauma | EA
407.726 | 10886982208620 | 4.0MM TI CANNULATED SCREW LONG THREAD/26MM | Trauma | EA
407.728 | 10886982208637 | 4.0MM TI CANNULATED SCREW LONG THREAD/28MM | Trauma | EA
407.730 | 10886982208644 | 4.0MM TI CANNULATED SCREW LONG THREAD/30MM | Trauma | EA
407.732 | 10886982208651 | 4.0MM TI CANNULATED SCREW LONG THREAD/32MM | Trauma | EA
407.734 | 10886982208668 | 4.0MM TI CANNULATED SCREW LONG THREAD/34MM | Trauma | EA
407.736 | 10886982208675 | 4.0MM TI CANNULATED SCREW LONG THREAD/36MM | Trauma | EA
407.738 | 10886982208682 | 4.0MM TI CANNULATED SCREW LONG THREAD/38MM | Trauma | EA
407.740 | 10886982208699 | 4.0MM TI CANNULATED SCREW LONG THREAD/40MM | Trauma | EA
407.742 | 10886982208705 | 4.0MM TI CANNULATED SCREW LONG THREAD/42MM | Trauma | EA
407.744 | 10886982208712 | 4.0MM TI CANNULATED SCREW LONG THREAD/44MM | Trauma | EA
407.746 | 10886982208729 | 4.0MM TI CANNULATED SCREW LONG THREAD/46MM | Trauma | EA
407.748 | 10886982208736 | 4.0MM TI CANNULATED SCREW LONG THREAD/48MM | Trauma | EA
407.750 | 10886982208743 | 4.0MM TI CANNULATED SCREW LONG THREAD/50MM | Trauma | EA
414.520 | 10886982213075 | 4.5MM TI CANNULATED SCREW PARTIALLY THREADED/20MM | Trauma | EA
414.522 | 10886982213082 | 4.5MM TI CANNULATED SCREW PARTIALLY THREADED/22MM | Trauma | EA
414.524 | 10886982213099 | 4.5MM TI CANNULATED SCREW PARTIALLY THREADED/24MM | Trauma | EA
414.526 | 10886982213105 | 4.5MM TI CANNULATED SCREW PARTIALLY THREADED/26MM | Trauma | EA
414.528 | 10886982213112 | 4.5MM TI CANNULATED SCREW PARTIALLY THREADED/28MM | Trauma | EA
414.530 | 10886982213129 | 4.5MM TI CANNULATED SCREW PARTIALLY THREADED/30MM | Trauma | EA
414.532 | 10886982213136 | 4.5MM TI CANNULATED SCREW PARTIALLY THREADED/32MM | Trauma | EA
414.534 | 10886982213143 | 4.5MM TI CANNULATED SCREW PARTIALLY THREADED/34MM | Trauma | EA
414.536 | 10886982213150 | 4.5MM TI CANNULATED SCREW PARTIALLY THREADED/36MM | Trauma | EA
414.538 | 10886982213167 | 4.5MM TI CANNULATED SCREW PARTIALLY THREADED/38MM | Trauma | EA
414.540 | 10886982213174 | 4.5MM TI CANNULATED SCREW PARTIALLY THREADED/40MM | Trauma | EA
414.542 | 10886982213181 | 4.5MM TI CANNULATED SCREW PARTIALLY THREADED/42MM | Trauma | EA
414.544 | 10886982213198 | 4.5MM TI CANNULATED SCREW PARTIALLY THREADED/44MM | Trauma | EA
414.546 | 10886982213204 | 4.5MM TI CANNULATED SCREW PARTIALLY THREADED/46MM | Trauma | EA
414.548 | 10886982213211 | 4.5MM TI CANNULATED SCREW PARTIALLY THREADED/48MM | Trauma | EA
414.550 | 10886982213228 | 4.5MM TI CANNULATED SCREW PARTIALLY THREADED/50MM | Trauma | EA
414.552 | 10886982213235 | 4.5MM TI CANNULATED SCREW PARTIALLY THREADED/52MM | Trauma | EA
414.554 | 10886982213242 | 4.5MM TI CANNULATED SCREW PARTIALLY THREADED/54MM | Trauma | EA
414.556 | 10886982213259 | 4.5MM TI CANNULATED SCREW PARTIALLY THREADED/56MM | Trauma | EA
414.560 | 10886982213266 | 4.5MM TI CANNULATED SCREW PARTIALLY THREADED/60MM | Trauma | EA
414.564 | 10886982213273 | 4.5MM TI CANNULATED SCREW PARTIALLY THREADED/64MM | Trauma | EA
414.568 | 10886982213280 | 4.5MM TI CANNULATED SCREW PARTIALLY THREADED/68MM | Trauma | EA
414.572 | 10886982213297 | 4.5MM TI CANNULATED SCREW PARTIALLY THREADED/72MM | Trauma | EA
414.720 | 10886982213327 | 4.5MM TI CANNULATED SCREW FULLY THREADED/20MM | Trauma | EA
414.722 | 10886982213334 | 4.5MM TI CANNULATED SCREW FULLY THREADED/22MM | Trauma | EA
414.724 | 10886982213341 | 4.5MM TI CANNULATED SCREW FULLY THREADED/24MM | Trauma | EA
414.726 | 10886982213358 | 4.5MM TI CANNULATED SCREW FULLY THREADED/26MM | Trauma | EA
414.728 | 10886982213365 | 4.5MM TI CANNULATED SCREW FULLY THREADED/28MM | Trauma | EA
414.730 | 10886982213372 | 4.5MM TI CANNULATED SCREW FULLY THREADED/30MM | Trauma | EA
414.732 | 10886982213389 | 4.5MM TI CANNULATED SCREW FULLY THREADED/32MM | Trauma | EA
414.734 | 10886982213396 | 4.5MM TI CANNULATED SCREW FULLY THREADED/34MM | Trauma | EA
414.736 | 10886982213402 | 4.5MM TI CANNULATED SCREW FULLY THREADED/36MM | Trauma | EA
414.738 | 10886982213419 | 4.5MM TI CANNULATED SCREW FULLY THREADED/38MM | Trauma | EA
414.740 | 10886982213426 | 4.5MM TI CANNULATED SCREW FULLY THREADED/40MM | Trauma | EA
414.742 | 10886982213433 | 4.5MM TI CANNULATED SCREW FULLY THREADED/42MM | Trauma | EA
414.744 | 10886982213440 | 4.5MM TI CANNULATED SCREW FULLY THREADED/44MM | Trauma | EA
414.746 | 10886982213457 | 4.5MM TI CANNULATED SCREW FULLY THREADED/46MM | Trauma | EA
414.748 | 10886982213464 | 4.5MM TI CANNULATED SCREW FULLY THREADED/48MM | Trauma | EA
414.750 | 10886982213471 | 4.5MM TI CANNULATED SCREW FULLY THREADED/50MM | Trauma | EA
414.752 | 10886982213488 | 4.5MM TI CANNULATED SCREW FULLY THREADED/52MM | Trauma | EA
414.754 | 10886982213495 | 4.5MM TI CANNULATED SCREW FULLY THREADED/54MM | Trauma | EA
414.756 | 10886982213501 | 4.5MM TI CANNULATED SCREW FULLY THREADED/56MM | Trauma | EA
414.760 | 10886982213518 | 4.5MM TI CANNULATED SCREW FULLY THREADED/60MM | Trauma | EA
414.764 | 10886982213525 | 4.5MM TI CANNULATED SCREW FULLY THREADED/64MM | Trauma | EA
414.768 | 10886982213532 | 4.5MM TI CANNULATED SCREW FULLY THREADED/68MM | Trauma | EA
414.772 | 10886982213549 | 4.5MM TI CANNULATED SCREW FULLY THREADED/72MM | Trauma | EA
214.520 | 10886982154064 | 4.5MM CANNULATED SCREW PARTIALLY THREADED/20MM | Trauma | EA
214.522 | 10886982154071 | 4.5MM CANNULATED SCREW PARTIALLY THREADED/22MM | Trauma | EA
214.524 | 10886982154088 | 4.5MM CANNULATED SCREW PARTIALLY THREADED/24MM | Trauma | EA
214.526 | 10886982154095 | 4.5MM CANNULATED SCREW PARTIALLY THREADED/26MM | Trauma | EA
214.528 | 10886982154101 | 4.5MM CANNULATED SCREW PARTIALLY THREADED/28MM | Trauma | EA
214.530 | 10886982154118 | 4.5MM CANNULATED SCREW PARTIALLY THREADED/30MM | Trauma | EA
214.532 | 10886982154125 | 4.5MM CANNULATED SCREW PARTIALLY THREADED/32MM | Trauma | EA
214.534 | 10886982154132 | 4.5MM CANNULATED SCREW PARTIALLY THREADED/34MM | Trauma | EA
214.536 | 10886982154149 | 4.5MM CANNULATED SCREW PARTIALLY THREADED/36MM | Trauma | EA
214.538 | 10886982154156 | 4.5MM CANNULATED SCREW PARTIALLY THREADED/38MM | Trauma | EA
214.540 | 10886982154163 | 4.5MM CANNULATED SCREW PARTIALLY THREADED/40MM | Trauma | EA
214.542 | 10886982154170 | 4.5MM CANNULATED SCREW PARTIALLY THREADED/42MM | Trauma | EA
214.544 | 10886982154187 | 4.5MM CANNULATED SCREW PARTIALLY THREADED/44MM | Trauma | EA
214.546 | 10886982154194 | 4.5MM CANNULATED SCREW PARTIALLY THREADED/46MM | Trauma | EA
214.548 | 10886982154200 | 4.5MM CANNULATED SCREW PARTIALLY THREADED/48MM | Trauma | EA
214.550 | 10886982154217 | 4.5MM CANNULATED SCREW PARTIALLY THREADED/50MM | Trauma | EA
214.552 | 10886982154224 | 4.5MM CANNULATED SCREW PARTIALLY THREADED/52MM | Trauma | EA
214.554 | 10886982154231 | 4.5MM CANNULATED SCREW PARTIALLY THREADED/54MM | Trauma | EA
214.556 | 10886982154248 | 4.5MM CANNULATED SCREW PARTIALLY THREADED/56MM | Trauma | EA
214.560 | 10886982154255 | 4.5MM CANNULATED SCREW PARTIALLY THREADED/60MM | Trauma | EA
214.564 | 10886982154262 | 4.5MM CANNULATED SCREW PARTIALLY THREADED/64MM | Trauma | EA
214.568 | 10886982154279 | 4.5MM CANNULATED SCREW PARTIALLY THREADED/68MM | Trauma | EA
214.572 | 10886982154286 | 4.5MM CANNULATED SCREW PARTIALLY THREADED/72MM | Trauma | EA
214.720 | 10886982154316 | 4.5MM CANNULATED SCREW FULLY THREADED/20MM | Trauma | EA
214.722 | 10886982154323 | 4.5MM CANNULATED SCREW FULLY THREADED/22MM | Trauma | EA
214.724 | 10886982154330 | 4.5MM CANNULATED SCREW FULLY THREADED/24MM | Trauma | EA
214.726 | 10886982154347 | 4.5MM CANNULATED SCREW FULLY THREADED/26MM | Trauma | EA
214.728 | 10886982154354 | 4.5MM CANNULATED SCREW FULLY THREADED/28MM | Trauma | EA
214.730 | 10886982154361 | 4.5MM CANNULATED SCREW FULLY THREADED/30MM | Trauma | EA
214.732 | 10886982154378 | 4.5MM CANNULATED SCREW FULLY THREADED/32MM | Trauma | EA
214.734 | 10886982154385 | 4.5MM CANNULATED SCREW FULLY THREADED/34MM | Trauma | EA
214.736 | 10886982154392 | 4.5MM CANNULATED SCREW FULLY THREADED/36MM | Trauma | EA
214.738 | 10886982154408 | 4.5MM CANNULATED SCREW FULLY THREADED/38MM | Trauma | EA
214.740 | 10886982154415 | 4.5MM CANNULATED SCREW FULLY THREADED/40MM | Trauma | EA
214.742 | 10886982154422 | 4.5MM CANNULATED SCREW FULLY THREADED/42MM | Trauma | EA
214.744 | 10886982154439 | 4.5MM CANNULATED SCREW FULLY THREADED/44MM | Trauma | EA
214.746 | 10886982154446 | 4.5MM CANNULATED SCREW FULLY THREADED/46MM | Trauma | EA
214.748 | 10886982154453 | 4.5MM CANNULATED SCREW FULLY THREADED/48MM | Trauma | EA
214.750 | 10886982154460 | 4.5MM CANNULATED SCREW FULLY THREADED/50MM | Trauma | EA
214.752 | 10886982154477 | 4.5MM CANNULATED SCREW FULLY THREADED/52MM | Trauma | EA
214.754 | 10886982154484 | 4.5MM CANNULATED SCREW FULLY THREADED/54MM | Trauma | EA
214.756 | 10886982154491 | 4.5MM CANNULATED SCREW FULLY THREADED/56MM | Trauma | EA
214.760 | 10886982154507 | 4.5MM CANNULATED SCREW FULLY THREADED/60MM | Trauma | EA
214.764 | 10886982154514 | 4.5MM CANNULATED SCREW FULLY THREADED/64MM | Trauma | EA
214.768 | 10886982154521 | 4.5MM CANNULATED SCREW FULLY THREADED/68MM | Trauma | EA
214.772 | 10886982154538 | 4.5MM CANNULATED SCREW FULLY THREADED/72MM | Trauma | EA
393.742 | 10886982199362 | WIRE TENSIONER | Trauma | EA
393.743 | 10886982199379 | BACKUP WIRE TENSIONER | Trauma | EA
304.340 | 10886982183552 | HYBRID FIXATOR SET GRAPHIC CASE | Trauma | EA
314.67.97 | 10886982189004 | CRUCIFORM SCREWDRIVER SHAFT WITH HOLDING SLEEVE | Trauma | EA
304.345 | 10886982183583 | HYBRID FIXATOR SET GRAPHIC CASE IMPLANT TRAY ASSEMBLY | Trauma | EA
2600 | 10886982172792 | SYNTHES INTERACTIVE CATALOG CD-ROM | Trauma | EA
1118B | 10886982137821 | BONE MODEL-TIBIA WITH MIDSHAFT FX | Trauma | EA
356.972 | 10886982195654 | 3.2MM THREE-FLUTED DRILL BIT QC/215MM/82MM CALIBRATION | Trauma | EA
359.036 | 10886982196873 | SLIDE HAMMER/FOR FLEXIBLE HUMERAL NAIL | Trauma | EA
359.081 | 10886982196903 | 8.0MM FLEXIBLE CANNULATED DRILL BIT/LARGE QC/250MM | Trauma | EA
359.079 | 10886982196880 | 10.5MM FLEXIBLE CANNULATED DRILL BIT/LARGE QC/250MM | Trauma | EA
359.080 | 10886982196897 | 2.5MM FLEXIBLE CALIBRATED GUIDE WIRE 620MM | Trauma | EA
359.106 | 10886982196958 | 6.0MM FLEXIBLE MEDULLARY REAMER/FLAT WIRE/385MM | Trauma | EA
359.107 | 10886982196965 | 6.5MM FLEXIBLE MEDULLARY REAMER/FLAT WIRE/385MM | Trauma | EA
359.108 | 10886982196972 | 7.0MM FLEXIBLE MEDULLARY REAMER/FLAT WIRE/385MM | Trauma | EA
359.109 | 10886982196989 | 7.5MM FLEXIBLE MEDULLARY REAMER/FLAT WIRE/385MM | Trauma | EA
359.110 | 10886982196996 | 8.0MM FLEXIBLE MEDULLARY REAMER/FLAT WIRE/385MM | Trauma | EA
329.599 | 10886982192042 | BENDING TEMPLATE FOR DORSAL DISTAL RADIUS PLATES | Trauma | EA
357.127 | 10886982195869 | 13.0MM PROTECTION SLEEVE | Trauma | EA
475.920S | 10886982234544 | 2.0MM TI ELASTIC NAIL 440MM-STERILE | Trauma | EA
475.925S | 10886982234568 | 2.5MM TI ELASTIC NAIL 440MM-STERILE | Trauma | EA
475.930S | 10886982234582 | 3.0MM TI ELASTIC NAIL 440MM-STERILE | Trauma | EA
475.935S | 10886982234605 | 3.5MM TI ELASTIC NAIL 440MM-STERILE | Trauma | EA
475.940S | 10886982234629 | 4.0MM TI ELASTIC NAIL 440MM-STERILE | Trauma | EA
475.930 | 10886982234575 | 3.0MM TI ELASTIC NAIL 440MM | Trauma | EA
475.920 | 10886982234537 | 2.0MM TI ELASTIC NAIL 440MM | Trauma | EA
475.925 | 10886982234551 | 2.5MM TI ELASTIC NAIL 440MM | Trauma | EA
475.935 | 10886982234599 | 3.5MM TI ELASTIC NAIL 440MM | Trauma | EA
475.940 | 10886982234612 | 4.0MM TI ELASTIC NAIL 440MM | Trauma | EA
359.204 | 10886982197054 | LOCKING PLIERS | Trauma | EA
359.205 | 10886982197061 | TAMP/STANDARD | Trauma | EA
357.128 | 10886982195876 | 13.0MM/3.2MM TROCAR | Trauma | EA
359.209 | 10886982197108 | SMALL F-TOOL | Trauma | EA
359.208 | 10886982197092 | THREADED ROD FOR SMALL F-TOOL | Trauma | EA
359.207 | 10886982197085 | BAR FOR SMALL F-TOOL | Trauma | EA
359.206 | 10886982197078 | TAMP/BEVELED | Trauma | EA
329.905 | 10886982192233 | BENDING TEMPLATE 5H F/4.5MM 90 DEG CANN LC-ANGLED BLADE PL | Trauma | EA
329.908 | 10886982192240 | BENDING TEMPLATE 8H F/4.5MM 90 DEG CANN LC-ANGLED BLADE PL | Trauma | EA
329.912 | 10886982192257 | BENDING TEMPLATE 12H F/4.5MM 90 DEG CANN LC-ANGLED BLADE PL | Trauma | EA
332.402 | 10886982192790 | INSERTER/EXTRACTOR HANDLE F/ 4.5MM 90DEG CANN LC-ANG BLD PL | Trauma | EA
332.403 | 10886982192806 | SMALL SLOTTED HAMMER | Trauma | EA
304.555 | 10886982184283 | FLEXIBLE HUMERAL NAIL INSTRUMENT SET GRAPHIC CASE | Trauma | EA
304.598 | 10886982184429 | HUMERAL MEDULLARY REAMER TRAY | Trauma | EA
305.081 | 10886982184559 | 4.5MM 90 DEG CANN LC-ANGLED BLADE PLATE INSTRUMENT TRAY | Trauma | EA
305.080 | 10886982184535 | 4.5MM 90 DEG CANN LC-ANGLED BLADE PLATE GRAPHIC CASE | Trauma | EA
399.091 | 10886982202314 | BONE HOLDING FORCEPS-SOFT RATCHET F/PLATES TO 9MM WIDE | Trauma | EA
399.124 | 10886982202390 | REDUCTION FORCEPS W/SERRATED JAW-LARGE HANDLE-SOFT RATCHET | Trauma | EA
237.043S | 10886982160898 | 4.5MM 90 DEG CANN LC-ANGLED BLADE PLATE 4 HOLES/30MM-STER | Trauma | EA
237.044S | 10886982160904 | 4.5MM 90 DEG CANN LC-ANGLED BLADE PLATE 4 HOLES/40MM-STER | Trauma | EA
237.054S | 10886982160928 | 4.5MM 90 DEG CANN LC-ANGLED BLADE PLATE 5 HOLES/40MM-STER | Trauma | EA
237.063S | 10886982160935 | 4.5MM 90 DEG CANN LC-ANGLED BLADE PLATE 6 HOLES/30MM-STER | Trauma | EA
237.064S | 10886982160942 | 4.5MM 90 DEG CANN LC-ANGLED BLADE PLATE 6 HOLES/40MM-STER | Trauma | EA
237.083S | 10886982160959 | 4.5MM 90 DEG CANN LC-ANGLED BLADE PLATE 8 HOLES/30MM-STER | Trauma | EA
237.084S | 10886982160966 | 4.5MM 90 DEG CANN LC-ANGLED BLADE PLATE 8 HOLES/40MM-STER | Trauma | EA
237.085S | 10886982160973 | 4.5MM 90 DEG CANN LC-ANGLED BLADE PLATE 8 HOLES/50MM-STER | Trauma | EA
237.086S | 10886982160980 | 4.5MM 90 DEG CANN LC-ANGLED BLADE PLATE 8 HOLES/60MM-STER | Trauma | EA
237.103S | 10886982160997 | 4.5MM 90 DEG CANN LC-ANGLED BLADE PLATE 10 HOLES/30MM-STER | Trauma | EA
237.104S | 10886982161000 | 4.5MM 90 DEG CANN LC-ANGLED BLADE PLATE 10 HOLES/40MM-STER | Trauma | EA
237.105S | 10886982161017 | 4.5MM 90 DEG CANN LC-ANGLED BLADE PLATE 10 HOLES/50MM-STER | Trauma | EA
237.106S | 10886982161024 | 4.5MM 90 DEG CANN LC-ANGLED BLADE PLATE 10 HOLES/60MM-STER | Trauma | EA
237.123S | 10886982161031 | 4.5MM 90 DEG CANN LC-ANGLED BLADE PLATE 12 HOLES/30MM-STER | Trauma | EA
237.124S | 10886982161048 | 4.5MM 90 DEG CANN LC-ANGLED BLADE PLATE 12 HOLES/40MM-STER | Trauma | EA
237.125S | 10886982161055 | 4.5MM 90 DEG CANN LC-ANGLED BLADE PLATE 12 HOLES/50MM-STER | Trauma | EA
237.126S | 10886982161062 | 4.5MM 90 DEG CANN LC-ANGLED BLADE PLATE 12 HOLES/60MM-STER | Trauma | EA
202.608 | 10886982144195 | 3.0MM CANNULATED SCREW SHORT THREAD/8MM | Trauma | EA
202.609 | 10886982144201 | 3.0MM CANNULATED SCREW SHORT THREAD/9MM | Trauma | EA
202.610 | 10886982144218 | 3.0MM CANNULATED SCREW SHORT THREAD/10MM | Trauma | EA
202.611 | 10886982144225 | 3.0MM CANNULATED SCREW SHORT THREAD/11MM | Trauma | EA
202.612 | 10886982144232 | 3.0MM CANNULATED SCREW SHORT THREAD/12MM | Trauma | EA
202.613 | 10886982144249 | 3.0MM CANNULATED SCREW SHORT THREAD/13MM | Trauma | EA
402.608 | 10886982205971 | 3.0MM TI CANNULATED SCREW SHORT THREAD/8MM | Trauma | EA
402.609 | 10886982205988 | 3.0MM TI CANNULATED SCREW SHORT THREAD/9MM | Trauma | EA
402.610 | 10886982205995 | 3.0MM TI CANNULATED SCREW SHORT THREAD/10MM | Trauma | EA
402.611 | 10886982206008 | 3.0MM TI CANNULATED SCREW SHORT THREAD/11MM | Trauma | EA
402.612 | 10886982206015 | 3.0MM TI CANNULATED SCREW SHORT THREAD/12MM | Trauma | EA
402.613 | 10886982206022 | 3.0MM TI CANNULATED SCREW SHORT THREAD/13MM | Trauma | EA
357.046 | 10886982195708 | FIXATION SLEEVE | Trauma | EA
357.051 | 10886982195722 | COUPLING SCREW | Trauma | EA
422.300 | 10886982215604 | TI PROXIMAL TIBIA LISS PLATE 5 HOLES/140MM-RIGHT | Trauma | EA
422.301 | 10886982215611 | TI PROXIMAL TIBIA LISS PLATE 5 HOLES/140MM-LEFT | Trauma | EA
422.304 | 10886982215642 | TI PROXIMAL TIBIA LISS PLATE 9 HOLES/220MM-RIGHT | Trauma | EA
422.305 | 10886982215659 | TI PROXIMAL TIBIA LISS PLATE 9 HOLES/220MM-LEFT | Trauma | EA
422.308 | 10886982215680 | TI PROXIMAL TIBIA LISS PLATE 13 HOLES/300MM-RIGHT | Trauma | EA
422.309 | 10886982215697 | TI PROXIMAL TIBIA LISS PLATE 13 HOLES/300MM-LEFT | Trauma | EA
314.40.97 | 10886982188793 | HEXAGONAL SCREWDRIVER | Trauma | EA
690.012 | 10886982251916 | BONE FORCEPS SET-SOFT RATCHET GRAPHIC CASE | Trauma | EA
391.885 | 10886982198372 | FORCEPS FOR USE WITH CERCLAGE BUTTONS AND POSITIONING PINS | Trauma | EA
511.903 | 10886982238092 | STERNUM TOP FOR RECIPROCATING SAW ATTACHMENT | Trauma | EA
511.902 | 10886982238078 | RECIPROCATING SAW ATTACHMENT | Trauma | EA
690.013 | 10886982251923 | ORTHOPAEDIC CABLE SYSTEM INSTRUMENT SET GRAPHIC CASE | Trauma | EA
519.100 | 10886982238863 | SAW BLADE 27MM WIDTH 50MM/0.6MM CUT THICKNESS | Trauma | EA
519.150 | 10886982239082 | SAW BLADE 14MM WIDTH 50MM/0.6MM CUT THICKNESS | Trauma | EA
519.170 | 10886982239105 | SAW BLADE 27MM WIDTH 70MM/0.8MM CUT THICKNESS | Trauma | EA
519.200 | 10886982239143 | SAW BLADE 27MM WIDTH 70MM/1.0MM CUT THICKNESS | Trauma | EA
519.210 | 10886982239167 | SAW BLADE 27MM WIDTH 70MM/1.2MM CUT THICKNESS | Trauma | EA
519.250 | 10886982239204 | SAW BLADE 14MM WIDTH 25MM/0.6MM CUT THICKNESS | Trauma | EA
519.103 | 10886982238887 | SAW BLADE 10MM WIDTH 25MM/0.6MM CUT THICKNESS | Trauma | EA
519.230 | 10886982239181 | SAW BLADE 6MM WIDTH 25MM/0.6MM CUT THICKNESS | Trauma | EA
519.104 | 10886982238900 | SAW BLADE 10MM WIDTH 50MM/0.6MM CUT THICKNESS | Trauma | EA
519.105 | 10886982238924 | SAW BLADE 20MM WIDTH 50MM/0.6MM CUT THICKNESS | Trauma | EA
519.106 | 10886982238948 | SAW BLADE 19MM WIDTH 70MM/1.0MM CUT THICKNESS | Trauma | EA
519.113 | 10886982238993 | SAW BLADE 18MM WIDTH 70MM/1.2MM CUT THICKNESS | Trauma | EA
391.103 | 10886982198112 | MEDIUM CABLE PASSER-CURVED | Trauma | EA
391.104 | 10886982198129 | LARGE CABLE PASSER-CURVED | Trauma | EA
319.21 | 10886982190079 | CANNULATED SCREW MEASURING DEVICE FOR 7.0MM | Trauma | EA
319.24 | 10886982190086 | 2.9MM CLEANING BRUSH | Trauma | EA
319.25 | 10886982190093 | 1.35MM CLEANING BRUSH | Trauma | EA
319.26 | 10886982190109 | 1.75MM CLEANING BRUSH | Trauma | EA
319.27 | 10886982190116 | 2.1MM CLEANING BRUSH | Trauma | EA
319.30 | 10886982190161 | 4.5MM PARALLEL DRILL GUIDE | Trauma | EA
319.31 | 10886982190185 | 2.0MM TROCAR | Trauma | EA
319.32 | 10886982190192 | 4.5MM/2.OMM DRILL SLEEVE | Trauma | EA
319.33 | 10886982190208 | 8.0MM/4.5MM DRILL SLEEVE | Trauma | EA
319.34 | 10886982190215 | 11.0MM/8.0MM PROTECTION SLEEVE | Trauma | EA
319.35 | 10886982190222 | 1.6MM CLEANING STYLET | Trauma | EA
319.36 | 10886982190239 | 2.0MM CLEANING STYLET | Trauma | EA
319.38 | 10886982190246 | 1.25MM CLEANING STYLET | Trauma | EA
319.39 | 10886982190253 | SHARP HOOK | Trauma | EA
319.44 | 10886982190284 | HOLDING CLIP FOR PLATES & WASHERS | Trauma | EA
319.46 | 10886982190291 | 2.8MM CLEANING STYLET | Trauma | EA
319.70 | 10886982190314 | CANN SCREW MEASURING DEVICE FOR 6.5MM & 7.3MM CANN SCREWS | Trauma | EA
319.97 | 10886982190352 | SCREW FORCEPS | Trauma | EA
321.12 | 10886982190369 | ARTICULATED TENSION DEVICE WITH GAUGE-SPAN 20MM | Trauma | EA
321.15 | 10886982190383 | SOCKET WRENCH-11MM WIDTH ACROSS FLATS | Trauma | EA
321.16 | 10886982190413 | COMBINATION WRENCH-11MM WIDTH ACROSS FLATS | Trauma | EA
321.17 | 10886982190420 | 4.5MM PIN WRENCH 120MM | Trauma | EA
321.18 | 10886982190437 | RING WRENCH 11MM & 14MM WIDTH ACROSS FLATS | Trauma | EA
321.20 | 10886982190444 | RATCHET WRENCH-11MM WIDTH ACROSS FLATS | Trauma | EA
321.21 | 10886982190451 | HEXAGONAL SOCKET-11MM WIDTH ACROSS FLATS | Trauma | EA
322.15 | 10886982190499 | 2.0MM DCPÂ® DRILL GUIDE NEUTRAL & LOAD | Trauma | EA
322.21 | 10886982190505 | 2.7MM DCPÂ® DRILL GUIDE NEUTRAL & LOAD | Trauma | EA
322.32 | 10886982190512 | 3.5MM DCPÂ® DRILL GUIDE NEUTRAL & LOAD | Trauma | EA
322.43 | 10886982190529 | 4.5MM DCPÂ® HIP DRILL GUIDE NEUTRAL & LOAD 60MM | Trauma | EA
322.44 | 10886982190536 | 4.5MM DCPÂ® DRILL GUIDE NEUTRAL & LOAD | Trauma | EA
323.26 | 10886982190796 | 2.7MM UNIVERSAL DRILL GUIDE | Trauma | EA
323.35 | 10886982190802 | 3.5MM LC-DCPÂ® DRILL GUIDE NEUTRAL & LOAD | Trauma | EA
323.36 | 10886982190826 | 3.5MM UNIVERSAL DRILL GUIDE | Trauma | EA
323.45 | 10886982190833 | 4.5MM LC-DCPÂ® DRILL GUIDE NEUTRAL & LOAD | Trauma | EA
323.46 | 10886982190857 | 4.5MM UNIVERSAL DRILL GUIDE | Trauma | EA
323.52 | 10886982190871 | 5.5MM DCPÂ® DRILL GUIDE NEUTRAL & LOAD-VETERINARY | Trauma | EA
326 | 10886982191410 | COUPLING SLEEVE | Trauma | EA
327 | 10886982191427 | COUPLING SLEEVE | Trauma | EA
328 | 10886982191434 | SPRING | Trauma | EA
329 | 10886982191700 | THREADED CAP | Trauma | EA
329.01 | 10886982191717 | BENDING IRON FOR 1.5MM & 2.0MM PLATES | Trauma | EA
329.02 | 10886982191724 | BENDING IRON FOR 4.5MM PLATES | Trauma | EA
329.04 | 10886982191731 | BENDING IRON FOR 2.7MM & 3.5MM PLATES | Trauma | EA
329.05 | 10886982191748 | BENDING IRON FOR 2.7MM & 3.5MM PLATES | Trauma | EA
329.07 | 10886982191755 | BENDING IRON FOR 2.7MM & 3.5MM RECONSTRUCTION PLATES | Trauma | EA
329.08 | 10886982191779 | BENDING IRON FOR 3.5MM & 4.5MM RECONSTRUCTION PLATES | Trauma | EA
329.12 | 10886982191823 | BENDING PLIERS-SMOOTH JAWS FOR MINI PLATES | Trauma | EA
329.15 | 10886982191830 | BENDING PLIERS FOR 2.7MM & 3.5MM PLATES | Trauma | EA
329.29 | 10886982191922 | BENDING PLIERS FOR 2.7MM & 3.5MM RECONSTRUCTION PLATES | Trauma | EA
329.30 | 10886982191953 | PLATE-BENDING PRESS | Trauma | EA
329.40 | 10886982191991 | BENDING TEMPLATE 37 HOLES FOR RECONSTRUCTION PLATES | Trauma | EA
329.55 | 10886982192011 | BENDING TEMPLATE 5 HOLES FOR 2.7MM & 3.5MM PLATES | Trauma | EA
329.57 | 10886982192028 | BENDING TEMPLATE 7 HOLES FOR 2.7MM & 3.5MM PLATES | Trauma | EA
329.601 | 10886982192066 | BENDING TEMPLATE FOR CALCANEAL PLATES 60MM | Trauma | EA
329.602 | 10886982192073 | BENDING TEMPLATE FOR CALCANEAL PLATES 70MM | Trauma | EA
329.605 | 10886982192080 | BENDING TEMPLATE FOR CALCANEAL Y-PLATES 87MM | Trauma | EA
329.64 | 10886982192134 | BENDING TEMPLATE 22 HOLES FOR 3.5MM RECONSTRUCTION PLATES | Trauma | EA
329.66 | 10886982192141 | BENDING TEMPLATE 22 HOLES F/ 3.5MM CURVED RECON PLATES | Trauma | EA
329.68 | 10886982192158 | BENDING TEMPLATE 16 HOLES FOR 4.5MM RECONSTRUCTION PLATES | Trauma | EA
329.87 | 10886982192196 | BENDING TEMPLATE 7 HOLES FOR 3.5MM LC-DCP & DCPÂ® PLATES | Trauma | EA
329.89 | 10886982192202 | BENDING TEMPLATE 9 HOLES FOR 3.5MM LC-DCPÂ® & DCPÂ® PLATES | Trauma | EA
329.92 | 10886982192301 | BENDING TEMPLATE 12 HOLES FOR 4.5MM LC-DCPÂ® & DCPÂ® PLATES | Trauma | EA
329.97 | 10886982192394 | BENDING TEMPLATE 7 HOLES FOR 4.5MM LC-DCPÂ® & DCPÂ® PLATES | Trauma | EA
329.99 | 10886982192400 | BENDING TEMPLATE 9 HOLES FOR 4.5MM LC-DCPÂ® & DCPÂ® PLATES | Trauma | EA
330 | 10886982192417 | SPRING | Trauma | EA
331 | 10886982192424 | HEX BOLT | Trauma | EA
332.01 | 10886982192431 | TRIPLE DRILL GUIDE 130 DEG FIXED ANGLE | Trauma | EA
332.05 | 10886982192493 | ROUTER FOR USE WITH JACOBS CHUCK | Trauma | EA
332.06 | 10886982192509 | ROUTER-QUICK COUPLING | Trauma | EA
332.09 | 10886982192523 | CHISEL GUIDE WITH ADJUSTABLE ANGLE | Trauma | EA
332.12 | 10886982192547 | SEATING CHISEL FOR ADULT ANGLED BLADE PLATES 320MM | Trauma | EA
332.16 | 10886982192592 | INSERTER-EXTRACTOR | Trauma | EA
332.17 | 10886982192608 | SEATING CHISEL FOR INFANT OSTEOTOMY PLATE/260MM | Trauma | EA
332.19 | 10886982192677 | SEATING CHISEL | Trauma | EA
332.20 | 10886982192691 | SLOTTED HAMMER | Trauma | EA
332.21 | 10886982192707 | IMPACTOR | Trauma | EA
333.00 | 10886982192813 | 110 DEG/60 DEG/10 DEG TRIANGULAR POSITIONING PLATE | Trauma | EA
333.16 | 10886982192851 | 110 DEG/90 DEG/90 DEG/70 DEG QUADRANGULAR POSITIONING PLATE | Trauma | EA
333.20 | 10886982192868 | CONDYLAR PLATE GUIDE | Trauma | EA
333.31 | 10886982192875 | 3.5MM DRILL SLEEVE 110MM | Trauma | EA
333.32 | 10886982192882 | 2.0MM DRILL SLEEVE | Trauma | EA
333.33 | 10886982192899 | 3.2MM DRILL SLEEVE | Trauma | EA
333.34 | 10886982192905 | 4.5MM DRILL SLEEVE | Trauma | EA
333.35 | 10886982192912 | SMALL POINTED HOOK | Trauma | EA
333.36 | 10886982192929 | LOCKING SLEEVE | Trauma | EA
333.37 | 10886982192936 | MEASURING BAR | Trauma | EA
333.38 | 10886982192943 | OFFSET POINTED HOOK | Trauma | EA
333.39 | 10886982192950 | FORKED IMPACTOR | Trauma | EA
333.40 | 10886982192967 | HOOK FOR EXTERNAL FIXATOR | Trauma | EA
333.41 | 10886982192974 | LARGE HOOK FOR KNEE | Trauma | EA
333.42 | 10886982192981 | 2.0MM DRILL SLEEVE WITH TWO PARALLEL HOLES | Trauma | EA
333.53 | 10886982192998 | CHECK TUBE | Trauma | EA
338.005 | 10886982193032 | 130 DEG DHSÂ® ANGLE GUIDE | Trauma | EA
338.01 | 10886982193056 | 135 DEG DHSÂ® ANGLE GUIDE | Trauma | EA
338.02 | 10886982193063 | 140 DEG DHSÂ® ANGLE GUIDE | Trauma | EA
338.03 | 10886982193070 | 145 DEG DHSÂ® ANGLE GUIDE | Trauma | EA
338.04 | 10886982193087 | 150 DEG DHSÂ® ANGLE GUIDE | Trauma | EA
338.05 | 10886982193124 | DHSÂ®/DCSÂ® DIRECT MEASURING DEVICE 200MM | Trauma | EA
338.06 | 10886982193131 | DHSÂ®/DCSÂ® WRENCH | Trauma | EA
338.08 | 10886982193148 | DHSÂ®/DCSÂ® T-HANDLE QC | Trauma | EA
338.10 | 10886982193155 | 8.0MM DRILL BIT FOR DHS/DCS TRIPLE REAMER | Trauma | EA
338.11 | 10886982193162 | DHSÂ® REAMING HEAD-STANDARD | Trauma | EA
338.13 | 10886982193179 | DHSÂ® TRIPLE REAMER-COMPLETE | Trauma | EA
338.17 | 10886982193186 | TAP FOR DHS/DCS 12.5MM DIAMETER/220MM | Trauma | EA
338.175 | 10886982193193 | TAP FOR DHS/DCS 14.0MM DIAMETER/220MM | Trauma | EA
338.18 | 10886982193209 | DHSÂ®/DCSÂ® CENTERING SLEEVE SHORT | Trauma | EA
338.19 | 10886982193216 | DHSÂ®/DCSÂ® CENTERING SLEEVE LONG | Trauma | EA
338.20 | 10886982193223 | DHSÂ®/DCSÂ® COUPLING SCREW | Trauma | EA
338.21 | 10886982193247 | DHSÂ®/DCSÂ® GUIDE SHAFT | Trauma | EA
338.22 | 10886982193261 | DHSÂ®/DCSÂ® COUPLING SCREW-LONG | Trauma | EA
338.23 | 10886982193278 | DHSÂ®/DCSÂ® GUIDE SHAFT WITH FLATS | Trauma | EA
338.25 | 10886982193285 | SMALL IMPACTOR TIP | Trauma | EA
338.26 | 10886982193292 | TIP FOR DHSÂ®/DCSÂ® IMPACTOR (338.28) | Trauma | EA
338.28 | 10886982193308 | DHSÂ®/DCSÂ® IMPACTOR | Trauma | EA
338.31 | 10886982193322 | DHSÂ®/DCSÂ® COUPLING SCREW | Trauma | EA
338.32 | 10886982193346 | DHSÂ®/DCSÂ® CENTERING SLEEVE | Trauma | EA
338.35 | 10886982193445 | 4.5MM/2.5MM PARALLEL DRILL SLEEVE | Trauma | EA
338.41 | 10886982193452 | 95 DEG DCSÂ® DRILL GUIDE | Trauma | EA
338.43 | 10886982193469 | DHSÂ® TRIPLE REAMER-COMPLETE FOR DHSÂ® PLATES-SHORT BARREL | Trauma | EA
338.44 | 10886982193476 | DHSÂ® REAMING HEAD-SHORT | Trauma | EA
338.46 | 10886982193490 | DCSÂ® TRIPLE REAMER-COMPLETE | Trauma | EA
338.47 | 10886982193506 | DCSÂ® REAMING HEAD | Trauma | EA
338.49 | 10886982193513 | LARGE QUICK COUPLING | Trauma | EA
338.64 | 10886982193520 | 130 DEG DHSÂ® TRIAL PLATE | Trauma | EA
338.65 | 10886982193537 | 135 DEG DHSÂ® TRIAL PLATE | Trauma | EA
338.66 | 10886982193544 | 140 DEG DHSÂ® TRIAL PLATE | Trauma | EA
338.67 | 10886982193551 | 145 DEG DHSÂ® TRIAL PLATE | Trauma | EA
338.68 | 10886982193568 | 150 DEG DHSÂ® TRIAL PLATE | Trauma | EA
351.02 | 10886982193650 | SMALL AWL 210MM | Trauma | EA
351.05 | 10886982193674 | TISSUE PROTECTOR | Trauma | EA
351.06 | 10886982193681 | 4.0MM CENTERING PIN 400MM | Trauma | EA
351.11 | 10886982193704 | LARGE REVERSE AWL | Trauma | EA
351.15 | 10886982193728 | FLEXIBLE SHAFT HANDLE WITH QUICK COUPLING | Trauma | EA
351.16 | 10886982193735 | FLEXIBLE SHAFT CONNECTOR FOR USE WITH HAND DRILL | Trauma | EA
351.16J | 10886982193742 | FLEXIBLE SHAFT CONNECTOR FOR USE WITH JACOBS CHUCK | Trauma | EA
351.23 | 10886982193759 | 13.0MM/3.2MM TROCAR | Trauma | EA
351.24 | 10886982193766 | 11.0MM CANNULATED CUTTER | Trauma | EA
351.26 | 10886982193780 | PROTECTION SLEEVE FOR 11.0MM CANNULATED CUTTER (351.24) | Trauma | EA
351.27 | 10886982193797 | 13.0MM CANNULATED DRILL BIT 300MM | Trauma | EA
351.28 | 10886982193810 | 15.5MM/13MM PROTECTION SLEEVE 130MM | Trauma | EA
351.71 | 10886982193896 | 3.0MM REAMING ROD 950MM WITH OFFSET BALL TIP | Trauma | EA
351.76 | 10886982193964 | 3.0MM REAMING ROD 950MM | Trauma | EA
351.78 | 10886982193988 | HOLDING FORCEPS | Trauma | EA
351.80 | 10886982194015 | AIR JET | Trauma | EA
351.81 | 10886982194022 | 2.0MM AIR TUBE FOR USE WITH AIR JET | Trauma | EA
351.89 | 10886982194039 | BROACH FOR TI FEMORAL NAILS | Trauma | EA
351.91 | 10886982194046 | 5.0MM HAND REAMER 450MM | Trauma | EA
351.92 | 10886982194053 | 6.0MM HAND REAMER 450MM | Trauma | EA
351.93 | 10886982194060 | 7.0MM HAND REAMER 450MM | Trauma | EA
351.94 | 10886982194077 | 8.0MM HAND REAMER 450MM | Trauma | EA
351.95 | 10886982194084 | 9.0MM HAND REAMER 450MM | Trauma | EA
351.96 | 10886982194091 | 10.0MM HAND REAMER 450MM | Trauma | EA
351.97 | 10886982194107 | 11.0MM HAND REAMER 450MM | Trauma | EA
355.01 | 10886982194732 | MEDULLARY TUBE | Trauma | EA
355.14 | 10886982194800 | CANNULATED SOCKET WRENCH- 11MM WIDTH ACROSS FLATS | Trauma | EA
355.16 | 10886982194817 | CURVED DRIVING PIECE | Trauma | EA
355.18 | 10886982194824 | DRIVING HEAD | Trauma | EA
355.22 | 10886982194831 | RAM GUIDE | Trauma | EA
355.23 | 10886982194848 | GUIDE ROD RETAINER | Trauma | EA
355.25 | 10886982194855 | RAM | Trauma | EA
355.33 | 10886982194879 | CONNECTOR FOR THREADED EXTRACTION HOOKS | Trauma | EA
355.35 | 10886982194886 | THREADED EXTRACTION HOOK FOR 9MM-11MM NAILS | Trauma | EA
355.36 | 10886982194909 | THREADED EXTRACTION HOOK FOR 11MM & LARGER NAILS | Trauma | EA
355.37 | 10886982194923 | THREADED EXTRACTION HOOK FOR 10MM-11MM NAILS-EXTRA LONG | Trauma | EA
355.38 | 10886982194930 | THREADED EXTRACTION HOOK FOR 11MM-14MM NAILS-EXTRA LONG | Trauma | EA
355.39 | 10886982194947 | THREADED EXTRACTION HOOK FOR 14MM & LARGER-EXTRA LONG | Trauma | EA
355.41 | 10886982194978 | INSERTION HANDLE F/10MM-14MM UNIVERSAL TIBIAL NAILS | Trauma | EA
355.44 | 10886982194985 | THREADED CONICAL BOLT FOR 10MM-14MM UNIV TIBIAL NAILS | Trauma | EA
355.47 | 10886982194992 | LOCKING NUT FOR 9MM-14MM UNIVERSAL TIBIAL NAILS | Trauma | EA
355.49 | 10886982195005 | INSERTION HANDLE FOR 10MM-12MM UNIVERSAL FEMORAL NAILS | Trauma | EA
355.50 | 10886982195012 | INSERTION HANDLE FOR 12MM-16MM UNIVERSAL FEMORAL NAILS | Trauma | EA
355.51 | 10886982195029 | INSERTION HANDLE FOR 16MM-19MM UNIVERSAL FEMORAL NAILS | Trauma | EA
355.53 | 10886982195036 | THREADED CONICAL BOLT FOR 9MM-12MM UNIV FEMORAL NAILS | Trauma | EA
355.54 | 10886982195043 | THREADED CONICAL BOLT FOR 13MM-16MM UNIV FEMORAL NAILS | Trauma | EA
355.55 | 10886982195050 | THREADED CONICAL BOLT FOR 17MM-19MM UNIV FEMORAL NAILS | Trauma | EA
355.57 | 10886982195067 | LOCKING NUT FOR 9MM-12MM UNIVERSAL FEMORAL NAILS | Trauma | EA
355.58 | 10886982195074 | LOCKING NUT FOR 13MM-16MM UNIVERSAL FEMORAL NAILS | Trauma | EA
355.59 | 10886982195081 | LOCKING NUT FOR 17MM-19MM UNIVERSAL FEMORAL NAILS | Trauma | EA
355.60 | 10886982195098 | DISTAL AIMING DEVICE | Trauma | EA
355.62 | 10886982195104 | DIRECTION FINDER | Trauma | EA
355.64 | 10886982195111 | AIMING TROCAR | Trauma | EA
355.66 | 10886982195128 | FEMORAL FIXATION BOLT | Trauma | EA
355.67 | 10886982195135 | TIBIAL FIXATION BOLT | Trauma | EA
355.69 | 10886982195142 | RADIATION SHIELD | Trauma | EA
355.70 | 10886982195159 | 11.0MM/8.0MM PROTECTION SLEEVE | Trauma | EA
355.71 | 10886982195166 | 8.0MM/4.5MM DRILL SLEEVE | Trauma | EA
355.72 | 10886982195173 | 8.0MM/3.2MM DRILL SLEEVE 104MM | Trauma | EA
355.73 | 10886982195197 | 4.5MM/3.2MM INSERT DRILL SLEEVE | Trauma | EA
355.75 | 10886982195203 | 8.0MM TROCAR | Trauma | EA
355.87 | 10886982195210 | 3.5MM TROCAR | Trauma | EA
355.88 | 10886982195227 | 5.0MM/3.5MM DRILL SLEEVE | Trauma | EA
355.89 | 10886982195234 | 6.0MM/5.0MM DRILL SLEEVE | Trauma | EA
355.90 | 10886982195241 | 4.0MM/4.5MM DRILL BIT/QC/225MM | Trauma | EA
356.49 | 10886982195463 | INSERTER-EXTRACTOR FOR TI TIBIAL & HUMERAL NAILS | Trauma | EA
356.55 | 10886982195524 | MEDULLARY CANAL LENGTH GAUGE | Trauma | EA
356.59 | 10886982195531 | RADIOGRAPHIC RULER FOR TIBIAL NAILS | Trauma | EA
356.95 | 10886982195630 | 4.0MM/4.5MM THREE-FLUTED DRILL BIT/QC/225MM/100MM CALIB | Trauma | EA
356.97 | 10886982195647 | 3.2MM THREE-FLUTED DRILL BIT QC/215MM/80MM CALIB | Trauma | EA
356.98 | 10886982195678 | 4.0MM THREE-FLUTED DRILL BIT QC/270MM/95MM CALIB | Trauma | EA
357.18 | 10886982195890 | DRIVING CAP FOR TI FEMORAL NAILS | Trauma | EA
357.22 | 10886982195913 | HAMMER GUIDE FOR SLIDE HAMMER | Trauma | EA
357.25 | 10886982195944 | SLIDE HAMMER FOR HAMMER GUIDE | Trauma | EA
357.31 | 10886982195951 | INSERTER FOR TI SPIRAL BLADES | Trauma | EA
357.34 | 10886982195968 | CONNECTING SCREW FOR INSERTER FOR TI SPIRAL BLADES | Trauma | EA
357.36 | 10886982195982 | EXTRACTION SCREW | Trauma | EA
357.54 | 10886982196538 | CONNECTING SCREW | Trauma | EA
357.59 | 10886982196545 | RADIOGRAPHIC RULER FOR TI UNREAMED FEMORAL NAILS | Trauma | EA
357.70 | 10886982196576 | STANDARD AIMING ARM FOR TI FEMORAL NAILS | Trauma | EA
357.71 | 10886982196583 | 8.0MM/4.0MM DRILL SLEEVE | Trauma | EA
357.75 | 10886982196606 | 4.0MM TROCAR | Trauma | EA
357.76 | 10886982196613 | 11.0MM/8.0MM PROTECTION SLEEVE | Trauma | EA
357.79 | 10886982196620 | DEPTH GAUGE FOR LOCKING BOLTS | Trauma | EA
357.80 | 10886982196644 | SPECIALTY AIMING ARM FOR TI FEMORAL NAILS | Trauma | EA
357.82 | 10886982196651 | 8.0MM/3.2MM WIRE SLEEVE | Trauma | EA
357.90 | 10886982196668 | 5.6MM/2.8MM WIRE SLEEVE | Trauma | EA
357.91 | 10886982196675 | 2.8MM TROCAR | Trauma | EA
357.92 | 10886982196682 | MISS-A-NAIL AIMING JIG | Trauma | EA
357.94 | 10886982196699 | 5.6MM/3.2MM WIRE SLEEVE | Trauma | EA
357.96 | 10886982196705 | 3.2MM TROCAR | Trauma | EA
357.97 | 10886982196712 | DUMMY NAIL FOR MISS-A-NAIL | Trauma | EA
360.01 | 10886982197283 | 6.0MM CANNULATED DRILL BIT LARGE QC/190MM | Trauma | EA
360.02 | 10886982197306 | 7.0MM CANNULATED DRILL BIT LARGE QC/190MM | Trauma | EA
360.03 | 10886982197320 | 8.0MM CANNULATED DRILL BIT LARGE QC/190MM | Trauma | EA
360.04 | 10886982197344 | 9.0MM CANNULATED DRILL BIT LARGE QC/190MM | Trauma | EA
360.05 | 10886982197368 | 10.0MM CANNULATED DRILL BIT LARGE QC/190MM | Trauma | EA
360.06 | 10886982197382 | 11.0MM CANNULATED DRILL BIT LARGE QC/190MM | Trauma | EA
360.07 | 10886982197412 | 12.0MM CANNULATED DRILL BIT LARGE QC/190MM | Trauma | EA
363 | 10886982197627 | HEX NUT | Trauma | EA
380.01 | 10886982197634 | 3.2MM/2.0MM DRILL GUIDE- VETERINARY | Trauma | EA
380.03 | 10886982197641 | 3.2MM DRILL BIT WITH 44MM STOP QC/VETERINARY | Trauma | EA
380.05 | 10886982197658 | GONIOMETER-VETERINARY | Trauma | EA
380.07 | 10886982197665 | SAW GUIDE WITH ADJUSTABLE WING VETERINARY | Trauma | EA
391.09 | 10886982198099 | WIRE PASSER-VETERINARY | Trauma | EA
391.10 | 10886982198105 | 45MM WIRE PASSER STANDARD 220MM | Trauma | EA
391.13 | 10886982198174 | 70MM WIRE PASSER 235MM | Trauma | EA
391.16 | 10886982198198 | 2.0MM SUTURE PASSER 195MM | Trauma | EA
391.21 | 10886982198228 | WIRE TIGHTENER WITH HANDLE & TWO PEGS 240MM | Trauma | EA
391.23 | 10886982198235 | FASTIGHTÂ® WIRE TIGHTENER | Trauma | EA
391.25 | 10886982198259 | LONG FORCEPS 230MM | Trauma | EA
391.73 | 10886982198266 | BOLT CUTTER HEAD FOR 4.5MM FIXATION PINS | Trauma | EA
391.74 | 10886982198273 | BOLT CUTTER HEAD FOR 5.0MM FIXATION PINS | Trauma | EA
391.78 | 10886982198280 | BOLT CUTTER HANDLE 13MM WIDTH ACROSS FLATS | Trauma | EA
391.79 | 10886982198297 | BOLT CUTTER HANDLE 24MM WIDTH ACROSS FLATS | Trauma | EA
391.80 | 10886982198303 | HOLDING FORCEPS 170MM | Trauma | EA
391.82 | 10886982198310 | WIRE-BENDING PLIERS 160MM | Trauma | EA
391.85 | 10886982198327 | FLAT-NOSED PARALLEL PLIERS 160MM | Trauma | EA
391.88 | 10886982198334 | LOCKING PLIERS 180MM | Trauma | EA
391.90 | 10886982198389 | SMALL WIRE CUTTER 160MM | Trauma | EA
391.91 | 10886982198419 | MEDIUM WIRE CUTTER 160MM | Trauma | EA
391.93 | 10886982198440 | WIRE CUTTER 220MM | Trauma | EA
391.94 | 10886982198471 | SMALL WIRE CUTTER 230MM | Trauma | EA
391.95 | 10886982198501 | PLATE-CUTTING FORCEPS FOR 1.5MM-2.7MM PLATES | Trauma | EA
391.97 | 10886982198587 | WIRE CUTTER/175MM | Trauma | EA
392.00 | 10886982198594 | BENDING IRON FOR 1.25MM, 1.6MM & 2.0MM KIRSCHNER WIRES | Trauma | EA
392.02 | 10886982198600 | BENDING IRON FOR 0.8MM-1.25MM KIRSCHNER WIRES | Trauma | EA
392.18 | 20886982198676 | PROTECTIVE CAPS FOR KIRSCHNER WIRES | Trauma | TP
392.24 | 20886982198690 | PROTECTIVE CAPS FOR 2.5MM KIRSCHNER WIRES | Trauma | TP
392.63 | 10886982198716 | 8.0MM THREADED ROD 200MM | Trauma | EA
392.64 | 10886982198723 | 8.0MM THREADED ROD 250MM | Trauma | EA
392.66 | 10886982198747 | 8.0MM THREADED ROD 350MM | Trauma | EA
392.67 | 10886982198754 | 8.0MM THREADED ROD 400MM | Trauma | EA
393.10 | 10886982198983 | UNIVERSAL CHUCK WITH T-HANDLE | Trauma | EA
393.43 | 10886982199065 | SPRING-LOADED NUT | Trauma | EA
393.436 | 10886982199072 | RING TO ROD CLAMP | Trauma | EA
393.464 | 10886982199089 | ADJUSTABLE WIRE/PIN CLAMP | Trauma | EA
393.50 | 10886982199096 | 11.0MM STAINLESS STEEL TUBE 100MM | Trauma | EA
393.52 | 10886982199119 | 11.0MM STAINLESS STEEL TUBE 150MM | Trauma | EA
393.53 | 10886982199126 | 11.0MM STAINLESS STEEL TUBE 200MM | Trauma | EA
393.54 | 10886982199133 | 11.0MM STAINLESS STEEL TUBE 250MM | Trauma | EA
393.55 | 10886982199140 | 11.0MM STAINLESS STEEL TUBE 300MM | Trauma | EA
393.56 | 10886982199157 | 11.0MM STAINLESS STEEL TUBE 350MM | Trauma | EA
393.57 | 10886982199164 | 11.0MM STAINLESS STEEL TUBE 400MM | Trauma | EA
393.58 | 10886982199171 | 11.0MM STAINLESS STEEL TUBE 450MM | Trauma | EA
393.64 | 10886982199225 | ADJUSTABLE CLAMP | Trauma | EA
393.66 | 10886982199256 | TRANSVERSE CLAMP | Trauma | EA
393.69 | 10886982199263 | OPEN CLAMP | Trauma | EA
393.71 | 10886982199270 | UNIVERSAL JOINT FOR TWO TUBES | Trauma | EA
393.731 | 10886982199300 | FULL RING 115MM ID | Trauma | EA
393.732 | 10886982199317 | 3/4 RING 115MM ID | Trauma | EA
393.735 | 10886982199331 | FULL RING 165MM ID | Trauma | EA
393.736 | 10886982199348 | 3/4 RING 165MM ID | Trauma | EA
393.737 | 10886982199355 | 1/4 RING 165MM ID | Trauma | EA
393.745 | 10886982199386 | SPLIT TISSUE PROTECTION SLEEVE 2.5MM | Trauma | EA
393.746 | 10886982199393 | SPLIT TISSUE PROTECTION SLEEVE 5.0MM | Trauma | EA
393.75 | 10886982199416 | UNIVERSAL CLAMP | Trauma | EA
393.76 | 10886982199430 | OPEN COMPRESSOR | Trauma | EA
393.78 | 10886982199447 | DEPTH GAUGE FOR LARGE EXTERNAL FIXATOR | Trauma | EA
394.06 | 10886982199485 | SMALL DISTRACTOR | Trauma | EA
394.14 | 10886982199591 | 6.0MM/3.5MM DRILL SLEEVE 110MM | Trauma | EA
394.15 | 10886982199607 | 4.0MM/3.2MM DRILL SLEEVE 60MM | Trauma | EA
394.17 | 10886982199614 | 3.2MM TROCAR 60MM | Trauma | EA
394.35 | 10886982199676 | LARGE DISTRACTOR-COMPLETE | Trauma | EA
394.40 | 10886982199683 | 14.0MM THREADED SPINDLE 480MM | Trauma | EA
394.41 | 10886982199690 | 14.0MM THREADED SPINDLE 330MM | Trauma | EA
394.42 | 10886982199706 | SPINDLE NUT | Trauma | EA
394.43 | 10886982199713 | SLIDING CARRIAGE | Trauma | EA
394.44 | 10886982199720 | ENDPIECE WITH DOUBLE JOINT | Trauma | EA
394.45 | 10886982199737 | HOLDING SLEEVE 55MM | Trauma | EA
394.46 | 10886982199744 | HOLDING SLEEVE 105MM | Trauma | EA
394.79 | 10886982199751 | LRG EX-FIX 11.0MM CURVED CRBN FBR ROD-180Â°/MR-CONDITIONAL | Trauma | EA
394.80 | 10886982199850 | LARGE EX-FIX 11MM CRBN FBR ROD 100MM / MR-CONDITIONAL | Trauma | EA
394.81 | 10886982199867 | LARGE EX-FIX 11MM CRBN FBR ROD 125MM / MR-CONDITIONAL | Trauma | EA
394.82 | 10886982199874 | LARGE EX-FIX 11MM CRBN FBR ROD 150MM / MR-CONDITIONAL | Trauma | EA
394.83 | 10886982199881 | LARGE EX-FIX 11MM CRBN FBR ROD 200MM / MR-CONDITIONAL | Trauma | EA
394.84 | 10886982199898 | LARGE EX-FIX 11MM CRBN FBR ROD 250MM / MR-CONDITIONAL | Trauma | EA
394.85 | 10886982199904 | LARGE EX-FIX 11MM CRBN FBR ROD 300MM / MR-CONDITIONAL | Trauma | EA
394.86 | 10886982199911 | LARGE EX-FIX 11MM CRBN FBR ROD 350MM / MR-CONDITIONAL | Trauma | EA
394.87 | 10886982199928 | LARGE EX-FIX 11MM CRBN FBR ROD 400MM / MR-CONDITIONAL | Trauma | EA
394.88 | 10886982199935 | LARGE EX-FIX 11MM CRBN FBR ROD 450MM / MR-CONDITIONAL | Trauma | EA
394.89 | 10886982199942 | LARGE EX-FIX 11MM CRBN FBR ROD 500MM / MR-CONDITIONAL | Trauma | EA
394.90 | 10886982199959 | LARGE EX-FIX 11MM CRBN FBR ROD 550MM / MR-CONDITIONAL | Trauma | EA
394.91 | 10886982199966 | LARGE EX-FIX 11MM CRBN FBR ROD 600MM / MR-CONDITIONAL | Trauma | EA
394.92 | 10886982199973 | LARGE EX-FIX 11.0MM CRBN FIBER ROD 650MM / MR-CONDITIONAL | Trauma | EA
394.97 | 20886982199987 | PROTECTIVE CAPS FOR 11.0MM TUBES & CARBON FIBER RODS | Trauma | TP
394.99 | 20886982200003 | PROTECTIVE CAPS FOR 4.0MM BARS & RODS | Trauma | TP
395.35 | 10886982200242 | COMBINATION WRENCH 7MM WIDTH ACROSS FLATS | Trauma | EA
395.36 | 10886982200259 | SOCKET WRENCH 7MM WIDTH ACROSS FLATS | Trauma | EA
395.38 | 10886982200266 | SIMPLE T-HANDLE | Trauma | EA
395.51 | 10886982200358 | OPEN COMPRESSOR | Trauma | EA
395.54 | 10886982200365 | 4.0MM/2.5MM OPEN CLAMP | Trauma | EA
395.55 | 10886982200372 | 4.0MM/4.0MM OPEN CLAMP | Trauma | EA
395.56 | 10886982200389 | 4.0MM/2.5MM CLAMP | Trauma | EA
395.57 | 10886982200396 | 4.0MM/4.0MM CLAMP | Trauma | EA
395.58 | 10886982200402 | SPRING-LOADED NUT | Trauma | EA
395.60 | 10886982200419 | 4.0MM CARBON FIBER ROD 60MM | Trauma | EA
395.61 | 10886982200426 | 4.0MM CARBON FIBER ROD 80MM | Trauma | EA
395.62 | 10886982200433 | 4.0MM CARBON FIBER ROD 100MM | Trauma | EA
395.63 | 10886982200440 | 4.0MM CARBON FIBER ROD 120MM | Trauma | EA
395.64 | 10886982200457 | 4.0MM CARBON FIBER ROD 140MM | Trauma | EA
395.65 | 10886982200464 | 4.0MM CARBON FIBER ROD 160MM | Trauma | EA
395.66 | 10886982200471 | 4.0MM CARBON FIBER ROD 180MM | Trauma | EA
395.67 | 10886982200488 | 4.0MM CARBON FIBER ROD 200MM | Trauma | EA
395.70 | 10886982200617 | 4.0MM CONNECTING BAR 60MM | Trauma | EA
395.71 | 10886982200624 | 4.0MM CONNECTING BAR 80MM | Trauma | EA
395.72 | 10886982200631 | 4.0MM CONNECTING BAR 100MM | Trauma | EA
395.73 | 10886982200648 | 4.0MM CONNECTING BAR 120MM | Trauma | EA
395.74 | 10886982200655 | 4.0MM CONNECTING BAR 140MM | Trauma | EA
395.75 | 10886982200662 | 4.0MM CONNECTING BAR 160MM | Trauma | EA
395.76 | 10886982200679 | 4.0MM CONNECTING BAR 180MM | Trauma | EA
395.77 | 10886982200686 | 4.0MM CONNECTING BAR 200MM | Trauma | EA
395.78 | 10886982200709 | 4.0MM CONNECTING BAR 220MM | Trauma | EA
395.79 | 10886982200785 | 4.0MM CONNECTING BAR 240MM | Trauma | EA
395.80 | 10886982200839 | 4.0MM CONNECTING BAR 250MM | Trauma | EA
395.81 | 10886982200846 | 4.0MM CONNECTING BAR 260MM | Trauma | EA
395.82 | 10886982200853 | 4.0MM CONNECTING BAR 280MM | Trauma | EA
395.83 | 10886982200860 | 4.0MM CONNECTING BAR 300MM | Trauma | EA
395.85 | 10886982200877 | 4.0MM CONNECTING BAR 350MM | Trauma | EA
397.70 | 10886982201058 | HANDLE FOR GOUGES & CHISELS QC | Trauma | EA
397.71 | 10886982201089 | 6.0MM CANCELLOUS BONE IMPACTOR ROUND, CURVED | Trauma | EA
397.72 | 10886982201096 | 6.0MM CANCELLOUS BONE IMPACTOR FLAT, CURVED | Trauma | EA
397.73 | 10886982201102 | 8.0MM CANCELLOUS BONE IMPACTOR ROUND | Trauma | EA
397.74 | 10886982201119 | 6.0MM X 16MM CANCELLOUS BONE IMPACTOR-RECTANGULAR | Trauma | EA
397.75 | 10886982201126 | 10.0MM X 20MM CANCELLOUS BONE IMPACTOR-RECTANGULAR | Trauma | EA
397.76 | 10886982201133 | 10.0MM X 30MM CANCELLOUS BONE IMPACTOR-RECTANGULAR | Trauma | EA
397.81 | 10886982201164 | STRAIGHT GOUGE 5MM | Trauma | EA
397.82 | 10886982201171 | STRAIGHT GOUGE 10MM | Trauma | EA
397.83 | 10886982201188 | STRAIGHT GOUGE 15MM | Trauma | EA
397.86 | 10886982201201 | CURVED GOUGE 10MM | Trauma | EA
397.87 | 10886982201218 | CURVED GOUGE 15MM | Trauma | EA
397.91 | 10886982201225 | STRAIGHT CHISEL 16MM | Trauma | EA
397.93 | 10886982201232 | CURVED CHISEL 16MM | Trauma | EA
397.96 | 10886982201249 | STRAIGHT CHISEL 4MM | Trauma | EA
397.97 | 10886982201256 | STRAIGHT CHISEL 8MM | Trauma | EA
398.32 | 10886982201331 | SOCKET WRENCH WITH HAMMER | Trauma | EA
398.40 | 10886982201355 | REDUCTION FORCEPS WITH POINTS NARROW-RATCHET 132MM | Trauma | EA
398.41 | 10886982201386 | REDUCTION FORCEPS WITH POINTS BROAD-RATCHET | Trauma | EA
398.51 | 10886982201409 | SMALL BONE HOOK 230MM | Trauma | EA
398.52 | 10886982201416 | MEDIUM BONE HOOK 230MM | Trauma | EA
398.53 | 10886982201423 | LARGE BONE HOOK 200MM | Trauma | EA
398.54 | 10886982201430 | STRAIGHT BALL SPIKE 337MM | Trauma | EA
398.55 | 10886982201454 | BLUNT PELVIC RETRACTOR | Trauma | EA
398.65 | 10886982201492 | FORCEPS FOR BROKEN SCREW REMOVAL | Trauma | EA
398.71 | 10886982201515 | SPIKED DISK | Trauma | EA
398.74 | 10886982201546 | SMALL PELVIC FORCEPS 200MM | Trauma | EA
398.75 | 10886982201553 | MEDIUM PELVIC FORCEPS 250MM | Trauma | EA
398.76 | 10886982201621 | PATELLA FORCEPS 175MM | Trauma | EA
398.79 | 10886982201638 | SELF-CENTERING BONE FORCEPS 9MM SERRATED JAW-SPEED LOCK | Trauma | EA
398.80 | 10886982201652 | SELF-CENTERING BONE FORCEPS 10MM SERRATED JAW-SPEED LOCK | Trauma | EA
398.81 | 10886982201669 | SELF-CENTERING BONE FORCEPS 14MM SERRATED JAW-SPEED LOCK | Trauma | EA
398.82 | 10886982201782 | SELF-CENTERING BONE FORCEPS 18MM SERRATED JAW-SPEED LOCK | Trauma | EA
398.83 | 10886982201799 | SELF-CENTERING BONE FORCEPS 23MM SERRATED JAW-SPEED LOCK | Trauma | EA
398.84 | 10886982201805 | PELVIC REDUCTION FORCEPS WITH POINTED TIPS-ANGLED-SMALL | Trauma | EA
398.85 | 10886982201836 | PELVIC REDUCTION FORCEPS WITH POINTED TIPS-ANGLED-LARGE | Trauma | EA
398.86 | 10886982201867 | PELVIC REDUCTION FORCEPS WITH POINTED TIPS-EXTRA LARGE | Trauma | EA
398.87 | 10886982201898 | PELVIC REDUCTION FORCEPS WITH THREE-POINTED TIPS-EXTRA LARGE | Trauma | EA
398.88 | 10886982201928 | PELVIC REDUCTION FORCEPS | Trauma | EA
398.89 | 10886982201959 | PELVIC REDUCTION FORCEPS WITH POINTED TIPS-LARGE | Trauma | EA
398.93 | 10886982201980 | BONE SPREADER 7MM BEAK WIDTH | Trauma | EA
398.95 | 10886982202000 | TERMITE FORCEPS 90MM | Trauma | EA
398.96 | 10886982202031 | STAGBEETLE FORCEPS 125MM | Trauma | EA
398.99 | 10886982202048 | HOLDING FORCEPS FOR SMALL PLATES 135MM | Trauma | EA
399.00 | 10886982202116 | HOLDING FORCEPS WITH FOOT 135MM | Trauma | EA
399.01 | 10886982202208 | REDUCTION FORCEPS WITH SLIDING JAWS 140MM | Trauma | EA
399.02 | 10886982202239 | FOOT FOR REDUCTION FORCEPS WITH SLIDING JAW | Trauma | EA
399.03 | 10886982202246 | POINT FOR REDUCTION FORCEPS WITH SLIDING JAW | Trauma | EA
399.06 | 10886982202260 | REDUCTION FORCEPS 180MM SPEED LOCK | Trauma | EA
399.10 | 10886982202352 | BONE SPREADER 8MM BEAK WIDTH | Trauma | EA
399.13 | 10886982202413 | BONE SPREADER 12MM BEAK WIDTH | Trauma | EA
399.14 | 10886982202437 | STRAIGHT FORCEPS 210MM | Trauma | EA
399.15 | 10886982202444 | BENT FORCEPS 210MM | Trauma | EA
399.16 | 10886982202468 | HOLDING FORCEPS FOR TIBIAL EDGE FRAGMENTS 210MM | Trauma | EA
399.17 | 10886982202482 | MALLEOLAR FORCEPS WITH TWO POINTS 210MM | Trauma | EA
399.18 | 10886982202499 | SMALL HOHMANN RETRACTOR 6MM SHORT NARROW TIP 160MM | Trauma | EA
399.19 | 10886982202512 | SMALL HOHMANN RETRACTOR 8MM SHORT NARROW TIP 160MM | Trauma | EA
399.20 | 10886982202550 | HOHMANN RETRACTOR 8MM SHORT NARROW TIP 220MM | Trauma | EA
399.21 | 10886982202581 | HOHMANN RETRACTOR / 18MM WIDTH SHORT NARROW TIP | Trauma | EA
399.22 | 10886982202598 | HOHMANN RETRACTOR 43MM NARROW TIP | Trauma | EA
399.23 | 10886982202604 | HOHMANN RETRACTOR 70MM NARROW TIP | Trauma | EA
399.24 | 10886982202611 | HOHMANN RETRACTOR 43MM LONG SHANK/ANGLED | Trauma | EA
399.25 | 10886982202628 | HOHMANN RETRACTOR 22MM WIDE TIP 250MM | Trauma | EA
399.26 | 10886982202635 | HOHMANN RETRACTOR 35MM WIDE TIP | Trauma | EA
399.27 | 10886982202642 | HOHMANN RETRACTOR/18MM WIDTH LONG NARROW TIP | Trauma | EA
399.28 | 10886982202659 | HOHMANN RETRACTOR 24MM LONG WIDE TIP 270MM | Trauma | EA
399.29 | 10886982202666 | HUMERAL HEAD RETRACTOR 220MM | Trauma | EA
399.32 | 10886982202680 | PERIOSTEAL ELEVATOR 13MM STRAIGHT BLADE-STRAIGHT EDGE | Trauma | EA
399.33 | 10886982202697 | PERIOSTEAL ELEVATOR 13MM CURVED BLADE-STRAIGHT EDGE | Trauma | EA
399.35 | 10886982202727 | PERIOSTEAL ELEVATOR 14MM CURVED BLADE-ROUND EDGE | Trauma | EA
399.36 | 10886982202734 | PERIOSTEAL ELEVATOR 6MM CURVED BLADE-ROUND EDGE | Trauma | EA
399.37 | 10886982202758 | PERIOSTEAL ELEVATOR 14MM STRAIGHT BLADE-ROUND EDGE | Trauma | EA
399.38 | 10886982202772 | PERIOSTEAL ELEVATOR 20MM STRAIGHT BLADE-ROUND EDGE | Trauma | EA
399.40 | 10886982202789 | PERIOSTEAL ELEVATOR 6MM CURVED BLADE-STRAIGHT EDGE | Trauma | EA
399.41 | 10886982202796 | HAMMER 350 GRAMS | Trauma | EA
399.42 | 10886982202802 | HAMMER 500 GRAMS | Trauma | EA
399.43 | 10886982202819 | HAMMER 700 GRAMS | Trauma | EA
399.45 | 10886982202826 | HOHMANN RETRACTOR WITH BROAD SHANK 120MM | Trauma | EA
399.48 | 10886982202833 | PERIOSTEAL ELEVATOR 3MM CURVED BLADE-STRAIGHT EDGE | Trauma | EA
399.49 | 10886982202864 | HOHMANN RETRACTOR 15MM 160MM | Trauma | EA
399.54 | 10886982202895 | CHISEL HANDLE | Trauma | EA
399.55 | 10886982202901 | CHISEL BLADE 10MM | Trauma | EA
399.56 | 10886982202925 | CHISEL BLADE 16MM | Trauma | EA
399.57 | 10886982202949 | CHISEL BLADE 25MM | Trauma | EA
399.58 | 10886982202963 | CHISEL BLADE 5MM | Trauma | EA
399.61 | 10886982202987 | GOUGE 5MM-STRAIGHT | Trauma | EA
399.62 | 10886982202994 | GOUGE 10MM-STANDARD & STRAIGHT | Trauma | EA
399.63 | 10886982203007 | GOUGE 15MM-STRAIGHT | Trauma | EA
399.65 | 10886982203014 | GOUGE 5MM-CURVED | Trauma | EA
399.67 | 10886982203021 | GOUGE 15MM-CURVED | Trauma | EA
399.68 | 10886982203038 | HOLLOW GOUGE FOR BROKEN SCREW EXPOSURE | Trauma | EA
399.77 | 10886982203045 | REDUCTION FORCEPS WITH POINTS SPEED LOCK 130MM | Trauma | EA
399.78 | 10886982203052 | REDUCTION FORCEPS WITH POINTS SPEED LOCK 205MM | Trauma | EA
399.79 | 10886982203076 | REDUCTION FORCEPS WITH SERRATED JAW-SPEED LOCK 132MM | Trauma | EA
399.80 | 10886982203083 | OSTEOTOME 2MM/150MM | Trauma | EA
399.81 | 10886982203090 | OSTEOTOME 5MM/150MM | Trauma | EA
399.82 | 10886982203106 | OSTEOTOME 10MM/150MM | Trauma | EA
399.85 | 10886982203113 | PELVIC OSTEOTOME 15MM/304MM | Trauma | EA
399.86 | 10886982203120 | PELVIC OSTEOTOME 20MM/304MM | Trauma | EA
399.94 | 10886982203137 | REDUCTION FORCEPS WITH POINTS RATCHET 174MM | Trauma | EA
399.97 | 10886982203144 | REDUCTION FORCEPS WITH POINTS RATCHET 130MM | Trauma | EA
399.98 | 10886982203168 | REDUCTION FORCEPS WITH POINTS RATCHET 200MM | Trauma | EA
399.99 | 10886982203175 | REDUCTION FORCEPS WITH SERRATED JAW-RATCHET 144MM | Trauma | EA
400.006 | 10886982203182 | 1.5MM TI CORTEX SCREW 6MM | Trauma | EA
400.007 | 10886982203199 | 1.5MM TI CORTEX SCREW 7MM | Trauma | EA
400.008 | 10886982203205 | 1.5MM TI CORTEX SCREW 8MM | Trauma | EA
400.009 | 10886982203212 | 1.5MM TI CORTEX SCREW 9MM | Trauma | EA
400.010 | 10886982203229 | 1.5MM TI CORTEX SCREW 10MM | Trauma | EA
400.011 | 10886982203236 | 1.5MM TI CORTEX SCREW 11MM | Trauma | EA
400.012 | 10886982203243 | 1.5MM TI CORTEX SCREW 12MM | Trauma | EA
400.014 | 10886982203250 | 1.5MM TI CORTEX SCREW 14MM | Trauma | EA
400.016 | 10886982203267 | 1.5MM TI CORTEX SCREW 16MM | Trauma | EA
400.018 | 10886982203274 | 1.5MM TI CORTEX SCREW 18MM | Trauma | EA
400.020 | 10886982203281 | 1.5MM TI CORTEX SCREW 20MM | Trauma | EA
400.022 | 10886982203298 | 1.5MM TI CORTEX SCREW 22MM | Trauma | EA
400.024 | 10886982203304 | 1.5MM TI CORTEX SCREW 24MM | Trauma | EA
401.006 | 10886982203885 | 2.0MM TI CORTEX SCREW 6MM | Trauma | EA
401.008 | 10886982203892 | 2.0MM TI CORTEX SCREW 8MM | Trauma | EA
401.010 | 10886982203908 | 2.0MM TI CORTEX SCREW 10MM | Trauma | EA
401.012 | 10886982203915 | 2.0MM TI CORTEX SCREW 12MM | Trauma | EA
401.014 | 10886982203922 | 2.0MM TI CORTEX SCREW 14MM | Trauma | EA
401.016 | 10886982203939 | 2.0MM TI CORTEX SCREW 16MM | Trauma | EA
401.018 | 10886982203946 | 2.0MM TI CORTEX SCREW 18MM | Trauma | EA
401.020 | 10886982203953 | 2.0MM TI CORTEX SCREW 20MM | Trauma | EA
401.022 | 10886982203960 | 2.0MM TI CORTEX SCREW 22MM | Trauma | EA
401.024 | 10886982203977 | 2.0MM TI CORTEX SCREW 24MM | Trauma | EA
401.026 | 10886982203984 | 2.0MM TI CORTEX SCREW 26MM | Trauma | EA
401.028 | 10886982203991 | 2.0MM TI CORTEX SCREW 28MM | Trauma | EA
401.030 | 10886982204004 | 2.0MM TI CORTEX SCREW 30MM | Trauma | EA
401.032 | 10886982204011 | 2.0MM TI CORTEX SCREW 32MM | Trauma | EA
401.034 | 10886982204028 | 2.0MM TI CORTEX SCREW 34MM | Trauma | EA
401.036 | 10886982204035 | 2.0MM TI CORTEX SCREW 36MM | Trauma | EA
401.038 | 10886982204042 | 2.0MM TI CORTEX SCREW 38MM | Trauma | EA
402.006 | 10886982205506 | 2.7MM TI CORTEX SCREW 6MM | Trauma | EA
402.008 | 10886982205513 | 2.7MM TI CORTEX SCREW 8MM | Trauma | EA
402.010 | 10886982205520 | 2.7MM TI CORTEX SCREW 10MM | Trauma | EA
402.012 | 10886982205537 | 2.7MM TI CORTEX SCREW 12MM | Trauma | EA
402.014 | 10886982205544 | 2.7MM TI CORTEX SCREW 14MM | Trauma | EA
402.016 | 10886982205551 | 2.7MM TI CORTEX SCREW 16MM | Trauma | EA
402.018 | 10886982205568 | 2.7MM TI CORTEX SCREW 18MM | Trauma | EA
402.020 | 10886982205575 | 2.7MM TI CORTEX SCREW 20MM | Trauma | EA
402.022 | 10886982205582 | 2.7MM TI CORTEX SCREW 22MM | Trauma | EA
402.024 | 10886982205599 | 2.7MM TI CORTEX SCREW 24MM | Trauma | EA
402.026 | 10886982205605 | 2.7MM TI CORTEX SCREW 26MM | Trauma | EA
402.028 | 10886982205612 | 2.7MM TI CORTEX SCREW 28MM | Trauma | EA
402.030 | 10886982205629 | 2.7MM TI CORTEX SCREW 30MM | Trauma | EA
402.032 | 10886982205636 | 2.7MM TI CORTEX SCREW 32MM | Trauma | EA
402.034 | 10886982205643 | 2.7MM TI CORTEX SCREW 34MM | Trauma | EA
402.036 | 10886982205650 | 2.7MM TI CORTEX SCREW 36MM | Trauma | EA
402.038 | 10886982205667 | 2.7MM TI CORTEX SCREW 38MM | Trauma | EA
402.040 | 10886982205674 | 2.7MM TI CORTEX SCREW 40MM | Trauma | EA
404.010 | 10886982206923 | 3.5MM TI CORTEX SCREW 10MM | Trauma | EA
404.012 | 10886982206930 | 3.5MM TI CORTEX SCREW 12MM | Trauma | EA
404.014 | 10886982206947 | 3.5MM TI CORTEX SCREW 14MM | Trauma | EA
404.016 | 10886982206954 | 3.5MM TI CORTEX SCREW 16MM | Trauma | EA
404.018 | 10886982206961 | 3.5MM TI CORTEX SCREW 18MM | Trauma | EA
404.020 | 10886982206978 | 3.5MM TI CORTEX SCREW 20MM | Trauma | EA
404.022 | 10886982206985 | 3.5MM TI CORTEX SCREW 22MM | Trauma | EA
404.024 | 10886982206992 | 3.5MM TI CORTEX SCREW 24MM | Trauma | EA
404.026 | 10886982207005 | 3.5MM TI CORTEX SCREW 26MM | Trauma | EA
404.028 | 10886982207012 | 3.5MM TI CORTEX SCREW 28MM | Trauma | EA
404.030 | 10886982207029 | 3.5MM TI CORTEX SCREW 30MM | Trauma | EA
404.032 | 10886982207036 | 3.5MM TI CORTEX SCREW 32MM | Trauma | EA
404.034 | 10886982207043 | 3.5MM TI CORTEX SCREW 34MM | Trauma | EA
404.036 | 10886982207050 | 3.5MM TI CORTEX SCREW 36MM | Trauma | EA
404.038 | 10886982207067 | 3.5MM TI CORTEX SCREW 38MM | Trauma | EA
404.040 | 10886982207074 | 3.5MM TI CORTEX SCREW 40MM | Trauma | EA
404.045 | 10886982207081 | 3.5MM TI CORTEX SCREW 45MM | Trauma | EA
404.050 | 10886982207098 | 3.5MM TI CORTEX SCREW 50MM | Trauma | EA
404.055 | 10886982207104 | 3.5MM TI CORTEX SCREW 55MM | Trauma | EA
404.060 | 10886982207111 | 3.5MM TI CORTEX SCREW 60MM | Trauma | EA
404.216 | 10886982207128 | 3.5MM TI SHAFT SCREW 16MM | Trauma | EA
404.218 | 10886982207135 | 3.5MM TI SHAFT SCREW 18MM | Trauma | EA
404.220 | 10886982207142 | 3.5MM TI SHAFT SCREW 20MM | Trauma | EA
404.222 | 10886982207159 | 3.5MM TI SHAFT SCREW 22MM | Trauma | EA
404.224 | 10886982207166 | 3.5MM TI SHAFT SCREW 24MM | Trauma | EA
404.226 | 10886982207173 | 3.5MM TI SHAFT SCREW 26MM | Trauma | EA
404.228 | 10886982207180 | 3.5MM TI SHAFT SCREW 28MM | Trauma | EA
404.230 | 10886982207197 | 3.5MM TI SHAFT SCREW 30MM | Trauma | EA
404.232 | 10886982207203 | 3.5MM TI SHAFT SCREW 32MM | Trauma | EA
406.010 | 10886982207463 | 4.0MM TI CANCELLOUS BONE SCREW FULLY THREADED/10MM | Trauma | EA
406.012 | 10886982207470 | 4.0MM TI CANCELLOUS BONE SCREW FULLY THREADED/12MM | Trauma | EA
406.014 | 10886982207487 | 4.0MM TI CANCELLOUS BONE SCREW FULLY THREADED/14MM | Trauma | EA
406.016 | 10886982207494 | 4.0MM TI CANCELLOUS BONE SCREW FULLY THREADED/16MM | Trauma | EA
406.018 | 10886982207500 | 4.0MM TI CANCELLOUS BONE SCREW FULLY THREADED/18MM | Trauma | EA
406.020 | 10886982207517 | 4.0MM TI CANCELLOUS BONE SCREW FULLY THREADED/20MM | Trauma | EA
406.022 | 10886982207524 | 4.0MM TI CANCELLOUS BONE SCREW FULLY THREADED/22MM | Trauma | EA
406.024 | 10886982207531 | 4.0MM TI CANCELLOUS BONE SCREW FULLY THREADED/24MM | Trauma | EA
406.026 | 10886982207548 | 4.0MM TI CANCELLOUS BONE SCREW FULLY THREADED/26MM | Trauma | EA
406.028 | 10886982207555 | 4.0MM TI CANCELLOUS BONE SCREW FULLY THREADED/28MM | Trauma | EA
406.030 | 10886982207562 | 4.0MM TI CANCELLOUS BONE SCREW FULLY THREADED/30MM | Trauma | EA
406.035 | 10886982207579 | 4.0MM TI CANCELLOUS BONE SCREW FULLY THREADED/35MM | Trauma | EA
406.040 | 10886982207586 | 4.0MM TI CANCELLOUS BONE SCREW FULLY THREADED/40MM | Trauma | EA
406.045 | 10886982207593 | 4.0MM TI CANCELLOUS BONE SCREW FULLY THREADED/45MM | Trauma | EA
406.050 | 10886982207609 | 4.0MM TI CANCELLOUS BONE SCREW FULLY THREADED/50MM | Trauma | EA
406.055 | 10886982207616 | 4.0MM TI CANCELLOUS BONE SCREW FULLY THREADED/55MM | Trauma | EA
406.060 | 10886982207623 | 4.0MM TI CANCELLOUS BONE SCREW FULLY THREADED/60MM | Trauma | EA
406.065 | 10886982207630 | 4.0MM TI CANCELLOUS BONE SCREW FULLY THREADED/65MM | Trauma | EA
406.070 | 10886982207647 | 4.0MM TI CANCELLOUS BONE SCREW FULLY THREADED/70MM | Trauma | EA
406.075 | 10886982207654 | 4.0MM TI CANCELLOUS BONE SCREW FULLY THREADED/75MM | Trauma | EA
406.080 | 10886982207661 | 4.0MM TI CANCELLOUS BONE SCREW FULLY THREADED/80MM | Trauma | EA
406.085 | 10886982207678 | 4.0MM TI CANCELLOUS BONE SCREW FULLY THREADED/85MM | Trauma | EA
406.090 | 10886982207685 | 4.0MM TI CANCELLOUS BONE SCREW FULLY THREADED/90MM | Trauma | EA
406.095 | 10886982207692 | 4.0MM TI CANCELLOUS BONE SCREW FULLY THREADED/95MM | Trauma | EA
406.100 | 10886982207708 | 4.0MM TI CANCELLOUS BONE SCREW FULLY THREADED/100MM | Trauma | EA
294.950 | 10886982182432 | 6.0MM TRANSFIXATION PIN 225MM | Trauma | EA
312.153 | 10886982187659 | 5.5MM/4.3MM DOUBLE DRILL SLEEVE | Trauma | EA
312.151 | 10886982187642 | 2.0MM/1.1MM DOUBLE DRILL SLEEVE | Trauma | EA
316.114.96 | 10886982189479 | 0.76MM DRILL BIT/STRYKER J-LATCH/14MM STOP/44.5MM | Trauma | EA
316.235.96 | 10886982189493 | 1.0MM DRILL BIT STRYKER J-LATCH/35MM STOP/60MM | Trauma | EA
316.335.96 | 10886982189738 | 1.3MM DRILL BIT/STRYKER J-LATCH/40MM STOP/65MM | Trauma | EA
317.235.96 | 10886982189813 | 1.1MM DRILL BIT/STRYKER J-LATCH/40MM STOP/65MM | Trauma | EA
317.435.96 | 10886982189837 | 1.5MM DRILL BIT/STRYKER J-LATCH/60MM STOP/85MM | Trauma | EA
400.808.96 | 10886982203663 | 1.5MM TI CORTEX SCREW SELF-TAPPING 8MM | Trauma | EA
400.810.96 | 10886982203700 | 1.5MM TI CORTEX SCREW SELF-TAPPING 10MM | Trauma | EA
400.812.96 | 10886982203748 | 1.5MM TI CORTEX SCREW SELF-TAPPING 12MM | Trauma | EA
400.814.96 | 10886982203779 | 1.5MM TI CORTEX SCREW SELF-TAPPING 14MM | Trauma | EA
400.816.96 | 10886982203793 | 1.5MM TI CORTEX SCREW SELF-TAPPING 16MM | Trauma | EA
400.818.96 | 10886982203816 | 1.5MM TI CORTEX SCREW SELF-TAPPING 18MM | Trauma | EA
400.811.96 | 10886982203724 | 1.5MM TI CORTEX SCREW SELF-TAPPING 11MM | Trauma | EA
400.809.96 | 10886982203687 | 1.5MM TI CORTEX SCREW SELF-TAPPING 9MM | Trauma | EA
400.529 | 10886982203441 | 1.0MM TI CORTEX SCREW SELF-TAPPING 9MM | Trauma | EA
400.531 | 10886982203465 | 1.0MM TI CORTEX SCREW SELF-TAPPING 11MM | Trauma | EA
400.533 | 10886982203489 | 1.0MM TI CORTEX SCREW SELF-TAPPING 13MM | Trauma | EA
400.689 | 10886982203533 | 1.3MM TI CORTEX SCREW SELF-TAPPING 9MM | Trauma | EA
400.691 | 10886982203557 | 1.3MM TI CORTEX SCREW SELF-TAPPING 11MM | Trauma | EA
400.693 | 10886982203571 | 1.3MM TI CORTEX SCREW SELF-TAPPING 13MM | Trauma | EA
245.98 | 10886982170484 | 2.7MM CALCANEAL RECONSTRUCTION PLATE 8 HOLES/64MM | Trauma | EA
245.99 | 10886982170491 | 2.7MM CALCANEAL RECONSTRUCTION PLATE 9 HOLES/72MM | Trauma | EA
306.667.96 | 10886982185419 | SCREW LENGTH MARKER KIT | Trauma | EA
400.820.96 | 10886982203830 | 1.5MM TI CORTEX SCREW SELF-TAPPING 20MM | Trauma | EA
400.822.96 | 10886982203854 | 1.5MM TI CORTEX SCREW SELF-TAPPING 22MM | Trauma | EA
202.614 | 10886982144256 | 3.0MM CANNULATED SCREW SHORT THREAD/14MM | Trauma | EA
202.714 | 10886982144478 | 3.0MM CANNULATED SCREW LONG THREAD/14MM | Trauma | EA
402.614 | 10886982206039 | 3.0MM TI CANNULATED SCREW SHORT THREAD/14MM | Trauma | EA
402.714 | 10886982206251 | 3.0MM TI CANNULATED SCREW LONG THREAD/14MM | Trauma | EA
357.515 | 10886982196514 | BALL HEX SCREWDRIVER 8MM FOR TI FEMORAL NAILS | Trauma | EA
357.516 | 10886982196521 | CANNULATED SHAFT 8MM HEX FOR TI FEMORAL NAILS | Trauma | EA
357.511 | 10886982196491 | INSERTION HANDLE FOR TI FEMORAL NAILS | Trauma | EA
357.512 | 10886982196507 | CANNULATED CONNECTING SCREW FOR TI FEMORAL NAILS | Trauma | EA
304.223SLB | 10886982183149 | 4.5MM CANN SCREW SET GRAPHIC CASE SHORT SCREW RACK LABEL | Trauma | EA
309.038 | 10886982185556 | SPARE REAMER TUBE FOR HOLLOW REAMER (309.035) | Trauma | EA
309.068 | 10886982185587 | SPARE REAMER TUBE FOR HOLLOW REAMER (309.065) | Trauma | EA
304.334 | 10886982183545 | 3.0MM CANN SCREW SET GRAPHIC CASE SCREW RACK | Trauma | EA
304.576 | 10886982184351 | 1.0MM/1.3MM TI HAND MODULE CASE | Trauma | EA
304.577 | 10886982184368 | 1.5MM TI HAND MODULE CASE | Trauma | EA
304.578 | 10886982184375 | 2.0MM TI HAND MODULE CASE | Trauma | EA
304.579 | 10886982184382 | 2.4MM TI HAND MODULE CASE | Trauma | EA
312.692 | 10886982187871 | MULTIPLE WIRE GUIDE | Trauma | EA
312.694 | 10886982187888 | 2.8MM TROCAR FOR USE WITH MULTIPLE WIRE GUIDE | Trauma | EA
474.900S | 10886982234292 | STANDARD TI LOCKING SLV-STER F/13-15 TI CANN FEMORAL NAILS | Trauma | EA
474.910S | 10886982234315 | 100 DEG TI LOCKING SLV-STERILE F/13-15 TI CANN FEMORAL NAILS | Trauma | EA
474.911S | 10886982234339 | 110 DEG TI LOCKING SLV-STERILE F/13-15 TI CANN FEMORAL NAILS | Trauma | EA
474.912S | 10886982234353 | 120 DEG TI LOCKING SLV-STERILE F/13-15 TI CANN FEMORAL NAILS | Trauma | EA
474.913S | 10886982234377 | 130 DEG TI LOCKING SLV-STERILE F/13-15 TI CANN FEMORAL NAILS | Trauma | EA
474.920S | 10886982234391 | 15MM TI END CAP 0MM EXT-STER FOR STANDARD LOCKING SLEEVE | Trauma | EA
474.921S | 10886982234414 | 15MM TI END CAP 10MM EXT-STER FOR STANDARD LOCKING SLEEVE | Trauma | EA
474.922S | 10886982234438 | 15MM TI END CAP 20MM EXT-STER FOR STANDARD LOCKING SLEEVE | Trauma | EA
400.696 | 10886982203595 | 1.3MM TI CORTEX SCREW SELF-TAPPING 16MM | Trauma | EA
400.698 | 10886982203601 | 1.3MM TI CORTEX SCREW SELF-TAPPING 18MM | Trauma | EA
7036 | 10886982255525 | UNREAMED FEMORAL NAIL SURGICAL VIDEO | Trauma | EA
313.97.97 | 10886982188311 | HOLDING SLEEVE | Trauma | EA
201.040 | 10886982141774 | 2.0MM CORTEX SCREW 40MM | Trauma | EA
201.042 | 10886982141781 | 2.0MM CORTEX SCREW 42MM | Trauma | EA
201.044 | 10886982141798 | 2.0MM CORTEX SCREW 44MM | Trauma | EA
201.046 | 10886982141804 | 2.0MM CORTEX SCREW 46MM | Trauma | EA
280.300 | 10886982175199 | DHSÂ®/DCSÂ® LAG SCREW 12.7MM THREAD/130MM | Trauma | EA
304.564 | 10886982184337 | MINI EXTERNAL FIXATOR SET MODULE | Trauma | EA
304.505 | 10886982184061 | TI FEMORAL NAIL STANDARD GRAPHIC CASE BASE PLATE | Trauma | EA
236.352 | 10886982160553 | 90 DEG INFANT OSTEOTOMY PLATE 37MM/12MM | Trauma | EA
241.17 | 10886982166036 | 3.5MM T-PLATE 4 HOLES HEAD/ 7 HOLES SHAFT-RIGHT ANGLE | Trauma | EA
241.18 | 10886982166067 | 3.5MM T-PLATE 4 HOLES HEAD/ 8 HOLES SHAFT-RIGHT ANGLE | Trauma | EA
358.681 | 10886982196750 | 3.5MM/8.5MM CONICAL BURR WITH QUICK COUPLING/110MM | Trauma | EA
355.041 | 10886982194763 | 3.0MM GUIDE ROD W/SMOOTH TIP 950MM | Trauma | EA
D08 | 10886982000415 | UPPER ANVIL/REPLACEABLE | Trauma | EA
D09 | 10886982000422 | LOWER ANVIL | Trauma | EA
351.76S | 10886982193971 | 3.0MM REAMING ROD/950MM W/STRAIGHT BALL TIP - STERILE | Trauma | EA
351.71S | 10886982193902 | 3.0MM REAMING ROD/950MM W/OFFSET BALL TIP - STERILE | Trauma | EA
355.041S | 10886982194770 | 3.0MM GUIDE ROD/950MM WITH SMOOTH TIP - STERILE | Trauma | EA
355.399 | 10886982194954 | EXTRACTION HOOK FOR TI CANNULATED NAILS | Trauma | EA
332.401 | 10886982192783 | 4.5MM 90 DEG CANN LC-ANGLED BLADE PLATE DRILL GUIDE | Trauma | EA
401.506.96 | 10886982204288 | 2.4MM TI CORTEX SCREW SELF-TAPPING 6MM | Trauma | EA
401.507.96 | 10886982204295 | 2.4MM TI CORTEX SCREW SELF-TAPPING 7MM | Trauma | EA
401.508.96 | 10886982204301 | 2.4MM TI CORTEX SCREW SELF-TAPPING 8MM | Trauma | EA
401.509.96 | 10886982204318 | 2.4MM TI CORTEX SCREW SELF-TAPPING 9MM | Trauma | EA
401.510.96 | 10886982204325 | 2.4MM TI CORTEX SCREW SELF-TAPPING 10MM | Trauma | EA
401.511.96 | 10886982204332 | 2.4MM TI CORTEX SCREW SELF-TAPPING 11MM | Trauma | EA
401.512.96 | 10886982204349 | 2.4MM TI CORTEX SCREW SELF-TAPPING 12MM | Trauma | EA
401.513.96 | 10886982204356 | 2.4MM TI CORTEX SCREW SELF-TAPPING 13MM | Trauma | EA
401.514.96 | 10886982204363 | 2.4MM TI CORTEX SCREW SELF-TAPPING 14MM | Trauma | EA
401.516.96 | 10886982204370 | 2.4MM TI CORTEX SCREW SELF-TAPPING 16MM | Trauma | EA
401.518.96 | 10886982204387 | 2.4MM TI CORTEX SCREW SELF-TAPPING 18MM | Trauma | EA
401.520.96 | 10886982204394 | 2.4MM TI CORTEX SCREW SELF-TAPPING 20MM | Trauma | EA
401.522.96 | 10886982204400 | 2.4MM TI CORTEX SCREW SELF-TAPPING 22MM | Trauma | EA
401.524.96 | 10886982204417 | 2.4MM TI CORTEX SCREW SELF-TAPPING 24MM | Trauma | EA
401.526.96 | 10886982204424 | 2.4MM TI CORTEX SCREW SELF-TAPPING 26MM | Trauma | EA
401.528.96 | 10886982204431 | 2.4MM TI CORTEX SCREW SELF-TAPPING 28MM | Trauma | EA
401.530.96 | 10886982204448 | 2.4MM TI CORTEX SCREW SELF-TAPPING 30MM | Trauma | EA
401.532.96 | 10886982204455 | 2.4MM TI CORTEX SCREW SELF-TAPPING 32MM | Trauma | EA
401.534.96 | 10886982204462 | 2.4MM TI CORTEX SCREW SELF-TAPPING 34MM | Trauma | EA
401.536.96 | 10886982204479 | 2.4MM TI CORTEX SCREW SELF-TAPPING 36MM | Trauma | EA
401.538.96 | 10886982204486 | 2.4MM TI CORTEX SCREW SELF-TAPPING 38MM | Trauma | EA
401.540.96 | 10886982204493 | 2.4MM TI CORTEX SCREW SELF-TAPPING 40MM | Trauma | EA
401.806.96 | 10886982204837 | 2.0MM TI CORTEX SCREW SELF-TAPPING 6MM | Trauma | EA
401.807.96 | 10886982204844 | 2.0MM TI CORTEX SCREW SELF-TAPPING 7MM | Trauma | EA
401.808.96 | 10886982204868 | 2.0MM TI CORTEX SCREW SELF-TAPPING 8MM | Trauma | EA
401.809.96 | 10886982204875 | 2.0MM TI CORTEX SCREW SELF-TAPPING 9MM | Trauma | EA
401.810.96 | 10886982204899 | 2.0MM TI CORTEX SCREW SELF-TAPPING 10MM | Trauma | EA
401.811.96 | 10886982204912 | 2.0MM TI CORTEX SCREW SELF-TAPPING 11MM | Trauma | EA
401.812.96 | 10886982204936 | 2.0MM TI CORTEX SCREW SELF-TAPPING 12MM | Trauma | EA
401.813.96 | 10886982204950 | 2.0MM TI CORTEX SCREW SELF-TAPPING 13MM | Trauma | EA
401.814.96 | 10886982204974 | 2.0MM TI CORTEX SCREW SELF-TAPPING 14MM | Trauma | EA
401.816.96 | 10886982204998 | 2.0MM TI CORTEX SCREW SELF-TAPPING 16MM | Trauma | EA
401.818.96 | 10886982205018 | 2.0MM TI CORTEX SCREW SELF-TAPPING 18MM | Trauma | EA
401.820.96 | 10886982205032 | 2.0MM TI CORTEX SCREW SELF-TAPPING 20MM | Trauma | EA
401.822.96 | 10886982205056 | 2.0MM TI CORTEX SCREW SELF-TAPPING 22MM | Trauma | EA
401.824.96 | 10886982205070 | 2.0MM TI CORTEX SCREW SELF-TAPPING 24MM | Trauma | EA
401.826.96 | 10886982205094 | 2.0MM TI CORTEX SCREW SELF-TAPPING 26MM | Trauma | EA
401.828.96 | 10886982205117 | 2.0MM TI CORTEX SCREW SELF-TAPPING 28MM | Trauma | EA
401.830.96 | 10886982205131 | 2.0MM TI CORTEX SCREW SELF-TAPPING 30MM | Trauma | EA
401.832.96 | 10886982205155 | 2.0MM TI CORTEX SCREW SELF-TAPPING 32MM | Trauma | EA
401.834.96 | 10886982205179 | 2.0MM TI CORTEX SCREW SELF-TAPPING 34MM | Trauma | EA
401.836.96 | 10886982205193 | 2.0MM TI CORTEX SCREW SELF-TAPPING 36MM | Trauma | EA
401.838.96 | 10886982205216 | 2.0MM TI CORTEX SCREW SELF-TAPPING 38MM | Trauma | EA
449.915 | 10886982224422 | 2.4MM TI Y-PLATE 3 HOLES HEAD/ 8 HOLES SHAFT/56MM | Trauma | EA
449.916 | 10886982224439 | 2.4MM TI CONDYLAR PLATE 8 HOLES/57MM - RIGHT | Trauma | EA
449.917 | 10886982224446 | 2.4MM TI CONDYLAR PLATE 8 HOLES/57MM - LEFT | Trauma | EA
449.906 | 10886982224385 | 2.4MM TI STRAIGHT PLATE 6 HOLES/36MM | Trauma | EA
449.912 | 10886982224392 | 2.4MM TI STRAIGHT PLATE 12 HOLES/72MM | Trauma | EA
449.913 | 10886982224408 | 2.4MM TI T-PLATE 2 HOLES HEAD/ 8 HOLES SHAFT/54MM | Trauma | EA
449.914 | 10886982224415 | 2.4MM TI T-PLATE 3 HOLES HEAD/ 8 HOLES SHAFT/54MM | Trauma | EA
449.924 | 10886982224453 | 2.4MM TI LC-DCPÂ® PLATE 4 HOLES/31MM | Trauma | EA
449.926 | 10886982224460 | 2.4MM TI LC-DCPÂ® PLATE 6 HOLES/47MM | Trauma | EA
449.928 | 10886982224477 | 2.4MM TI LC-DCPÂ® PLATE 8 HOLES/63MM | Trauma | EA
458.110S | 10886982229403 | TI END CAP - STERILE 15MM EXT FOR TI SOLID TIBIAL NAILS | Trauma | EA
485.327S | 10886982235992 | 13MM TI CANNULATED TIBIAL NAIL 270MM - STERILE | Trauma | EA
485.336S | 10886982236111 | 13MM TI CANNULATED TIBIAL NAIL 360MM - STERILE | Trauma | EA
329.598 | 10886982192035 | BENDING TEMPLATE FOR VOLAR DISTAL RADIUS PLATES | Trauma | EA
201.612 | 10886982142047 | 2.4MM CORTEX SCREW SELF-TAPPING/12MM | Trauma | EA
201.614 | 10886982142054 | 2.4MM CORTEX SCREW SELF-TAPPING/14MM | Trauma | EA
201.616 | 10886982142061 | 2.4MM CORTEX SCREW SELF-TAPPING/16MM | Trauma | EA
201.618 | 10886982142078 | 2.4MM CORTEX SCREW SELF-TAPPING/18MM | Trauma | EA
201.620 | 10886982142085 | 2.4MM CORTEX SCREW SELF-TAPPING/20MM | Trauma | EA
201.622 | 10886982142092 | 2.4MM CORTEX SCREW SELF-TAPPING/22MM | Trauma | EA
201.624 | 10886982142108 | 2.4MM CORTEX SCREW SELF-TAPPING/24MM | Trauma | EA
201.626 | 10886982142115 | 2.4MM CORTEX SCREW SELF-TAPPING/26MM | Trauma | EA
201.628 | 10886982142122 | 2.4MM CORTEX SCREW SELF-TAPPING/28MM | Trauma | EA
201.630 | 10886982142139 | 2.4MM CORTEX SCREW SELF-TAPPING/30MM | Trauma | EA
304.363 | 10886982183651 | TI WRIST FUSION IMPLANT SET GRAPHIC CASE F/SLF-TPNG SCREWS | Trauma | EA
359.211 | 10886982197122 | THREADED ROD FOR LARGE F-TOOL | Trauma | EA
359.212 | 10886982197139 | LARGE F-TOOL | Trauma | EA
359.210 | 10886982197115 | BAR FOR LARGE F-TOOL | Trauma | EA
321.26 | 10886982190475 | OFFSET WRENCH 2.5MM HEX | Trauma | EA
304.522 | 10886982184184 | ADJUSTABLE DISTAL RADIUS FIXATOR GRAPHIC CASE | Trauma | EA
394.050 | 10886982199454 | ADJUSTABLE DISTAL RADIUS FIXATOR | Trauma | EA
332.016 | 10886982192455 | INSERTER/EXTRACTOR HANDLE FOR 90 DEG CANN LC-ANGLED BLD PL | Trauma | EA
432.046 | 10886982217738 | 3.5MM 90 DEG TI CANN LC-ANGLED BLADE PLATE 4 HOLES/30MM | Trauma | EA
432.047 | 10886982217745 | 3.5MM 90 DEG TI CANN LC-ANGLED BLADE PLATE 4 HOLES/35MM | Trauma | EA
432.048 | 10886982217752 | 3.5MM 90 DEG TI CANN LC-ANGLED BLADE PLATE 4 HOLES/40MM | Trauma | EA
432.049 | 10886982217769 | 3.5MM 90 DEG TI CANN LC-ANGLED BLADE PLATE 4 HOLES/45MM | Trauma | EA
432.056 | 10886982217776 | 3.5MM 90 DEG TI CANN LC-ANGLED BLADE PLATE 5 HOLES/30MM | Trauma | EA
432.057 | 10886982217783 | 3.5MM 90 DEG TI CANN LC-ANGLED BLADE PLATE 5 HOLES/35MM | Trauma | EA
432.058 | 10886982217790 | 3.5MM 90 DEG TI CANN LC-ANGLED BLADE PLATE 5 HOLES/40MM | Trauma | EA
432.059 | 10886982217806 | 3.5MM 90 DEG TI CANN LC-ANGLED BLADE PLATE 5 HOLES/45MM | Trauma | EA
432.066 | 10886982217813 | 3.5MM 90 DEG TI CANN LC-ANGLED BLADE PLATE 6 HOLES/30MM | Trauma | EA
432.067 | 10886982217820 | 3.5MM 90 DEG TI CANN LC-ANGLED BLADE PLATE 6 HOLES/35MM | Trauma | EA
432.068 | 10886982217837 | 3.5MM 90 DEG TI CANN LC-ANGLED BLADE PLATE 6 HOLES/40MM | Trauma | EA
432.069 | 10886982217844 | 3.5MM 90 DEG TI CANN LC-ANGLED BLADE PLATE 6 HOLES/45MM | Trauma | EA
432.086 | 10886982217851 | 3.5MM 90 DEG TI CANN LC-ANGLED BLADE PLATE 8 HOLES/30MM | Trauma | EA
432.087 | 10886982217868 | 3.5MM 90 DEG TI CANN LC-ANGLED BLADE PLATE 8 HOLES/35MM | Trauma | EA
432.088 | 10886982217875 | 3.5MM 90 DEG TI CANN LC-ANGLED BLADE PLATE 8 HOLES/40MM | Trauma | EA
432.089 | 10886982217882 | 3.5MM 90 DEG TI CANN LC-ANGLED BLADE PLATE 8 HOLES/45MM | Trauma | EA
432.006 | 10886982217691 | 3.5MM 90 DEG TI CANN LC-ANGLED BLADE PLATE 10 HOLES/30MM | Trauma | EA
432.007 | 10886982217707 | 3.5MM 90 DEG TI CANN LC-ANGLED BLADE PLATE 10 HOLES/35MM | Trauma | EA
432.008 | 10886982217714 | 3.5MM 90 DEG TI CANN LC-ANGLED BLADE PLATE 10 HOLES/40MM | Trauma | EA
432.009 | 10886982217721 | 3.5MM 90 DEG TI CANN LC-ANGLED BLADE PLATE 10 HOLES/45MM | Trauma | EA
232.046 | 10886982159731 | 3.5MM 90 DEG CANN LC-ANGLED BLADE PLATE 4 HOLES/30MM | Trauma | EA
232.047 | 10886982159748 | 3.5MM 90 DEG CANN LC-ANGLED BLADE PLATE 4 HOLES/35MM | Trauma | EA
232.048 | 10886982159755 | 3.5MM 90 DEG CANN LC-ANGLED BLADE PLATE 4 HOLES/40MM | Trauma | EA
232.049 | 10886982159762 | 3.5MM 90 DEG CANN LC-ANGLED BLADE PLATE 4 HOLES/45MM | Trauma | EA
232.056 | 10886982159779 | 3.5MM 90 DEG CANN LC-ANGLED BLADE PLATE 5 HOLES/30MM | Trauma | EA
232.057 | 10886982159786 | 3.5MM 90 DEG CANN LC-ANGLED BLADE PLATE 5 HOLES/35MM | Trauma | EA
232.058 | 10886982159793 | 3.5MM 90 DEG CANN LC-ANGLED BLADE PLATE 5 HOLES/40MM | Trauma | EA
232.059 | 10886982159809 | 3.5MM 90 DEG CANN LC-ANGLED BLADE PLATE 5 HOLES/45MM | Trauma | EA
232.066 | 10886982159816 | 3.5MM 90 DEG CANN LC-ANGLED BLADE PLATE 6 HOLES/30MM | Trauma | EA
232.067 | 10886982159823 | 3.5MM 90 DEG CANN LC-ANGLED BLADE PLATE 6 HOLES/35MM | Trauma | EA
232.068 | 10886982159830 | 3.5MM 90 DEG CANN LC-ANGLED BLADE PLATE 6 HOLES/40MM | Trauma | EA
232.069 | 10886982159847 | 3.5MM 90 DEG CANN LC-ANGLED BLADE PLATE 6 HOLES/45MM | Trauma | EA
232.086 | 10886982159854 | 3.5MM 90 DEG CANN LC-ANGLED BLADE PLATE 8 HOLES/30MM | Trauma | EA
232.087 | 10886982159861 | 3.5MM 90 DEG CANN LC-ANGLED BLADE PLATE 8 HOLES/35MM | Trauma | EA
232.088 | 10886982159878 | 3.5MM 90 DEG CANN LC-ANGLED BLADE PLATE 8 HOLES/40MM | Trauma | EA
232.089 | 10886982159885 | 3.5MM 90 DEG CANN LC-ANGLED BLADE PLATE 8 HOLES/45MM | Trauma | EA
232.006 | 10886982159694 | 3.5MM 90 DEG CANN LC-ANGLED BLADE PLATE 10 HOLES/30MM | Trauma | EA
232.007 | 10886982159700 | 3.5MM 90 DEG CANN LC-ANGLED BLADE PLATE 10 HOLES/35MM | Trauma | EA
232.008 | 10886982159717 | 3.5MM 90 DEG CANN LC-ANGLED BLADE PLATE 10 HOLES/40MM | Trauma | EA
232.009 | 10886982159724 | 3.5MM 90 DEG CANN LC-ANGLED BLADE PLATE 10 HOLES/45MM | Trauma | EA
395.965 | 10886982200983 | 4.0MM PARALLEL DRILL GUIDE | Trauma | EA
305.078 | 10886982184511 | 3.5MM 90 DEG CANN LC-ANGLED BLADE PLATE SET GRAPHIC CASE | Trauma | EA
296.763 | 10886982182470 | 6.0MM THREADED SACRAL BAR 200MM | Trauma | EA
296.766 | 10886982182487 | 6.0MM THREADED SACRAL BAR 260MM | Trauma | EA
296.759 | 20886982182460 | 6.0MM HEXAGONAL NUTS | Trauma | OP
296.757 | 20886982182446 | 6.0MM SACRAL NUTS/ROUNDED | Trauma | OP
296.758 | 20886982182453 | 6.0MM SACRAL WASHERS | Trauma | OP
60.221.197 | 10886982346384 | DEPTH GAUGE LABEL SHEET | Trauma | EA
15CPUM | 00810112598742 | CROSSROADS PLATE UTILITY CASE | Trauma | EA
15CSUM | 00810112598759 | CROSSROADS STAPLE UTILITY CASE | Trauma | EA
15DBPM | 00810112598766 | CROSSROADS DYNABUNION CASE | Trauma | EA
15DMPM | 00810112598773 | CROSSROADS DYNAMET SOFT CASE | Trauma | EA
15KEEL | 00810112598780 | CROSSROADS KEEL-LOCK SOFT CASE | Trauma | EA
15MINI | 00810112598797 | CROSSROADS MINIBUNION CASE | Trauma | EA
15MTPM | 00810112598803 | CROSSROADS MTP MODULE CASE | Trauma | EA
1500-48FH | 00850038154226 | COMPRESSOR WIRE TEMPLATE/ STER | Trauma | EA
1500-48TP | 00850038154233 | DYNAMET TEMPLATE KIT/ STERILE | Trauma | EA
17NS-4800 | 00810112598155 | DYNABUNION FULL RESUABLE TRAY | Trauma | EA
2442-1010 | 00850310006564 | MOTOCLIP SINGLE IMPLANT 10MM X 10MM STERILE | Trauma | EA
3100-0001 | 00815432026999 | MINIBUNION DRILL KIT/ STERILE | Trauma | EA
32SB-KIT1 | 00815432028986 | SPEEDBUTTON KIT STERILE | Trauma | EA
7000-JRW4 | 00810112596267 | JOINT REAMING WIRE KIT/STERILE | Trauma | EA
7318-1818 | 00815432027736 | KEEL-LOCK SINGLE IMPLANT 18MM X 18MM STERILE | Trauma | EA
SD03.130.280 | 10886982311627 | PLATE HOLDING CLAMP/ SMALL | Trauma | EA
SD03.130.281 | 10886982311634 | PLATE HOLDING CLAMP/ MEDIUM | Trauma | EA
SD03.130.282 | 10886982311641 | PLATE HOLDING CLAMP/ LARGE | Trauma | EA
SD03.168.010 | 10886982343680 | FNS MULTI-FUNCTION REMOVAL ROD | Trauma | EA
SD314.052 | 10886982305909 | 3.5MM DRILL SLEEVE | Trauma | EA
03.311.012 | 10886982077882 | LOCKING HINGE | Trauma | EA
03.311.011 | 10886982077875 | PIVOT SCHANZ SCREW CLAMP | Trauma | EA
03.311.451 | 10886982078872 | ANGULAR DISTRACTOR PIVOT | Trauma | EA
SD03.037.030 | 10886982342232 | 5MM HEX SCREWDRIVER SHAFT | Trauma | EA
28062EPKG | 00810112598254 | CROSSROADS EMPTY 2/3 TRAY | Trauma | EA
SD338.490 | 10886982341884 | LARGE AO - MOD TRINKLE ADAPTER | Trauma | EA
03.333.306 | 00819917027068 | SOLID SCREWDRIVER SHAFT T15 | Trauma | EA
03.311.090 | 10886982078247 | SPHERICAL WASHER COUPLE | Trauma | EA
04.353.900.05 | 00810040681646 | WASHER FOR 2.0 CANN SCREW 5PK | Trauma | P5
04.353.900S | 00810040681738 | WASHER FOR 2.0 CANN SCREW-STER | Trauma | EA
04.353.901.05 | 00810040681653 | WASHER FOR 2.5 CANN SCREW 5PK | Trauma | P5
04.353.901S | 00810040681745 | WASHER FOR 2.5 CANN SCREW-STER | Trauma | EA
04.353.902.05 | 00810040681660 | WASHER FOR 3.0 CANN SCREW 5PK | Trauma | P5
04.353.902S | 00810040681752 | WASHER FOR 3.0 CANN SCREW-STER | Trauma | EA
04.353.903.05 | 00810040681677 | WASHER FOR 3.5 CANN SCREW 5PK | Trauma | P5
04.353.903S | 00810040681769 | WASHER FOR 3.5 CANN SCREW-STER | Trauma | EA
04.353.904S | 00810040681776 | WASHER FOR 4.0 CANN SCREW-STER | Trauma | EA
04.353.905.05 | 00810040681691 | WASHER FOR 4.5 CANN SCREW 5PK | Trauma | P5
04.353.905S | 00810040681783 | WASHER FOR 4.5 CANN SCREW-STER | Trauma | EA
04.353.906.05 | 00810040681707 | WASHER FOR 5.5 CANN SCREW 5PK | Trauma | P5
04.353.906S | 00810040681790 | WASHER FOR 5.5 CANN SCREW-STER | Trauma | EA
04.353.907S | 00810040681806 | WASHER FOR 6.5 CANN SCREW-STER | Trauma | EA
04.353.908S | 00810040681813 | WASHER FOR 7.5 CANN SCREW-STER | Trauma | EA
399.003 | 10886982202130 | PERCUTANEOUS REDUCTION FORCEPS | Trauma | EA
SD03.168.018 | 10886982335524 | FNS IMPLANT POSITIONING GUIDE | Trauma | EA
03.012.101 | 00190776160340 | BLADDER SOUND | Trauma | EA
60.333.121 | 00810040683619 | LID FOR TRAY - 3/3 | Trauma | EA
03.333.710 | 00810040682162 | HANDLE FOR WIRE GUIDES | Trauma | EA
03.333.712 | 00810040682148 | 2.8MM MULTIPLE WIRE GUIDE | Trauma | EA
03.333.713 | 00810040682155 | MULTIPLE WIRE GUIDE TROCAR | Trauma | EA
03.333.310 | 00810040682049 | SOLID SCREWDRIVER SHAFT T30 | Trauma | EA
04.353.904.05 | 00810040681684 | WASHER FOR 4.0 CANN SCREW 5PK | Trauma | P5
04.353.907.05 | 00810040681714 | WASHER FOR 6.5 CANN SCREW 5PK | Trauma | P5
04.353.908.05 | 00810040681721 | WASHER FOR 7.5 CANN SCREW 5PK | Trauma | P5
60.333.016 | 00810040684012 | CANNULATED SCREW LABEL PACK | Trauma | EA
60.333.106 | 00810011361218 | AUXILLARY TRAY - 1/2 | Trauma | EA
03.012.103 | 00190776160364 | SUTURE / CATHETER ORGANIZER | Trauma | EA
SD03.037.033 | 10886982313676 | TFNA BROKEN NAIL EXTRACTOR | Trauma | EA
SD314.190 | 10886982311566 | CANNULATED 3.5MM HEX SCRWDRV | Trauma | EA
SD314.220 | 10886982311573 | CANNULATED 3.5MM HEX SHAFT | Trauma | EA
SD391.102 | 10886982314161 | SMALL CABLE PASSER | Trauma | EA
SD391.105 | 10886982314178 | MEDIUM-LARGE CABLE PASSER | Trauma | EA
SD03.037.038 | 10886982309303 | 12MM CANNULATED DRILL BIT | Trauma | EA
SD03.037.039 | 10886982309310 | 13MM CANNULATED DRILL BIT | Trauma | EA
SD03.231.007 | 10886982309129 | 4.5 LCP PROTECTION SLEEVE | Trauma | EA
SD03.231.009 | 10886982309112 | HANDLE | Trauma | EA
03.045.036 | 10886982302472 | TUBE F/DIRECT MEASURING DEVICE | Trauma | EA
SD311.008 | 10886982307293 | HANDLE WITH HEX COUPLING | Trauma | EA
SD03.010.105 | 10886982311498 | 4.2MM CALIBRATED DRILL BIT | Trauma | EA
SD03.010.107 | 10886982311580 | MEASURING DEVICE | Trauma | EA
SD03.037.008 | 10886982311504 | 16MM CURVED AWL | Trauma | EA
SD03.043.005 | 10886982313683 | HEX HOLE WIRE GUIDE | Trauma | EA
SD319.704 | 10886982305992 | 6.5/7.3 CANN SCREW MEAS DEVICE | Trauma | EA
03.012.102 | 00190776160357 | FISTULA SCISSORS | Trauma | EA
SD302.001 | 10886982311610 | SUTURE ORGANIZER | Trauma | EA
68.100.101 | 10886982312242 | SCREW RACK 2.7 | Trauma | EA
SD03.133.005 | 10886982306005 | 2.8MM THREADED GUIDE, SHORT | Trauma | EA
SD03.133.006 | 10886982306012 | DIRECT MEASURING DEVICE | Trauma | EA
SD310.289 | 10886982306029 | 2.8MM CALIBRATED DRILL BIT | Trauma | EA
SD314.215 | 10886982305886 | T15 SCREWDRIVER W/ TROCAR TIP | Trauma | EA
03.313.864 | 10886982306302 | MAXFRAME(TM) STANDOFF 65MM | Trauma | EA
03.313.865 | 10886982306319 | MAXFRAME(TM) STANDOFF 80MM | Trauma | EA
03.313.866 | 10886982306326 | MAXFRAME(TM) STANDOFF 100MM | Trauma | EA
03.313.867 | 10886982306449 | MAXFRAME(TM) TABBED WASHER | Trauma | EA
03.313.868 | 10886982306456 | MAXFRAME(TM) SLOTTED WASHER | Trauma | EA
03.313.869 | 10886982306418 | MAXFRAME(TM) RIGHT ANGLE POST | Trauma | EA
03.313.884 | 10886982306425 | MAXFRAME(TM) LINEAR STRUT BOLT | Trauma | EA
03.313.886 | 10886982306487 | MAXFRAME(TM) RETENTION BAND | Trauma | EA
61.313.004 | 10886982306500 | MAXFRAME(TM)CONNECTING ELEMENT | Trauma | EA
61.313.008 | 10886982308658 | MAXFRAME CONNECTING ELEMENT 2 | Trauma | EA
61.313.009 | 10886982308665 | MAXFRAME CONNECTING ELEMENT 3 | Trauma | EA
SD03.010.153 | 10886982305893 | 3.5MM HEX SCREWDRIVER BLADE | Trauma | EA
SD03.503.041 | 10886982306623 | LOCKING EXTRACTION PLIERS | Trauma | EA
SD-FGS-1300-03 | 10886982311443 | TIBIA SCREW REMOVER | Trauma | EA
03.045.030S | 10886982292872 | EXTRACTOR SHAFT FOR XL25/STER | Trauma | EA
03.045.032S | 10886982292896 | EXTRACTION SCREW/CONICAL/STER | Trauma | EA
60.133.135 | 10886982307118 | USF SCREW RACK STANDARD LABEL | Trauma | EA
311.023.97 | 10886982187246 | RATCHETING SCREWDRIVER HANDLE | Trauma | EA
CD04.008.330 | 10886982311405 | CUSTOM HAN 13X240 R | Trauma | EA
SD02.111.500 | 20886982305968 | 1MM REDUCTION WIRE | Trauma | TP
323.027 | 10886982190581 | 2.8MM THREADED DRILL GUIDE | Trauma | EA
314.038 | 10886982188397 | STARDRIVE SCREWDRIVER T8 | Trauma | EA
03.043.001 | 10886982297372 | UNIVERSAL CHUCK | Trauma | EA
03.043.003 | 10886982297136 | PROTECTION SLEEVE / SHORT | Trauma | EA
03.043.004 | 10886982297143 | WIRE GUIDE/ MULTIHOLE/ SHORT | Trauma | EA
03.043.020 | 10886982297198 | COMPRESSION SCREW/ SHORT | Trauma | EA
03.043.023 | 10886982297228 | COMPRESSION SCREW/ MEDIUM | Trauma | EA
03.043.026 | 10886982297259 | COMPRESSION SCREW/ LONG | Trauma | EA
03.043.028 | 10886982297389 | DRIVING CAP | Trauma | EA
03.043.029 | 10886982297396 | AIMING ARM/ RADIOLUCENT | Trauma | EA
03.043.030 | 10886982297419 | EXTRACTION SCREW | Trauma | EA
03.045.001 | 10886982292483 | SCREWDRIVER XL25 | Trauma | EA
03.045.003 | 10886982292506 | SCREWDRIVER / SHORT / XL25 | Trauma | EA
03.045.009 | 10886982292568 | SLEEVE FOR SCREWDRIVER | Trauma | EA
03.045.010 | 10886982292575 | SLEEVE FOR SCREWDRIVER/SHORT | Trauma | EA
03.045.011 | 10886982292582 | SCREWDRIVER XL40 | Trauma | EA
03.045.030 | 10886982292674 | EXTRACTOR SHAFT FOR XL25 | Trauma | EA
03.045.031 | 10886982292681 | CURETTE FOR XL25 | Trauma | EA
03.045.032 | 10886982292698 | EXTRACTION SCREW / CONICAL | Trauma | EA
03.045.033 | 10886982296153 | DRIVER FOR NUT | Trauma | EA
03.233.000 | 10886982288189 | PERIPROSTHETIC WIRE GUIDE | Trauma | EA
03.233.003 | 10886982288233 | CONNECTING SCREW | Trauma | EA
03.233.004 | 10886982288240 | NAIL ASSEMBLY INSTRUMENT | Trauma | EA
60.045.004 | 10886982299697 | RFN-ADVANCED INSTRUMENT TRAY | Trauma | EA
60.045.006 | 10886982299710 | TN-ADVANCED INSTRUMENT TRAY | Trauma | EA
60.045.007 | 10886982299727 | TN-ADVANCED INFRAPATELLAR TRAY | Trauma | EA
60.045.008 | 10886982299734 | TN-ADVANCED SUPRAPATELLAR TRAY | Trauma | EA
DK-265C | 00810633022092 | DRILL KIT W/ DRILL BIT 2.65MM | Trauma | EA
60.137.000 | 10886982278647 | TRAY FOR PATELLA INSTRUMENTS | Trauma | EA
SD03.211.415 | 10886982305947 | 1.8MM COMPRESSION WIRE W/ THRD | Trauma | EA
SD03.211.416 | 10886982305954 | 1.8MM COMPRESSION WIRE | Trauma | EA
329.30.V | 10886982291301 | PLATE-BENDING PRESS | Trauma | EA
398.74.V | 10886982291288 | SMALL PELVIC FORCEPS 200MM | Trauma | EA
398.90.V | 10886982291295 | MANDIBULAR REDUCTION FORCEPS | Trauma | EA
DK-200C | 00810633022085 | DRILL KIT WITH DRILL BIT 2.0MM | Trauma | EA
SD393.107 | 10886982297280 | SCHANZ PIN REMOVAL TOOL | Trauma | EA
SD03.010.205 | 10886982297341 | SURELOCK CONNECTOR KNOB | Trauma | EA
319.10.V | 10886982283351 | DEPTH GAUGE FOR LARGE SCREWS | Trauma | EA
391.963.V | 10886982282989 | UNIVERSAL BENDING PLIERS | Trauma | EA
399.80.V | 10886982285287 | OSTEOTOME 2MM/150MM | Trauma | EA
399.81.V | 10886982285294 | OSTEOTOME 5MM/150MM | Trauma | EA
399.82.V | 10886982285300 | OSTEOTOME 10MM/150MM | Trauma | EA
312.445.V | 10886982283467 | 3.2MM THREADED DRILL GUIDE | Trauma | EA
314.11.V | 10886982284280 | HOLDING SLEEVE | Trauma | EA
323.023.V | 10886982282491 | 1.6MM WIRE SLEEVE | Trauma | EA
323.204.V | 10887587074481 | 2.0/2.4MM UNIV DRILL GUIDE | Trauma | EA
323.46.V | 10886982283450 | 4.5MM UNIVERSAL DRILL GUIDE | Trauma | EA
329.143.V | 10887587074412 | 2.0MM MLP BENDER/CUTTER | Trauma | EA
388.72.V | 10705034821405 | ROD CUTTER | Trauma | EA
391.93.V | 10886982286512 | WIRE CUTTER 220MM | Trauma | EA
391.962.V | 10886982282972 | BENDING/CUTTING PLIERS | Trauma | EA
03.211.457.V | 10886982286833 | SCREW TARGETING CLAMP | Trauma | EA
03.211.468.V | 10886982286840 | KEY FOR SCREW TARGETING CLAMP | Trauma | EA
310.401.V | 10886982283092 | 4.0MM DRILL BIT/QC/160MM | Trauma | EA
310.530.V | 10887587074559 | 2.4MM DRILL BIT/QC/100MM | Trauma | EA
312.449.V | 10886982283474 | 4.3MM THREADED DRILL GUIDE | Trauma | EA
314.06.V | 10886982283771 | HOLDING SLEEVE | Trauma | EA
314.118.V | 10886982284099 | STARDRIVE SCREWDRIVER T25 | Trauma | EA
314.27.V | 10886982283405 | LARGE HEXAGONAL SCREWDRIVER | Trauma | EA
324.023.V | 10886982283610 | THREADED PLATE HOLDER | Trauma | EA
391.90.V | 10886982282927 | SMALL WIRE CUTTER 160MM | Trauma | EA
CD02.120.603 | 10886982305923 | LOCKING ATTACHMENT PLATE | Trauma | EA
CD02.120.606 | 10886982305916 | CUSTOM CONNECTION SCREW | Trauma | EA
03.114.007.V | 10886982282866 | 1.1MM DRILL BIT/MQC/75MM | Trauma | EA
310.141.V | 10886982282620 | 1.5MM DRILL BIT/MINI QC/65MM | Trauma | EA
310.44.V | 10886982283115 | 4.5MM DRILL BIT/QC/145MM | Trauma | EA
310.510.V | 10887587074542 | 1.8MM DRILL BIT/QC/100MM | Trauma | EA
311.44.V | 10886982284259 | T-HANDLE WITH QUICK COUPLING | Trauma | EA
312.181.V | 10886982282415 | 2.4MM/1.8MM DRILL GUIDE | Trauma | EA
314.115.V | 10886982284105 | STARDRIVE(TM)SCREWDRIVER T15 | Trauma | EA
319.97.V | 10886982282187 | SCREW FORCEPS | Trauma | EA
323.26.V | 10886982282545 | 2.7MM UNIVERSAL DRILL GUIDE | Trauma | EA
323.36.V | 10886982282569 | 3.5MM UNIVERSAL DRILL GUIDE | Trauma | EA
324.024.V | 10886982283061 | PUSH-PULL REDUCTION DEVICE FOR | Trauma | EA
329.02.V | 10886982283009 | BENDING IRON FOR 4.5MM PLATES | Trauma | EA
310.11.V | 10886982282668 | 1.1MM DRILL BIT/QC/60MM | Trauma | EA
310.14.V | 10886982282774 | 1.5MM DRILL BIT/JC/70MM | Trauma | EA
310.15.V | 10886982282811 | 1.5MM DRILL BIT/QC/85MM | Trauma | EA
310.16.V | 10886982282835 | 1.5MM DRILL BIT/QC/110MM | Trauma | EA
310.19.V | 10886982284365 | 2.0MM DRILL BIT/QC/100MM | Trauma | EA
310.20.V | 10886982283146 | 2.0MM DRILL BIT/JC/85MM | Trauma | EA
310.21.V | 10886982284372 | 2.0MM DRILL BIT/QC/125MM | Trauma | EA
310.23.V | 10886982284389 | 2.5MM DRILL BIT/QC/GOLD/180MM | Trauma | EA
310.24.V | 10886982283153 | 2.5MM DRILL BIT/JC/GOLD/95MM | Trauma | EA
310.26.V | 10886982283160 | 2.7MM DRILL BIT/QC/100MM | Trauma | EA
310.288.V | 10886982283184 | 2.8MM DRILL BIT/QC/165MM | Trauma | EA
310.29.V | 10886982284297 | 3.2MM DRILL BIT/QC/195MM | Trauma | EA
310.31.V | 10886982282873 | 3.2MM DRILL BIT/QC/145MM | Trauma | EA
310.35.V | 10886982284396 | 3.5MM DRILL BIT/QC/110MM | Trauma | EA
310.431.V | 10886982283108 | 4.3MM DRILL BIT/QC/180MM | Trauma | EA
310.48.V | 10886982283122 | 4.5MM DRILL BIT/QC/195MM | Trauma | EA
312.648.V | 10886982283573 | 2.8MM THREADED DRILL GUIDE | Trauma | EA
319.11.V | 10886982283740 | DEPTH GAUGE FOR MINI SCREWS | Trauma | EA
310.25.V | 10886982282842 | 2.5MM DRILL BIT/QC/GOLD/110MM | Trauma | EA
SD356.711 | 10886982262684 | 16MM REVERSE AWL | Trauma | EA
SD393.108 | 10886982297297 | 11MM HEX POWER ADAPTER | Trauma | EA
204.052 | 10886982145550 | 3.5MM CORTEX SCREW 52MM | Trauma | EA
204.054 | 10886982145567 | 3.5MM CORTEX SCREW 54MM | Trauma | EA
204.056 | 10886982145581 | 3.5MM CORTEX SCREW 56MM | Trauma | EA
204.058 | 10886982145598 | 3.5MM CORTEX SCREW 58MM | Trauma | EA
204.062 | 10886982145611 | 3.5MM CORTEX SCREW 62MM | Trauma | EA
204.064 | 10886982145628 | 3.5MM CORTEX SCREW 64MM | Trauma | EA
204.066 | 10886982145642 | 3.5MM CORTEX SCREW 66MM | Trauma | EA
204.068 | 10886982145659 | 3.5MM CORTEX SCREW 68MM | Trauma | EA
392.65 | 10886982198730 | 8.0MM THREADED ROD 300MM | Trauma | EA
392.68 | 10886982198761 | 8.0MM THREADED ROD 450MM | Trauma | EA
393.36 | 10886982199058 | TUBE-TO-TUBE CLAMP | Trauma | EA
60.333.110 | 00810011360914 | 1/2 MODULAR TRAY LID | Trauma | EA
03.333.403 | 00819917026948 | 3.0MM/1.6MM DOUBLE DRILL GUIDE | Trauma | EA
03.333.404 | 00819917026955 | 5.0MM/2.8MM DOUBLE DRILL GUIDE | Trauma | EA
03.333.700 | 00819917027020 | 9.5MM/ 7.5MM TISSUE PROTECTOR | Trauma | EA
03.333.701 | 00819917027044 | 7.5MM/ 1.6MM GUIDE WIRE SLEEVE | Trauma | EA
03.333.702 | 00819917027051 | 11.0MM/ 9.0MM TISSUE PROTECTOR | Trauma | EA
03.333.703 | 00819917027075 | 9.0MM/ 2.8MM GUIDE WIRE SLEEVE | Trauma | EA