## Worksheet
Unique Device Identification
GTIN Report
Date: 05/20/2026
Product # | GTIN | Product Desc | Operating Company | Unit of Measure
SD321003 | 10886982362964 | ELONGATED 11MM RATCHET WRENCH | Trauma | EA
SD398045 | 10886982362957 | POINTED REDUCTION FORCEPS FLARED TIP/ RIGHT | Trauma | EA
SD399981 | 10886982362940 | WIDE POINTED REDUCTION FORCEPS RATCHET 200MM | Trauma | EA
SD333051 | 10886982363046 | DISTAL FEMUR ALIGNMENT GUIDE | Trauma | EA
SD03211459 | 10886982362384 | OUTER SLEEVE SCREW TARGETING CLAMP | Trauma | EA
SD03211460 | 10886982362391 | THREADED TROCAR SCREW TARGETING CLAMP | Trauma | EA
SD03211458 | 10886982362377 | AIMING ARM SCREW TARGETING CLAMP | Trauma | EA
SD03211461 | 10886982362407 | CONNECTING SCREW SCREW TARGETING CLAMP | Trauma | EA
60133109 | 10886982269782 | LID FOR TRAY 3/3 WIDTH/ ALUM | Trauma | EA
60133103 | 10886982269836 | AUXILIARY TRAY 1 HIGH 1/3 WIDTH/ ALUM | Trauma | EA
60133111 | 10886982269768 | LID FOR TRAY 1/3 WIDTH/ ALUM | Trauma | EA
60133110 | 10886982269775 | LID FOR TRAY 2/3 WIDTH/ ALUM | Trauma | EA
60133000 | 10886982269713 | OUTER CASE LID 3/3 WIDTH/ ALUM | Trauma | EA
04112144 | 10886982103703 | 2.7MM/3.5MM TI LCP LAT DISTAL FIBULA PLATE 7H/RIGHT/125MM | Trauma | EA
02206245 | 10886982051240 | 3.5MM CRTX SCREW/LOW PROF HD SELF-TAPPING/STAR DRIVE/45MM | Trauma | EA
02535385S | 10886982327116 | 3.5MM VOLT(TM) LOCKING SCREW 85MM T15 STERILE | Trauma | EA
407620 | 10886982208330 | 4.0MM TI CANNULATED SCREW SHORT THREAD/20MM | Trauma | EA
02206045 | 10886982050403 | 3.5MM CRTX SCREW/LOW PROF HD SELF-TAPPING/HEX DRIVE/45MM | Trauma | EA
04535140 | 10886982326034 | 3.5MM VOLT(TM) CORTEX SCREW 40MM T15 | Trauma | EA
241262 | 10886982166197 | 3.5MM LCP® POSTEROLATERAL DISTAL HUMERUS PLATE 3H-RIGHT | Trauma | EA
04045366TS | 10886982301062 | LOW PROF LCKNG SCREW F/IM NAIL Ø 5.0MM / L 66MM / XL25/ STER | Trauma | EA
02127180 | 10886982043382 | 3.5MM VARIABLE ANGLE LOCKING SCREW/SLF-TPNG/STRDRV/80MM | Trauma | EA
04112612 | 10886982278890 | 2.7MM TI VA LCP CLAVICLE PLATE LATERAL/ CS2/ LEFT | Trauma | EA
413038 | 10886982211859 | 3.5MM TI LOCKING SCREW SELF-TAPPING 38MM | Trauma | EA
242494 | 10886982168580 | LCP® DISTAL RADIUS PLATE-VOLAR RIGHT/LONG | Trauma | EA
407734 | 10886982208668 | 4.0MM TI CANNULATED SCREW LONG THREAD/34MM | Trauma | EA
04206210 | 10886982117427 | 3.5MM TI CRTX SCR/LOW PROF HD SELF-TAPPING/STARDRIVE/10MM | Trauma | EA
29281 | 10886982180995 | 2.8MM GUIDE WIRE WITH FLUTES 300MM/150MM CALIBRATION | Trauma | EA
02226326 | 10886982059307 | 2.4MM HEADLESS COMPRESSION SCREW-LONG THREAD 26MM | Trauma | EA
439959 | 10886982219480 | 3.5MM TI LCP® MEDIAL PROXIMAL TIBIA PLATE 8H/LEFT 145MM | Trauma | EA
413052 | 10886982211910 | 3.5MM TI LOCKING SCREW SELF-TAPPING 52MM | Trauma | EA
02420014S | 10886982329400 | 2.0MM VOLT(TM) STRAIGHT PLATE 14H/99MM/STERILE | Trauma | EA
04230119S | 10886982125477 | 1.5MM TI HEADLESS COMPRESSION SCREW 19MM-STERILE | Trauma | EA
402610 | 10886982205995 | 3.0MM TI CANNULATED SCREW SHORT THREAD/10MM | Trauma | EA
02112610 | 10886982279347 | 2.7MM VA LCP CLAVICLE PLATE LATERAL/ CS1/ LEFT | Trauma | EA
04115151 | 10886982104786 | 2.4MM TI VA-LCP DRSL DSTL RAD L-PLATE -90°/2H HD/5H SHAFT | Trauma | EA
42231220 | 10886982259325 | 5.0MM VAL SCREW/OPTILINK(TM) SLF-TPNG/STRDRV/20MM | Trauma | EA
22359 | 10886982157966 | 3.5MM LC-DCP® PLATE 9 HOLES/116MM | Trauma | EA
04045780S | 10886982296108 | WASHER FOR SCREW Ø 14/7MM STERILE | Trauma | EA
04211231 | 10886982119537 | 2.4/2.7MM TI VA-LCP FIRST MTP FUSION PL/SM/0 DEG/LEFT | Trauma | EA
208421 | 10886982149282 | 6.5MM CANNULATED SCREW 16MM THREAD 130MM | Trauma | EA
02206028 | 10886982050229 | 3.5MM CRTX SCREW/LOW PROF HD SELF-TAPPING/HEX DRIVE/28MM | Trauma | EA
02535200S | 10886982327024 | 3.5MM VOLT(TM) CORTEX SCREW 100MM T15 STERILE | Trauma | EA
04527144 | 10886982322982 | 2.7MM VOLT(TM) CORTEX SCREW 44MM T8 | Trauma | EA
429401 | 10886982217615 | 4.5MM TI LCP(TM) STRAIGHT RECON PLATE 10 HOLES/189MM | Trauma | EA
04003029S | 10886982081629 | 6.5MM TI RECON SCREW WITH T25 STARDRIVE 95MM-STERILE | Trauma | EA
414920 | 10886982213969 | 4.5MM TI CORTEX SCREW SELF-TAPPING 120MM | Trauma | EA
02535400S | 10886982327147 | 3.5MM VOLT(TM) LOCKING SCREW 100MM T15 STERILE | Trauma | EA
214925 | 10886982154965 | 4.5MM CORTEX SCREW SELF-TAPPING 125MM | Trauma | EA
412816 | 10886982211620 | 2.4MM TI LOCKING SCR SLF-TPNG WITH STARDRIVE RECESS 16MM | Trauma | EA
406030 | 10886982207562 | 4.0MM TI CANCELLOUS BONE SCREW FULLY THREADED/30MM | Trauma | EA
402211 | 10886982205735 | 2.7MM TI LOCKING SCR SLF-TPNG WITH T8 STARDRIVE RECESS-11MM | Trauma | EA
04115330 | 10886982104885 | 2.4MM TI VA-LCP DRSL DSTL RAD T-PLATE/3H HD/3H SHAFT | Trauma | EA
212115 | 10886982151896 | 3.5MM LOCKING SCREW SLF-TPNG W/STARDRIVE(TM) RECESS 36MM | Trauma | EA
04045256TS | 10886982301826 | LOCKING SCREW FOR IM NAIL Ø 4MM/ 56MM/ XL25/ STERILE | Trauma | EA
04226213 | 10886982122384 | 2.4MM TI HEADLESS COMPRESSION SCREW-SHORT THREAD 13MM | Trauma | EA
240042 | 10886982164551 | 4.5MM LCP PROXIMAL TIBIA PLATE 10 HOLES/190MM-RIGHT | Trauma | EA
209920 | 10886982151292 | 7.3MM CANNULATED SCREW 32MM THREAD/120MM | Trauma | EA
214722 | 10886982154323 | 4.5MM CANNULATED SCREW FULLY THREADED/22MM | Trauma | EA
02206212 | 10886982050908 | 3.5MM CRTX SCREW/LOW PROF HD SELF-TAPPING/STAR DRIVE/12MM | Trauma | EA
04150440 | 10886982304100 | 4.0MM TI SELF-DRILLING SCHANZ SCREW 40MM THRD/150MM | Trauma | EA
04233140S | 10886982290687 | RFNA / 11MM / 400MM STANDARD BEND / STERILE | Trauma | EA
04527350 | 10886982323781 | 2.7MM VOLT(TM) LOCKING SCREW 50MM T8 | Trauma | EA
04424330TS | 10886982319111 | 2.4MM VOLT(TM) LOCKING SCREW 30MM T8 STERILE | Trauma | EA
207636 | 10886982148223 | 4.0MM CANNULATED SCREW SHORT THREAD/36MM | Trauma | EA
02420310 | 10886982314963 | 2.0MM VOLT(TM) LOCKING SCREW 10MM T6 | Trauma | EA
04206010 | 10886982116581 | 3.5MM TI CRTX SCR/LOW PROF HD SELF-TAPPING/HEXDRIVE/10MM | Trauma | EA
02211256 | 10886982054586 | 2.4/2.7MM VA-LCP L-FUSION PL SHORT/RIGHT | Trauma | EA
446483 | 10886982223692 | 1.5MM TI EXTENDED H-PLATE/ LEFT | Trauma | EA
04200016 | 10886982115676 | 3.5MM TI STARDRIVE CORTEX SCREW SELF-TAPPING 16MM | Trauma | EA
02107412 | 10886982029461 | 2.7MM/3.5MM VA-LCP X-ARTICLR PROXIMAL ULNA PL 12H/RT/211MM | Trauma | EA
245914 | 10886982170385 | 3.5MM LOW PROFILE CURVED RECON PLATE 88MM RADIUS 14 HOLES | Trauma | EA
02527365TS | 10886982345912 | 2.7MM VOLT(TM) LOCKING SCREW 65MM T8 STERILE | Trauma | EA
218125 | 10886982156082 | 6.5MM CANCELLOUS BONE SCREW FULLY THREADED/125MM | Trauma | EA
42231680 | 10886982259165 | 5.0MM CANN VAL SCREW OPTILINK(TM)/80MM | Trauma | EA
03312680 | 10886982260772 | MAXFRAME(TM) 5/8 RING 180MM/ALUMINUM | Trauma | EA
222402 | 10886982157096 | 5.0MM PERIPROSTHETIC LCKNG SCR SELF-TAPPING 14MM | Trauma | EA
214868 | 10886982154835 | 4.5MM CORTEX SCREW SELF-TAPPING 68MM | Trauma | EA
242479 | 10886982168511 | 2.4MM LCP® DISTAL RADIUS PLATE STRAIGHT/SHORT | Trauma | EA
02527010S | 10886982330468 | 2.7MM VOLT(TM) STRAIGHT PLATE 10H/104MM/STERILE | Trauma | EA
208465 | 10886982149664 | 6.5MM CANNULATED SCREW FULLY THREADED 45MM | Trauma | EA
04535058 | 10886982328489 | 3.5MM VOLT(TM) RECON PLATE 8H/94MM | Trauma | EA
02152435S | 10886982307743 | 4.0MM BLUNTED POINT SCHANZ SCREW 35MM THRD/150MM/STERILE | Trauma | EA
240044 | 10886982164599 | 4.5MM LCP PROXIMAL TIBIA PLATE 12 HOLES/226MM-RIGHT | Trauma | EA
02231010S | 10886982061829 | 5.0MM PERIPR VA LCKNG SCREW SLF-TPNG/STRDRV/10MM-STER | Trauma | EA
02210114 | 10886982052919 | 2.4MM VA LOCKING SCREW STARDRIVE 14MM | Trauma | EA
04538505S | 10886982345288 | 3.5 VOLT(TM) PROX HUM PLATE LONG/5H/142MM/STERILE | Trauma | EA
02200038 | 10886982047922 | 3.5MM STARDRIVE CORTEX SCREW SELF-TAPPING 38MM | Trauma | EA
04214018 | 10886982120755 | 1.5MM TI LOCKING SCR SLF-TPNG WITH T4 STARDRIVE RECESS 18MM | Trauma | EA
413348 | 10886982212078 | 5.0MM TI LOCKING HEAD SCREW SELF-TAPPING 48MM | Trauma | EA
04118568 | 10886982109323 | 2.7MM TI METAPHYSEAL SCR/SLF- TPNG W/T8 STRDRV RECESS 68MM | Trauma | EA
24137 | 10886982166883 | ONE-THIRD TUBULAR PLATE WITH COLLAR 7 HOLES/85MM | Trauma | EA
212428 | 10886982152725 | 3.5MM CONICAL SCREW SLF-TPNG PARTIALLY THREADED 80MM | Trauma | EA
02227325S | 10886982061447 | 6.5MM HEADLESS COMPRESSION SCR/32MM THRD/125MM-STERILE | Trauma | EA
04130104 | 10886982112354 | 1.3MM TI LCKNG SCREW SLF-TPNG WITH T4 STARDRIVE RECESS 4MM | Trauma | EA
04005538 | 10886982086068 | 5.0MM TI LOCKING SCREW W/T25 STARDRIVE 48MM FOR IM NAILS | Trauma | EA
SD398551 | 10886982345523 | CREGO ELEVATOR CURVED 8.5MM WIDE 400MM LONG | Trauma | EA
02210107 | 10886982052810 | 2.4MM VA LCKNG SCREW SLF-TPNG WITH STARDRIVE RECESS 7MM | Trauma | EA
02424059 | 10886982338211 | 2.4MM VOLT(TM) TINE PLATE 10H/89MM | Trauma | EA
04228515TS | 10886982263407 | 2.0MM TI QUICK INSERTION SCREW 15MM- STER | Trauma | EA
04226700S | 10886982123794 | 4.5MM TI HEADLESS COMPRESSION SCR/SHORT THRD/100MM-STERILE | Trauma | EA
04045346 | 10886982293596 | LOW PROF LCKNG SCREW F/IM NAIL Ø 5.0MM / L 46MM / XL25 | Trauma | EA
02536012 | 10886982327819 | 3.5MM VOLT(TM) METAPHYSEAL PL 12H/156MM | Trauma | EA
04031028 | 10886982094063 | 5.0MM TI RECON SCREW W/T25 STARDRIVE 90MM | Trauma | EA
04005456 | 10886982085689 | 4.0MM TI LOCKING SCREW W/T25 STARDRIVE 66MM FOR IM NAILS | Trauma | EA
241619 | 10886982167378 | LOCKING CALCANEAL PLATE MINI-LEFT | Trauma | EA
04211263 | 10886982120137 | 2.4/2.7MM TI VA-LCKNG STRAIGHT FUSION PLATE/4-HOLE | Trauma | EA
240047 | 10886982164650 | 4.5MM LCP PROXIMAL TIBIA PLATE 14 HOLES/262MM-LEFT | Trauma | EA
214830 | 10886982154644 | 4.5MM CORTEX SCREW SELF-TAPPING 30MM | Trauma | EA
02536036S | 10886982329219 | 3.5MM VOLT(TM) T-PLATE 4H HEAD/6H SHAFT/78MM/STERILE | Trauma | EA
03311314 | 10886982078612 | TI HALF RING/140MM DIAMETER | Trauma | EA
298838S | 10886982182562 | 3.5MM THREADED CERCLAGE POSITIONING PIN-STERILE | Trauma | EA
02210113 | 10886982052902 | 2.4MM VA LCKNG SCREW SLF-TPNG WITH STARDRIVE RECESS 13MM | Trauma | EA
02170625 | 10886982303813 | 6.0MM SELF-DRILLING SCHANZ SCREW 25MM THRD/175MM | Trauma | EA
02226754 | 10886982060341 | 4.5MM HEADLESS COMPRESSION SCREW/LONG THREAD/54MM | Trauma | EA
23726 | 10886982161178 | 95 DEG CONDYLAR PLATE 12 HOLES/80MM/204MM | Trauma | EA
02206052 | 10886982050489 | 3.5MM CRTX SCREW/LOW PROF HD SELF-TAPPING/HEX DRIVE/52MM | Trauma | EA
04226744S | 10886982123978 | 4.5MM TI HEADLESS COMPRESSION SCR/LONG THRD/44MM-STERILE | Trauma | EA
02424114 | 10886982315649 | 2.4MM VOLT(TM) CORTEX SCREW 14MM T8 | Trauma | EA
42231242 | 10886982259431 | 5.0MM VAL SCREW/OPTILINK(TM) SLF-TPNG/STRDRV/42MM | Trauma | EA
02535900S | 10886982321817 | 4.0MM VOLT(TM) CANC SCR 100MM F THRD T15 STERILE | Trauma | EA
208940 | 10886982150110 | 7.3MM CANNULATED SCREW 16MM THREAD/140MM | Trauma | EA
02252585 | 10886982303806 | 5.0MM BLUNTED POINT SCHANZ SCREW 85MM THRD/250MM | Trauma | EA
04045352TS | 10886982301444 | LOW PROF LCKNG SCREW F/IM NAIL Ø 5.0MM / L 52MM / XL25/ STER | Trauma | EA
03133108 | 10886982269676 | 2.8MM DRILL BIT QC 200MM 110MM CALIBRATION | Trauma | EA
02114505 | 10886982035004 | 1.5MM LCP ADAPTION PLATE 12 HOLE WITH GUIDES | Trauma | EA
42464 | 10886982216878 | 4.5MM TI NARROW LC-DCP® PLATE 14 HOLES/250MM | Trauma | EA
04045518S | 10886982295453 | LOW PROF LCKNG SCREW F/IM NAIL Ø 4.0MM / L 18MM / XL25/ STER | Trauma | EA
04123023 | 10886982110220 | 3.5MM TI LCP PERIARTIC PROX HUMERUS PL 4 HOLE/127MM/LT | Trauma | EA
424661 | 10886982216922 | 4.5MM TI NARROW LCP® PLATE 16 HOLES/296MM | Trauma | EA
209680 | 10886982150837 | 7.3MM CANNULATED SCREW FULLY THREADED/80MM | Trauma | EA
209150 | 10886982150479 | 7.0MM CANNULATED SCREW 32MM THREAD/150MM | Trauma | EA
222402S | 10886982157102 | 5.0MM PERIPROSTHETIC LCKNG SCR SELF-TAPPING 14MM-STERILE | Trauma | EA
02226218S | 10886982058775 | 2.4MM HEADLESS COMPRESSION SCR 18MM/SHORT THREAD-STERILE | Trauma | EA
02226226 | 10886982058928 | 2.4MM HEADLESS COMPRESSION SCREW-SHORT THREAD 26MM | Trauma | EA
04214122 | 10886982120946 | 1.5MM TI CORTEX SCR SLF-TPNG WITH T4 STARDRIVE RECESS 22MM | Trauma | EA
04527112 | 10886982325044 | 2.7MM VOLT(TM) CORTEX SCREW 12MM T8 | Trauma | EA
201786 | 10886982142863 | 2.4MM CORTEX SCREW SLF-TPNG WITH T8 STARDRIVE RECESS-36MM | Trauma | EA
206090 | 10886982147448 | 4.0MM CANCELLOUS BONE SCREW FULLY THREADED/90MM | Trauma | EA
04535084S | 10886982327604 | 3.5MM VOLT(TM) 1/3 TUBULAR PL 4H/47MM/STERILE | Trauma | EA
414542 | 10886982213181 | 4.5MM TI CANNULATED SCREW PARTIALLY THREADED/42MM | Trauma | EA
24136 | 10886982166869 | ONE-THIRD TUBULAR PLATE WITH COLLAR 6 HOLES/73MM | Trauma | EA
04206012 | 10886982116604 | 3.5MM TI CRTX SCR/LOW PROF HD SELF-TAPPING/HEXDRIVE/12MM | Trauma | EA
03223020S | 10886982260031 | EXTRACTION SCREW FOR 5.0MM SCREWS-STERILE | Trauma | EA
402850 | 10886982206664 | 2.7MM TI CORTEX SCREW SELF-TAPPING 50MM | Trauma | EA
02535665 | 10886982320087 | 4.0MM VOLT(TM) CANC SCR 65MM PART THRD T15 | Trauma | EA
04226014 | 10886982121462 | 3.0MM TI HEADLESS COMPRESSION SCREW-SHORT THREAD 14MM | Trauma | EA
02170640S | 10886982308511 | 6.0MM SELF-DRILLING SCHANZ SCREW 40MM THRD/175MM/STERILE | Trauma | EA
212112 | 10886982151865 | 3.5MM LOCKING SCREW SLF-TPNG W/STARDRIVE(TM) RECESS 32MM | Trauma | EA
04527032S | 10886982335159 | 2.7MM VOLT(TM) ADAPTION PLATE 12H/84MM/STERILE | Trauma | EA
04005412 | 10886982085245 | 4.0MM TI LOCKING SCREW W/T25 STARDRIVE 22MM FOR IM NAILS | Trauma | EA
02172545SHA | 10886982348159 | 5.0MM BLUNTED POINT SCHANZ SCREW 45MM THRD/175MM/HA STER | Trauma | EA
04226734 | 10886982123862 | 4.5MM TI HEADLESS COMPRESSION SCREW/LONG THREAD/34MM | Trauma | EA
214856 | 10886982154774 | 4.5MM CORTEX SCREW SELF-TAPPING 56MM | Trauma | EA
408428 | 10886982209108 | 6.5MM TI CANNULATED SCREW 16MM THREAD 180MM | Trauma | EA
03311311 | 10886982078582 | TI HALF RING/110MM DIAMETER | Trauma | EA
04420334 | 10886982317865 | 2.0MM VOLT(TM) LOCKING SCREW 34MM T6 | Trauma | EA
02227335S | 10886982061485 | 6.5MM HEADLESS COMPRESSION SCR/32MM THRD/135MM-STERILE | Trauma | EA
429371 | 10886982217585 | 4.5MM TI LCP(TM) STRAIGHT RECON PLATE 7 HOLES/132MM | Trauma | EA
216030 | 10886982155177 | 6.5MM CANCELLOUS BONE SCREW 16MM THREAD/30MM | Trauma | EA
206095 | 10886982147455 | 4.0MM CANCELLOUS BONE SCREW FULLY THREADED/95MM | Trauma | EA
04424310 | 10886982318800 | 2.4MM VOLT(TM) LOCKING SCREW 10MM T8 | Trauma | EA
241286 | 10886982166593 | 3.5MM LCP® MEDIAL DISTAL HUMERUS PLATE 7 HOLES-RIGHT | Trauma | EA
04045362S | 10886982295095 | LOW PROF LCKNG SCREW F/IM NAIL Ø 5.0MM / L 62MM / XL25/ STER | Trauma | EA
04420004 | 10886982330833 | 2.0MM VOLT(TM) COMP STRGHT PL 8H/43MM | Trauma | EA
04124200 | 10886982110565 | 3.5MM TI LCP PROXIMAL TIBIA PL LOW BEND 4 HOLES/76MM/RIGHT | Trauma | EA
22370 | 10886982158154 | 3.5MM LC-DCP® PLATE 20 HOLES/259MM | Trauma | EA
04210134 | 10886982118691 | 2.4MM TI VA LCKNG SCR SLF-TPNG WITH STARDRIVE RECESS 34MM | Trauma | EA
04250555S | 10886982308092 | 5.0MM TI SELF-DRILLING SCHANZ SCREW 55MM THRD/250MM/STERILE | Trauma | EA
02231014S | 10886982061867 | 5.0MM PERIPR VA LCKNG SCREW SLF-TPNG/STRDRV/14MM-STER | Trauma | EA
02206080S | 10886982050755 | 3.5MM CRTX SCREW/LOW PROF HD SELF-TAPPING/HEXDRV/80MM-STER | Trauma | EA
04233139S | 10886982290311 | RFNA / 11MM / 380MM PERIPROSTHETIC BEND / STERILE | Trauma | EA
207646 | 10886982148278 | 4.0MM CANNULATED SCREW SHORT THREAD/46MM | Trauma | EA
207924 | 10886982148681 | 4.0MM CANCELLOUS BONE SCREW 5.0MM HEAD-PART THRDD/24MM | Trauma | EA
207732 | 10886982148469 | 4.0MM CANNULATED SCREW LONG THREAD/32MM | Trauma | EA
212430 | 10886982152749 | 3.5MM CONICAL SCREW SLF-TPNG PARTIALLY THREADED 90MM | Trauma | EA
414572 | 10886982213297 | 4.5MM TI CANNULATED SCREW PARTIALLY THREADED/72MM | Trauma | EA
04118538 | 10886982109026 | 2.7MM TI METAPHYSEAL SCR/SLF- TPNG W/T8 STRDRV RECESS/38MM | Trauma | EA
04172530S | 10886982308047 | 5.0MM TI BLUNTED POINT SCHANZ SCREW 30MM THRD/175MM/STERILE | Trauma | EA
04115851 | 10886982105189 | 2.4MM TI VA-LCP VOLAR RIM DSTL RADIUS PLATE/7H HD/5H SHAFT/L | Trauma | EA
02424334 | 10886982316585 | 2.4MM VOLT(TM) LOCKING SCREW 34MM T8 | Trauma | EA
416085 | 10886982214133 | 6.5MM TI CANCELLOUS BONE SCREW 16MM THREAD/85MM | Trauma | EA
02107508 | 10886982029508 | 2.7MM/3.5MM VA-LCP X-ARTICLR PROXIMAL ULNA PL 8H/LT/157MM | Trauma | EA
02211263 | 10886982054722 | 2.4/2.7MM VA-LOCKING STRAIGHT FUSION PLATE/4-HOLE | Trauma | EA
42231222TS | 10886982306715 | 5.0MM VAL SCREW/OPTILINK(TM) SLF-TPNG/STRDRV/22MM/STER | Trauma | EA
03430004 | 10886982340825 | RATCHETING HANDLE/ LARGE AO QUICK COUPLING | Trauma | EA
04233134S | 10886982290656 | RFNA / 11MM / 340MM STANDARD BEND / STERILE | Trauma | EA
04233921S | 10886982288806 | RFNA / 9MM / 200MM PERIPROSTHETIC BEND / STERILE | Trauma | EA
04005558 | 10886982086266 | 5.0MM TI LOCKING SCREW W/T25 STARDRIVE 68MM FOR IM NAILS | Trauma | EA
02420107 | 10886982314307 | 2.0MM VOLT(TM) CORTEX SCREW 7MM T6 | Trauma | EA
241901 | 10886982167620 | 3.5MM LCP® PROXIMAL HUMERUS PLATE-STANDARD 3H SHAFT/90MM | Trauma | EA
209430 | 10886982150509 | 7.0MM CANNULATED SCREW FULLY THREADED/30MM | Trauma | EA
201880 | 10886982143150 | 2.0MM LOCKING SCREW SLF-TPNG WITH STARDRIVE RECESS 10MM | Trauma | EA
04226130 | 10886982122186 | 3.0MM TI HEADLESS COMPRESSION SCREW-LONG THREAD 30MM | Trauma | EA
03312141 | 10886982260697 | MAXFRAME(TM) FOOT PLATE SHORT 120MM/ALUMINUM | Trauma | EA
03311948 | 10886982079435 | CARBON FIBER FOOT RING 180MM DIAMETER/LONG | Trauma | EA
04152445S | 10886982307965 | 4.0MM TI BLUNTED POINT SCHANZ SCREW 45MM THRD/150MM/STERILE | Trauma | EA
04424004 | 10886982334343 | 2.4MM VOLT(TM) COMP STRGHT PL 8H/57MM | Trauma | EA
02205130 | 10886982049889 | 5.0MM CANNULATED LOCKING SCREW 130MM | Trauma | EA
40081396 | 10886982203755 | 1.5MM TI CORTEX SCREW SELF-TAPPING 13MM | Trauma | EA
02207295 | 10886982052087 | 7.3MM CANNULATED CONICAL SCREW 95MM | Trauma | EA
02207626 | 10886982052551 | 7.3MM CANNULATED SCFE SCREW 20MM THREAD/85MM | Trauma | EA
214044 | 10886982153548 | 4.5MM CORTEX SCREW 44MM | Trauma | EA
02206055S | 10886982050533 | 3.5MM CRTX SCREW/LOW PROF HD SELF-TAPPING/HEXDRV/55MM-STER | Trauma | EA
02420008S | 10886982329363 | 2.0MM VOLT(TM) STRAIGHT PLATE 8H/58MM/STERILE | Trauma | EA
02226752 | 10886982060327 | 4.5MM HEADLESS COMPRESSION SCREW/LONG THREAD/52MM | Trauma | EA
04420134 | 10886982317261 | 2.0MM VOLT(TM) CORTEX SCREW 34MM T6 | Trauma | EA
04150445S | 10886982307866 | 4.0MM TI SELF-DRILLING SCHANZ SCREW 45MM THRD/150MM/STERILE | Trauma | EA
04252685 | 10886982304636 | 6.0MM TI BLUNTED POINT SCHANZ SCREW 85MM THRD/250MM | Trauma | EA
292652 | 10886982180766 | 2.0MM NON-COLORED THREADED GUIDE WIRE-SPADE POINT 230MM | Trauma | EA
29444 | 10886982181411 | 4.0MM SCHANZ SCREW SPADE POINT 80MM | Trauma | EA
02535332 | 10886982325358 | 3.5MM VOLT(TM) LOCKING SCREW 32MM T15 | Trauma | EA
04150455S | 10886982307880 | 4.0MM TI SELF-DRILLING SCHANZ SCREW 55MM THRD/150MM/STERILE | Trauma | EA
04107512 | 10886982100085 | 2.7/3.5MM TI VA-LCP X-ARTICLR PROXIMAL ULNA PL 12H/LT/211MM | Trauma | EA
02527185S | 10886982324009 | 2.7MM VOLT(TM) CORTEX SCREW 85MM T8 STERILE | Trauma | EA
04205045 | 10886982116352 | 5.0MM TI CANNULATED LOCKING SCREW 45MM | Trauma | EA
280670 | 10886982176004 | DHS®/DCS® ONE-STEP LAG SCREW 14MM DIA. THREAD / 70MM | Trauma | EA
04031028S | 10886982094070 | 5.0MM TI RECON SCREW W/T25 STARDRIVE 90MM-STERILE | Trauma | EA
241682 | 10886982167484 | 2.4MM LCP® RADIAL HEAD RIM PLATE 3 HOLES-RIGHT | Trauma | EA
02118006 | 10886982037664 | 2.7/3.5MM VA-LCP MEDIAL DISTAL TIBIA PLATE/8 HOLES/RIGHT | Trauma | EA
04005620S | 10886982086532 | 6.0MM TI LOCKING SCREW W/T25 STARDRIVE 30MM F/IM NAIL-STER | Trauma | EA
223651 | 10886982158086 | 3.5MM LCP PLATE 15 HOLES 202MM | Trauma | EA
208448 | 10886982149534 | 6.5MM CANNULATED SCREW 32MM THREAD 130MM | Trauma | EA
280301S | 10886982175229 | DHS®/DCS® ONE-STEP LAG SCREW 12.7MM THREAD/100MM-STERILE | Trauma | EA
429451 | 10886982217660 | 4.5MM TI LCP(TM) STRAIGHT RECON PLATE 15 HOLES/284MM | Trauma | EA
04211204 | 10886982119292 | 2.4/2.7MM TI VA-LCKNG X-PLATE LARGE | Trauma | EA
04535810 | 10886982321022 | 4.0MM VOLT(TM) CANC SCR 10MM FULL THRD T15 | Trauma | EA
02226128 | 10886982058423 | 3.0MM HEADLESS COMPRESSION SCREW-LONG THREAD 28MM | Trauma | EA
04211202 | 10886982119254 | 2.4/2.7MM TI VA-LCKNG X-PLATE SMALL | Trauma | EA
02527050 | 10886982330574 | 2.7MM VOLT(TM) HOOK PLATE 6H/61MM | Trauma | EA
235681 | 10886982160072 | 100 DEG ADOLESCENT OSTEOTOMY PLATE 40MM/10MM | Trauma | EA
04206018 | 10886982116666 | 3.5MM TI CRTX SCR/LOW PROF HD SELF-TAPPING/HEXDRIVE/18MM | Trauma | EA
02112622 | 10886982279415 | 2.7MM VA LCP CLAVICLE PLATE SHAFT/ CS2/ LEFT | Trauma | EA
407738 | 10886982208682 | 4.0MM TI CANNULATED SCREW LONG THREAD/38MM | Trauma | EA
417130 | 10886982214386 | 6.5MM TI CANCELLOUS BONE SCREW 32MM THREAD/130MM | Trauma | EA
24014 | 10886982164919 | T-PLATE 4 HOLES/84MM | Trauma | EA
690457 | 10886982253828 | GRAPHIC CASE F/DISTRACTION OSTEOGENESIS CF RINGS | Trauma | EA
414820 | 10886982213600 | 4.5MM TI CORTEX SCREW SELF-TAPPING 20MM | Trauma | EA
205022 | 10886982146809 | 3.5MM CANNULATED SCREW PARTIALLY THREADED/22MM | Trauma | EA
04420307 | 10886982317469 | 2.0MM VOLT(TM) LOCKING SCREW 7MM T6 | Trauma | EA
02535022S | 10886982328779 | 3.5MM VOLT(TM) STRAIGHT PLATE 22H/293MM/STERILE | Trauma | EA
208920 | 10886982150073 | 7.3MM CANNULATED SCREW 16MM THREAD/120MM | Trauma | EA
408444 | 10886982209245 | 6.5MM TI CANNULATED SCREW 32MM THREAD 110MM | Trauma | EA
02227135S | 10886982061041 | 6.5MM HEADLESS COMPRESSION SCR/16MM THRD/135MM-STERILE | Trauma | EA
02110201 | 10886982030450 | VA-LCP VOLAR DISTAL RADIUS PL 5H HEAD/3H SHAFT/RT | Trauma | EA
02535130TS | 10886982324474 | 3.5MM VOLT(TM) CORTEX SCREW 30MM T15 STERILE | Trauma | EA
02226021 | 10886982057884 | 3.0MM HEADLESS COMPRESSION SCREW-SHORT THREAD 21MM | Trauma | EA
04535146 | 10886982326096 | 3.5MM VOLT(TM) CORTEX SCREW 46MM T15 | Trauma | EA
02535087 | 10886982327697 | 3.5MM VOLT(TM) 1/3 TUBULAR PL 7H/83MM | Trauma | EA
414732 | 10886982213389 | 4.5MM TI CANNULATED SCREW FULLY THREADED/32MM | Trauma | EA
402714 | 10886982206251 | 3.0MM TI CANNULATED SCREW LONG THREAD/14MM | Trauma | EA
208441 | 10886982149466 | 6.5MM CANNULATED SCREW 32MM THREAD 95MM | Trauma | EA
242512 | 10886982168719 | 2.4MM LCP® DISTAL RADIUS L-PLATE/-20 DEG 3H HD/4H SHAFT | Trauma | EA
29220 | 20886982180411 | 2.0MM KIRSCHNER WIRE W/TROCAR POINT 150MM | Trauma | EA
02100362 | 10886982028914 | 3.5MM LOCKING LOW PROFILE RECON J-PLATE 12 HOLES RIGHT | Trauma | EA
04424142 | 10886982318541 | 2.4MM VOLT(TM) CORTEX SCREW 42MM T8 | Trauma | EA
240037 | 10886982164452 | 4.5MM LCP PROXIMAL TIBIA PLATE 4 HOLES/82MM-LEFT | Trauma | EA
242802 | 10886982168801 | 4.5MM LCP® PROXIMAL FEMUR PLATE 2 HOLES/139MM-RIGHT | Trauma | EA
249669 | 10886982171191 | 2.4MM LCP(TM) Y-PLATE 3 HOLES HEAD/7 HOLES SHAFT | Trauma | EA
04527365S | 10886982324207 | 2.7MM VOLT(TM) LOCKING SCREW 65MM T8 STERILE | Trauma | EA
04112045 | 10886982102768 | 2.7MM/3.5MM TI VA-LCP LAT ANT CLAVICLE PLATE/7 HOLE/77MM | Trauma | EA
222404 | 10886982157119 | 5.0MM PERIPROSTHETIC LCKNG SCR SELF-TAPPING 18MM | Trauma | EA
406440 | 10886982207845 | 4.0MM TI CORTEX SCREW SELF-TAPPING/40MM | Trauma | EA
04420057 | 10886982337719 | 2.0MM VOLT(TM) TINE PLATE 6H/47MM | Trauma | EA
412807 | 10886982211545 | 2.4MM TI LOCKING SCR SLF-TPNG WITH STARDRIVE RECESS 7MM | Trauma | EA
02107102 | 10886982029249 | 2.7MM/3.5MM VA-LCP PROXIMAL OLECRANON PL 2H/LT/73MM | Trauma | EA
02527170TS | 10886982345882 | 2.7MM VOLT(TM) CORTEX SCREW 70MM T8 STERILE | Trauma | EA
02536007S | 10886982328014 | 3.5MM VOLT(TM) METAPHYSEAL PL 7H/87MM/STERILE | Trauma | EA
04527352TS | 10886982323811 | 2.7MM VOLT(TM) LOCKING SCREW 52MM T8 STERILE | Trauma | EA
04527069 | 10886982337986 | 2.7MM VOLT(TM) CONDYLAR PLATE 6H/58MM | Trauma | EA
02226326S | 10886982059314 | 2.4MM HEADLESS COMPRESSION SCR 26MM/LONG THREAD-STERILE | Trauma | EA
03420002 | 10886982335784 | BENDING PIN FOR 2.0MM VOLT(TM) PLATES | Trauma | EA
02118212 | 10886982038500 | 2.7/3.5MM VA-LCP ANTEROLATERAL DISTAL TIBIA PL/14 HOLES/RIGH | Trauma | EA
414850 | 10886982213754 | 4.5MM TI CORTEX SCREW SELF-TAPPING 50MM | Trauma | EA
02227105 | 10886982060914 | 6.5MM HEADLESS COMPRESSION SCREW/16MM THREAD/105MM | Trauma | EA
04005446 | 10886982085580 | 4.0MM TI LOCKING SCREW W/T25 STARDRIVE 56MM FOR IM NAILS | Trauma | EA
SD398550 | 10886982345516 | CREGO ELEVATOR HOOKED 14MM WIDE 400MM LONG | Trauma | EA
02226120 | 10886982058263 | 3.0MM HEADLESS COMPRESSION SCREW-LONG THREAD 20MM | Trauma | EA
02227330 | 10886982061454 | 6.5MM HEADLESS COMPRESSION SCREW/32MM THREAD/130MM | Trauma | EA
204715 | 10886982146151 | 3.5MM PELVIC CORTEX SCREW SELF-TAPPING 115MM | Trauma | EA
02535660TS | 10886982346018 | 4.0MM VOLT(TM) CANC SCR 60MM PART THRD T15 STER | Trauma | EA
223691 | 10886982158147 | 3.5MM LCP PLATE 22 HOLES 293MM | Trauma | EA
04420033S | 10886982337016 | 2.0MM VOLT(TM) ADPTN COMBI PL 12H/93MM/STERILE | Trauma | EA
498804 | 20886982236958 | TI CERCLAGE BUTTON 3.5MM | Trauma | EA
04211254 | 10886982119957 | 2.4/2.7MM TI VA-LCP T-FUSION PL/2 HOLE HEAD/STANDARD | Trauma | EA
02170640SHA | 10886982305046 | 6.0MM SELF-DRILLING SCHANZ SCREW 40MM THRD/175MM/HA STER | Trauma | EA
SD357503 | 10886982006189 | DRILL COUPLING/CALIBRATED BIOPSY DRILL | Trauma | EA
412131 | 10886982210807 | 3.5MM TI LOCKING SCR SLF-TPNG WITH STARDRIVE RECESS 95MM | Trauma | EA
02207605 | 10886982052346 | 7.3MM CANNULATED SCFE SCREW 10MM THREAD/70MM | Trauma | EA
04019054S | 10886982089977 | 4.5MM TI MULTILOC SCREW LENGTH 54MM-STERILE | Trauma | EA
02124224 | 10886982042699 | 3.5MM LCP PROXIMAL TIBIA PLATE LOW BEND 16 HOLES/232MM/RIGHT | Trauma | EA
04228517TS | 10886982263421 | 2.0MM TI QUICK INSERTION SCREW 17MM- STER | Trauma | EA
204895 | 10886982146618 | 3.5MM CORTEX SCREW SELF-TAPPING 95MM | Trauma | EA
04025430S | 10886982090416 | 4.0MM TI ANGULAR STABLE LCKNG SCR T25 40MM F/IM NAILS-STER | Trauma | EA
02200085 | 10886982048066 | 3.5MM STARDRIVE CORTEX SCREW SELF-TAPPING 85MM | Trauma | EA
04226321 | 10886982122926 | 2.4MM TI HEADLESS COMPRESSION SCREW-LONG THREAD 21MM | Trauma | EA
201618 | 10886982142078 | 2.4MM CORTEX SCREW SELF-TAPPING/18MM | Trauma | EA
402736 | 10886982206442 | 3.0MM TI CANNULATED SCREW LONG THREAD/36MM | Trauma | EA
04535060S | 10886982328106 | 3.5MM VOLT(TM) RECON PLATE 10H/118MM/STERILE | Trauma | EA
239992 | 10886982163998 | 4.5MM LCP® MEDIAL PROXIMAL TIBIA PLATE 12H/RIGHT 250MM | Trauma | EA
242810 | 10886982168887 | 4.5MM LCP® PROXIMAL FEMUR PLATE 10 HOLES/283MM-RIGHT | Trauma | EA
02211413 | 10886982055040 | 2.7MM VA-LCKING ANTEROLATERAL CALCANEAL PL LONG 56MM LEFT | Trauma | EA
217060 | 10886982155573 | 6.5MM CANCELLOUS BONE SCREW 32MM THREAD/60MM | Trauma | EA
03430003 | 10886982340818 | RATCHETING HANDLE/ SMALL AO QUICK COUPLING | Trauma | EA
42231285TS | 10886982307071 | 5.0MM VAL SCREW/OPTILINK(TM) SLF-TPNG/STRDRV/85MM/STER | Trauma | EA
416075 | 10886982214119 | 6.5MM TI CANCELLOUS BONE SCREW 16MM THREAD/75MM | Trauma | EA
02124411 | 10886982042835 | 4.5MM VA-LCP CURVED CONDYLAR PLATE/10 HOLE/230MM/LEFT | Trauma | EA
42231246 | 10886982259455 | 5.0MM VAL SCREW/OPTILINK(TM) SLF-TPNG/STRDRV/46MM | Trauma | EA
02112514 | 10886982034519 | 3.5MM LCP LOW BEND MEDIAL DSTL TIBIA PLATE/6H/RIGHT/135MM | Trauma | EA
02117209 | 10886982036209 | 2.7MM/3.5MM VA-LCP POSTLAT DSTL HUM PL 9H/RT/153MM-XLNG | Trauma | EA
02535016S | 10886982328670 | 3.5MM VOLT(TM) STRAIGHT PLATE 16H/215MM/STERILE | Trauma | EA
29248 | 20886982180572 | 0.8MM KIRSCHNER WIRE, TROCAR POINTS ON BOTH ENDS 70MM | Trauma | EA
04005548S | 10886982086174 | 5.0MM TI LOCKING SCREW W/T25 STARDRIVE 58MM F/IM NAIL-STER | Trauma | EA
02214016 | 10886982055330 | 1.5MM LOCKING SCREW SLF-TPNG WITH T4 STARDRIVE RECESS 16MM | Trauma | EA
02227350S | 10886982061546 | 6.5MM HEADLESS COMPRESSION SCR/32MM THRD/150MM-STERILE | Trauma | EA
211890S | 10886982151742 | LCP® DHHS(TM) COMPRESSION SCREW-STERILE | Trauma | EA
208950 | 10886982150134 | 7.3MM CANNULATED SCREW 16MM THREAD/150MM | Trauma | EA
409700 | 10886982210050 | 7.3MM TI CANNULATED SCREW FULLY THREADED/100MM | Trauma | EA
442507 | 10886982222992 | 2.4MM TI LCP(TM) DISTAL RADIUS L-PLATE/-90DEG 3H HD/4H SHAFT | Trauma | EA
408415 | 10886982208972 | 6.5MM TI CANNULATED SCREW 16MM THREAD 100MM | Trauma | EA
02231226 | 10886982062055 | 5.0MM VARIABLE ANGLE LOCKNG SCREW/SLF-TPNG/STRDRV/26MM | Trauma | EA
04202985 | 10886982307361 | 2.7MM TI CORTEX SCREW SLF-TPNG WITH T8 STARDRIVE RECESS 85MM | Trauma | EA
02206228 | 10886982051066 | 3.5MM CRTX SCREW/LOW PROF HD SELF-TAPPING/STAR DRIVE/28MM | Trauma | EA
02424142TS | 10886982315991 | 2.4MM VOLT(TM) CORTEX SCREW 42MM T8 STERILE | Trauma | EA
29276 | 20886982180961 | 2.5MM KIRSCHNER WIRE W/15MM THREAD-TROCAR POINT 200MM | Trauma | EA
211846 | 10886982151698 | 2.4MM CANNULATED SCREW SHORT THREAD 24MM | Trauma | EA
241284 | 10886982166555 | 3.5MM LCP® MEDIAL DISTAL HUMERUS PLATE 5 HOLES-RIGHT | Trauma | EA
02535134 | 10886982324504 | 3.5MM VOLT(TM) CORTEX SCREW 34MM T15 | Trauma | EA
418012 | 10886982214461 | 6.5MM TI CANCELLOUS BONE SCREW WITH 4.0MM CORE DIA/75MM | Trauma | EA
22662 | 10886982159144 | 4.5MM BROAD LC-DCP® PLATE 12 HOLES/214MM | Trauma | EA
02207616 | 10886982052452 | 7.3MM CANNULATED SCFE SCREW 10MM THREAD/125MM | Trauma | EA
SD03231010 | 10886982347565 | 4.5 DRILL GUIDE | Trauma | EA
02527142 | 10886982332219 | 2.7MM VOLT(TM) CORTEX SCREW 42MM T8 | Trauma | EA
02424326TS | 10886982316516 | 2.4MM VOLT(TM) LOCKING SCREW 26MM T8 STERILE | Trauma | EA
24313 | 10886982168979 | 2.0MM STRAIGHT PLATE 3 HOLES/17MM | Trauma | EA
04535636 | 10886982321619 | 4.0MM VOLT(TM) CANC SCR 36MM PART THRD T15 | Trauma | EA
458985 | 10886982231178 | 5.0MM TI LOCKING SCREW 85MM- FOR IM NAILS | Trauma | EA
281216 | 10886982176868 | 140 DEG DHS® PLATE-STANDARD BARREL 16 HOLES/270MM | Trauma | EA
02535356 | 10886982325594 | 3.5MM VOLT(TM) LOCKING SCREW 56MM T15 | Trauma | EA
04003024S | 10886982081520 | 6.5MM TI RECON SCREW WITH T25 STARDRIVE 70MM-STERILE | Trauma | EA
02535330TS | 10886982325341 | 3.5MM VOLT(TM) LOCKING SCREW 30MM T15 STERILE | Trauma | EA
02130366 | 10886982045553 | 2.0MM VAL ROTATION CORRECTION PLATE-6 HOLES | Trauma | EA
04227030 | 10886982124326 | 6.5MM TI HEADLESS COMPRESSION SCREW/16MM THREAD/30MM | Trauma | EA
03133100 | 10886982269591 | 2.0MM DRILL BIT QC 110MM 30MM CALIBRATION | Trauma | EA
04226318 | 10886982122865 | 2.4MM TI HEADLESS COMPRESSION SCREW-LONG THREAD 18MM | Trauma | EA
412212S | 10886982275394 | 5.0MM TI LOCKING SCR SLF-TPNG W/T25 STARDRIVE 36MM-STERILE | Trauma | EA
280990S | 10886982176363 | DHS®/DCS® COMPRESSION SCREW 36MM-STERILE | Trauma | EA
04038070S | 10886982098399 | TFNA SCREW 70MM - STERILE | Trauma | EA
242128 | 10886982168221 | 4.5MM LCP® PROXIMAL FEMUR HOOK PLATE 18 HOLES/421MM | Trauma | EA
04233142S | 10886982290694 | RFNA / 11MM / 420MM STANDARD BEND / STERILE | Trauma | EA
02226622 | 10886982059529 | 4.5MM HEADLESS COMPRESSION SCREW/SHORT THREAD/22MM | Trauma | EA
04210954 | 10886982118899 | 2.4MM TI CORTEX SCREW SLF-TPNG WITH T8 STARDRIVE RECESS 54MM | Trauma | EA
02226740S | 10886982060211 | 4.5MM HEADLESS COMPRESSION SCR/LONG THRD/40MM-STERILE | Trauma | EA
441272 | 10886982221506 | 3.5MM TI LCP® POSTLAT DISTAL HUMERUS PL-LAT SUPPORT 3H-RT | Trauma | EA
04110300 | 20886982100549 | 1.8MM TI KIRSCHNER WIRE WITH TROCAR POINT 150MM | Trauma | EA
417085 | 10886982214294 | 6.5MM TI CANCELLOUS BONE SCREW 32MM THREAD/85MM | Trauma | EA
02227150 | 10886982061096 | 6.5MM HEADLESS COMPRESSION SCREW/16MM THREAD/150MM | Trauma | EA
204012 | 10886982145345 | 3.5MM CORTEX SCREW 12MM | Trauma | EA
04226225S | 10886982122636 | 2.4MM TI HDLSS COMPRESSION SCR 25MM/SHORT THREAD-STERILE | Trauma | EA
439995 | 10886982219961 | 4.5MM TI LCP® MEDIAL PROXIMAL TIBIA PLATE 14H/LEFT 286MM | Trauma | EA
208483 | 10886982149848 | 6.5MM CANNULATED SCREW FULLY THREADED 140MM | Trauma | EA
02535640TS | 10886982320001 | 4.0MM VOLT(TM) CANC SCR 40MM PART THRD T15 STERILE | Trauma | EA
02420067S | 10886982337207 | 2.0MM VOLT(TM) T-PLATE 5H HEAD/10H/73MM/STERILE | Trauma | EA
02112624 | 10886982279422 | 2.7MM VA LCP CLAVICLE PLATE SHAFT/ CS3/ LEFT | Trauma | EA
42231665 | 10886982259134 | 5.0MM CANN VAL SCREW OPTILINK(TM)/65MM | Trauma | EA
02420120TS | 10886982314574 | 2.0MM VOLT(TM) CORTEX SCREW 20MM T6 STERILE | Trauma | EA
04226020 | 10886982121585 | 3.0MM TI HEADLESS COMPRESSION SCREW-SHORT THREAD 20MM | Trauma | EA
280510S | 10886982175748 | DHS®/DCS® LAG SCREW 14.0MM THREAD/110MM-STERILE | Trauma | EA
206434 | 10886982147578 | 4.0MM CORTEX SCREW SELF-TAPPING 34MM | Trauma | EA
04107412 | 10886982100009 | 2.7/3.5MM TI VA-LCP X-ARTICLR PROXIMAL ULNA PL 12H/RT/211MM | Trauma | EA
04005458 | 10886982085702 | 4.0MM TI LOCKING SCREW W/T25 STARDRIVE 68MM FOR IM NAILS | Trauma | EA
239984 | 10886982163837 | 4.5MM LCP® MEDIAL PROXIMAL TIBIA PLATE 4H/RIGHT 106MM | Trauma | EA
02527348TS | 10886982333605 | 2.7MM VOLT(TM) LOCKING SCREW 48MM T8 STERILE | Trauma | EA
24814 | 10886982171139 | 3.5MM DCP® PLATE 14 HOLES/169MM | Trauma | EA
04535336 | 10886982326591 | 3.5MM VOLT(TM) LOCKING SCREW 36MM T15 | Trauma | EA
04045410 | 10886982293855 | LOW PROF LCKNG SCREW F/IM NAIL Ø 5.0MM / L 110MM / XL25 | Trauma | EA
03043038S | 10886982344434 | PROTECTION SLV F/NAILS/Ø8-13MM RIGID/TIBIAL FIXTN/LNG/STER | Trauma | EA
04168490S | 10886982274601 | ANTIROTATION SCREW FOR FEMORAL NECK SYS 90MM LENGTH - STERIL | Trauma | EA
04045332TS | 10886982301345 | LOW PROF LCKNG SCREW F/IM NAIL Ø 5.0MM / L 32MM / XL25/ STER | Trauma | EA
223409 | 10886982157614 | 3.5MM LCP® METAPHYSEAL PLATE 9 HOLES | Trauma | EA
02124220 | 10886982042651 | 3.5MM LCP PROXIMAL TIBIA PLATE LOW BEND 14 HOLES/206MM/RIGHT | Trauma | EA
24804 | 10886982171054 | 3.5MM DCP® PLATE 4 HOLES/49MM | Trauma | EA
02111720 | 10886982032256 | 2.4MM VA-LCP 2-CLMN VLR DSTL RADIUS PL 7H HD/2H SHAFT/RIGHT | Trauma | EA
218045 | 10886982155924 | 6.5MM CANCELLOUS BONE SCREW FULLY THREADED/45MM | Trauma | EA
218016 | 10886982155832 | 6.5MM CANCELLOUS BONE SCREW WITH 4.0MM CORE DIA/95MM | Trauma | EA
40153296 | 10886982204455 | 2.4MM TI CORTEX SCREW SELF-TAPPING 32MM | Trauma | EA
03424182 | 10886982336699 | 1.8MM VOLT(TM) DRILL BIT AO QC 175MM/90MM CALIBRATION | Trauma | EA
02230109 | 10886982061553 | 1.5MM HEADLESS COMPRESSION SCREW 9MM | Trauma | EA
04168475S | 10886982274571 | ANTIROTATION SCREW FOR FEMORAL NECK SYS 75MM LENGTH - STERIL | Trauma | EA
282632 | 10886982178879 | 140 DEG LCP® DHHS(TM) SIDEPLATE-STD BARREL 4 HOLES | Trauma | EA
311449 | 10886982187437 | PUSH-PULL REDUCTION DEVICE FOR 4.5MM LCP® PLATES | Trauma | EA
04420336 | 10886982317889 | 2.0MM VOLT(TM) LOCKING SCREW 36MM T6 | Trauma | EA
02150420 | 10886982303608 | 4.0MM SELF-DRILLING SCHANZ SCREW 20MM THRD/150MM | Trauma | EA
245033 | 10886982169471 | 3.5MM LOW PROFILE RECONSTRUCTION PLATE 13 HOLES | Trauma | EA
02535126TS | 10886982324436 | 3.5MM VOLT(TM) CORTEX SCREW 26MM T15 STERILE | Trauma | EA
407012 | 10886982208040 | 4.0MM TI CANCELLOUS BONE SCREW PARTIALLY THREADED/12MM | Trauma | EA
412130 | 10886982210791 | 3.5MM TI LOCKING SCR SLF-TPNG WITH STARDRIVE RECESS 90MM | Trauma | EA
04123026 | 10886982110282 | 3.5MM TI LCP PERIARTIC PROX HUMERUS PL 8 HOLE/199MM/RT | Trauma | EA
04107204 | 10886982099822 | 2.7MM/3.5MM TI VA-LCP OLECRANON PL 4H/RT/116MM | Trauma | EA
424765 | 10886982217097 | 4.5MM/3.5MM TI LCP® METAPHYSEAL PLATE 20 HOLES | Trauma | EA
02424315TS | 10886982316356 | 2.4MM VOLT(TM) LOCKING SCREW 15MM T8 STERILE | Trauma | EA
475915 | 10886982234513 | 1.5MM TI ELASTIC NAIL 300MM | Trauma | EA
03535350 | 10886982336491 | 3.5MM VOLT(TM) DRILL BIT AO QUICK COUPLING 150MM | Trauma | EA
24362 | 10886982169228 | 2.0MM CONDYLAR PLATE 7 HOLES/39MM-RIGHT | Trauma | EA
247348 | 10886982170743 | 2.0MM LCP(TM) PLATE 8 HOLES/59MM | Trauma | EA
04420130 | 10886982317223 | 2.0MM VOLT(TM) CORTEX SCREW 30MM T6 | Trauma | EA
02110203 | 10886982030498 | VA-LCP VOLAR DISTAL RADIUS PL 5H HEAD/3H SHAFT/LT | Trauma | EA
242511 | 10886982168702 | 2.4MM LCP® DISTAL RADIUS L-PLATE/-20 DEG 3H HD/3H SHAFT | Trauma | EA
04172540SHA | 10886982305596 | 5.0MM TI BLUNTED POINT SCHANZ SCREW 40MM THRD/175MM/HA STER | Trauma | EA
458964S | 10886982231086 | 5.0MM TI LOCKING SCREW 64MM- FOR IM NAILS-STERILE | Trauma | EA
412129 | 10886982210784 | 3.5MM TI LOCKING SCR SLF-TPNG WITH STARDRIVE RECESS 85MM | Trauma | EA
04200055 | 10886982115867 | 3.5MM TI STARDRIVE CORTEX SCREW SELF-TAPPING 55MM | Trauma | EA
04015547S | 10886982088970 | 5.0MM TI DUAL CORE LCKNG SCREW T25 STRDRV 57MM F/IM NAIL-STE | Trauma | EA
04424069S | 10886982337580 | 2.4MM VOLT(TM) CONDYLAR PLATE 6H/54MM/STERILE | Trauma | EA
04005528 | 10886982085962 | 5.0MM TI LOCKING SCREW W/T25 STARDRIVE 38MM FOR IM NAILS | Trauma | EA
04112007 | 10886982102348 | 3.5MM TI LCP SUP ANT CLAVICLE PL W/LAT EXTN 3H/LT/69MM | Trauma | EA
414885 | 10886982213891 | 4.5MM TI CORTEX SCREW SELF-TAPPING 85MM | Trauma | EA
214740 | 10886982154415 | 4.5MM CANNULATED SCREW FULLY THREADED/40MM | Trauma | EA
02252685 | 10886982304261 | 6.0MM BLUNTED POINT SCHANZ SCREW 85MM THRD/250MM | Trauma | EA
205222 | 10886982147059 | 3.5MM CANNULATED SCREW FULLY THREADED/22MM | Trauma | EA
201046 | 10886982141804 | 2.0MM CORTEX SCREW 46MM | Trauma | EA
04118524 | 10886982108883 | 2.7MM TI METAPHYSEAL SCR/SLF- TPNG W/T8 STRDRV RECESS/24MM | Trauma | EA
400528 | 10886982203434 | 1.0MM TI CORTEX SCREW SELF-TAPPING 8MM | Trauma | EA
04112006 | 10886982102324 | 3.5MM TI LCP SUP ANT CLAVICLE PL W/LAT EXTN 3H/RT/69MM | Trauma | EA
02110105 | 10886982030283 | LCP DIA-META VOLAR DISTAL RADIUS PL 5H SHAFT/LT | Trauma | EA
226642 | 10886982159229 | 4.5MM CURVED BROAD LCP® PLATE 14 HOLES/265MM | Trauma | EA
SD03108002 | 10886982002747 | LONG PEDIATRIC LCP HIP PLATE GUIDING BLOCK FOR 5.0MM SCREWS | Trauma | EA
04045536 | 10886982293978 | LOW PROF LCKNG SCREW F/IM NAIL Ø 4.0MM / L 36MM / XL25 | Trauma | EA
02118408 | 10886982038944 | 2.7MM VA-LCP LATERAL DISTAL FIBULA PLATE/7 HOLES/RIGHT | Trauma | EA
02207621 | 10886982052506 | 7.3MM CANNULATED SCFE SCREW 20MM THREAD/60MM | Trauma | EA
04206220 | 10886982117526 | 3.5MM TI CRTX SCR/LOW PROF HD SELF-TAPPING/STARDRIVE/20MM | Trauma | EA
02424106 | 10886982315489 | 2.4MM VOLT(TM) CORTEX SCREW 6MM T8 | Trauma | EA
401770 | 10886982204714 | 2.4MM TI CORTEX SCREW SLF-TPNG WITH T8 STARDRIVE RECESS 20MM | Trauma | EA
04233224S | 10886982290823 | RFNA / 12MM / 240MM STANDARD BEND / STERILE | Trauma | EA
04226215S | 10886982122438 | 2.4MM TI HDLSS COMPRESSION SCR 15MM/SHORT THREAD-STERILE | Trauma | EA
281190 | 10886982176783 | 135 DEG DHS® PLATE-STANDARD BARREL 18 HOLES/302MM | Trauma | EA
04233216S | 10886982290809 | RFNA / 12MM / 160MM STANDARD BEND / STERILE | Trauma | EA
412824 | 10886982211668 | 2.4MM TI LOCKING SCR SLF-TPNG WITH STARDRIVE RECESS 24MM | Trauma | EA
40136597 | 10886982204141 | 2.0MM TI CORTEX SCREW SLF-TPNG WITH T6 STARDRIVE RECESS/15MM | Trauma | EA
04210114 | 10886982118509 | 2.4MM TI VA LOCKING SCREW STARDRIVE 14MM | Trauma | EA
04227260S | 10886982124890 | 6.5MM TI HEADLESS COMPRESSION SCR/32MM THRD/60MM-STERILE | Trauma | EA
441684 | 10886982222282 | 2.4MM TI LCP® RADIAL HEAD RIM PLATE 4 HOLES-RIGHT | Trauma | EA
04535840 | 10886982321329 | 4.0MM VOLT(TM) CANC SCR 40MM FULL THRD T15 | Trauma | EA
02221080 | 10886982275684 | 3.5MM VA PPFX GT HOOK PLATE SMALL | Trauma | EA
02420322TS | 10886982315199 | 2.0MM VOLT(TM) LOCKING SCREW 22MM T6 STERILE | Trauma | EA
280470S | 10886982175564 | DHS®/DCS® LAG SCREW 14.0MM THREAD/70MM-STERILE | Trauma | EA
02535007S | 10886982328939 | 3.5MM VOLT(TM) STRAIGHT PLATE 7H/98MM/STERILE | Trauma | EA
04045556S | 10886982295644 | LOW PROF LCKNG SCREW F/IM NAIL Ø 4.0MM / L 56MM / XL25/ STER | Trauma | EA
04424136TS | 10886982318497 | 2.4MM VOLT(TM) CORTEX SCREW 36MM T8 STERILE | Trauma | EA
03133104 | 10886982269638 | 2.5MM DRILL BIT QC 240MM 150MM CALIBRATION | Trauma | EA
02527117 | 10886982322302 | 2.7MM VOLT(TM) CORTEX SCREW 17MM T8 | Trauma | EA
02112111 | 10886982033437 | 2.7MM/3.5MM LCP POSTLAT DISTAL FIBULA PLATE 5H/LEFT/103MM | Trauma | EA
243020 | 10886982350190 | 2.0MM STRAIGHT PLATE 20 HOLES | Trauma | EA
04424313TS | 10886982318879 | 2.4MM VOLT(TM) LOCKING SCREW 13MM T8 STERILE | Trauma | EA
04112085 | 10886982102966 | 3.5MM TI LCP SUPERIOR CLAVICLE PLATE/8 HOLES/LEFT/115MM | Trauma | EA
04045256S | 10886982295231 | LOCKING SCREW FOR IM NAIL Ø 4MM/ 56MM/ XL25/ STERILE | Trauma | EA
02108310 | 10886982029652 | PEDIATRIC LCP(TM) HIP PLATE 3.5MM 100° | Trauma | EA
04130158 | 10886982112637 | 1.3MM TI LCKNG STRUT PLATE 8 HOLES-OBLIQUE-RIGHT | Trauma | EA
402878 | 10886982206732 | 2.7MM TI CORTEX SCREW SLF-TPNG WITH T8 STARDRIVE RECESS 18MM | Trauma | EA
SD03130005 | 10886982346377 | HEX COUPLING W/ FIXED HANDLE | Trauma | EA
208105 | 10886982148988 | 7.0MM CANNULATED SCREW 16MM THREAD/105MM | Trauma | EA
02206064S | 10886982050632 | 3.5MM CRTX SCREW/LOW PROF HD SELF-TAPPING/HEXDRV/64MM-STER | Trauma | EA
02231228 | 10886982062062 | 5.0MM VARIABLE ANGLE LOCKNG SCREW/SLF-TPNG/STRDRV/28MM | Trauma | EA
03312817 | 10886982261083 | MAXFRAME(TM) STANDARD STRUT/MEDIUM | Trauma | EA
02111631 | 10886982032010 | 2.4MM VA-LCP 2-CLMN VLR DSTL RADIUS PL 6H HD/3H SHAFT/LEFT | Trauma | EA
04535850TS | 10886982321374 | 4.0MM VOLT(TM) CANC SCR 50MM FULL THRD T15 STERILE | Trauma | EA
02535826TS | 10886982320339 | 4.0MM VOLT(TM) CANC SCR 26MM FULL THRD T15 STERILE | Trauma | EA
208125 | 10886982149022 | 7.0MM CANNULATED SCREW 16MM THREAD/125MM | Trauma | EA
02535824TS | 10886982320315 | 4.0MM VOLT(TM) CANC SCR 24MM FULL THRD T15 STERILE | Trauma | EA
02210124TS | 10886982262868 | 2.4MM VA LOCKING SCREW STARDRIVE 24MM STERILE | Trauma | EA
02110150 | 10886982030399 | LCP WRIST FUSION STANDARD BEND PLATE | Trauma | EA
4436196 | 10886982223210 | 2.0MM TI CONDYLAR PLATE 7 HOLES/39MM-LEFT | Trauma | EA
04221508S | 10886982121028 | 5.0MM TI PERIPROSTHETIC LCKNG SCR SLF-TPNG STRDRV 8MM-STER | Trauma | EA
04227295S | 10886982125033 | 6.5MM TI HEADLESS COMPRESSION SCR/32MM THRD/95MM-STERILE | Trauma | EA
02112148 | 10886982034090 | 2.7MM/3.5MM LCP LATERAL DISTAL FIBULA PLATE 9H/RIGHT/151MM | Trauma | EA
04527027 | 10886982337818 | 2.7MM VOLT(TM) ADPTN COMBI PL 6H/54MM | Trauma | EA
02226040 | 10886982058164 | 3.0MM HEADLESS COMPRESSION SCREW-SHORT THREAD 40MM | Trauma | EA
422394 | 10886982215888 | 5.0MM TI LOCKING SCREW SELF-DRILLING 55MM | Trauma | EA
209885 | 10886982151223 | 7.3MM CANNULATED SCREW 32MM THREAD/85MM | Trauma | EA
281502 | 10886982177445 | 130 DEG DHS® PLATE-SHORT BARREL 2 HOLES/46MM | Trauma | EA
02200075 | 10886982048042 | 3.5MM STARDRIVE CORTEX SCREW SELF-TAPPING 75MM | Trauma | EA
04424170S | 10886982319524 | 2.4MM VOLT(TM) CORTEX SCREW 70MM T8 STERILE | Trauma | EA
24140 | 10886982166944 | ONE-THIRD TUBULAR PLATE WITH COLLAR 10 HOLES/121MM | Trauma | EA
02420314 | 10886982315045 | 2.0MM VOLT(TM) LOCKING SCREW 14MM T6 | Trauma | EA
417135 | 10886982214393 | 6.5MM TI CANCELLOUS BONE SCREW 32MM THREAD/135MM | Trauma | EA
458999S | 10886982231246 | 5.0MM TI LOCKING SCREW 100MM- FOR IM NAILS-STERILE | Trauma | EA
02107304 | 10886982029355 | 2.7MM/3.5MM VA-LCP OLECRANON PL 4H/LT/116MM | Trauma | EA
02114509 | 10886982035066 | 1.5MM LCP EXTENDED H-PLATE LEFT WITH GUIDES | Trauma | EA
02112080 | 10886982033093 | 3.5MM LCP SUPERIOR CLAVICLE PLATE/6 HOLE/RIGHT/85MM | Trauma | EA
02535680S | 10886982321688 | 4.0MM VOLT(TM) CANC SCR 80MM PART THRD T15 STERILE | Trauma | EA
04205055 | 10886982116376 | 5.0MM TI CANNULATED LOCKING SCREW 55MM | Trauma | EA
02211042 | 10886982053725 | 2.7MM VA LCKNG SCREW SLF-TPNG WITH T8 STARDRIVE RECESS 42MM | Trauma | EA
02207045 | 10886982051783 | 7.3MM CANNULATED LOCKING SCREW 45MM | Trauma | EA
201764TS | 10886982262950 | 2.4MM CORTEX SCREW SLF-TPNG WITH T8 STARDRIVE 14MM STERILE | Trauma | EA
407014 | 10886982208057 | 4.0MM TI CANCELLOUS BONE SCREW PARTIALLY THREADED/14MM | Trauma | EA
04005444 | 10886982085566 | 4.0MM TI LOCKING SCREW W/T25 STARDRIVE 54MM FOR IM NAILS | Trauma | EA
02124208 | 10886982042538 | 3.5MM LCP PROXIMAL TIBIA PLATE LOW BEND 8 HOLES/128MM/RIGHT | Trauma | EA
02114502 | 10886982034946 | 1.5MM LCP PLATE/4 HOLE WITH GUIDES | Trauma | EA
02108333 | 10886982029911 | PEDIATRIC LCP HIP PLATE 3.5MM/130°/9 HOLES | Trauma | EA
20136397 | 10886982141880 | 2.0MM CORTEX SCREW SLF-TPNG WITH STARDRIVE RECESS 13MM | Trauma | EA
02527148 | 10886982332356 | 2.7MM VOLT(TM) CORTEX SCREW 48MM T8 | Trauma | EA
04019034S | 10886982089779 | 4.5MM TI MULTILOC SCREW LENGTH 34MM-STERILE | Trauma | EA
04424010S | 10886982334435 | 2.4MM VOLT(TM) STRAIGHT PLATE 10H/96MM/STERILE | Trauma | EA
02210990 | 10886982053503 | 2.4MM CORTEX SCREW SLF-TPNG WITH T8 STARDRIVE RECESS 90MM | Trauma | EA
328150 | 10886982191588 | ADJUSTING NUT FOR 5.0MM THREADED ROD | Trauma | EA
03311031 | 10886982077967 | SMOOTH WIRE/1.5MM DIAMETER 400MM LONG | Trauma | EA
412118 | 10886982210609 | 3.5MM TI LOCKING SCR SLF-TPNG WITH STARDRIVE RECESS 42MM | Trauma | EA
413355 | 10886982212092 | 5.0MM TI LOCKING HEAD SCREW SELF-TAPPING 55MM | Trauma | EA
04005530 | 10886982085986 | 5.0MM TI LOCKING SCREW W/T25 STARDRIVE 40MM FOR IM NAILS | Trauma | EA
02233101S | 10886982289322 | LOCKING ATTACHMENT WASHER F/ RFNA / 5 DEG/ LEFT/ STER | Trauma | EA
02210110TS | 10886982262639 | 2.4MM VA LOCKING SCREW STARDRIVE 10MM STERILE | Trauma | EA
04015555 | 10886982089014 | 5.0MM TI DUAL CORE LCKNG SCREW T25 STARDRIVE 65MM F/IM NAILS | Trauma | EA
02226140 | 10886982058560 | 3.0MM HEADLESS COMPRESSION SCREW-LONG THREAD 40MM | Trauma | EA
02231012S | 10886982061843 | 5.0MM PERIPR VA LCKNG SCREW SLF-TPNG/STRDRV/12MM-STER | Trauma | EA
04150440S | 10886982307859 | 4.0MM TI SELF-DRILLING SCHANZ SCREW 40MM THRD/150MM/STERILE | Trauma | EA
03221008 | 10886982076717 | BLADE FOR CABLE CUTTER | Trauma | EA
281200 | 10886982176806 | 140 DEG DHS® PLATE-STANDARD BARREL 10 HOLES/174MM | Trauma | EA
204695 | 10886982146113 | 3.5MM PELVIC CORTEX SCREW SELF-TAPPING 95MM | Trauma | EA
408437 | 10886982209177 | 6.5MM TI CANNULATED SCREW 32MM THREAD 75MM | Trauma | EA
02112130 | 10886982033819 | 2.7MM/3.5MM LCP POSTLAT DISTAL FIBULA PLATE 15H/RIGHT/233MM | Trauma | EA
02127118TS | 10886982306869 | 3.5MM VARIABLE ANGLE LOCKING SCREW/SLF-TPNG/STRDRV/18MM | Trauma | EA
42231216TS | 10886982306685 | 5.0MM VAL SCREW/OPTILINK(TM) SLF-TPNG/STRDRV/16MM/STER | Trauma | EA
SD391931 | 10886982311535 | TIGHTENING CAP ASSEMBLY K-WIRE CUTTER | Trauma | EA
312924 | 10886982188045 | TOMOFIX GUIDING BLOCK F/MEDIAL HIGH TIBIA PLATE-SMALL | Trauma | EA
04045074TS | 10886982302847 | LOCKING SCREW FOR IM NAIL Ø 5.0MM / L 74MM / XL25/ STER | Trauma | EA
02252670 | 10886982304254 | 6.0MM BLUNTED POINT SCHANZ SCREW 70MM THRD/250MM | Trauma | EA
04114009 | 10886982104441 | 1.5MM TI LCP EXTENDED H-PLATE LEFT | Trauma | EA
202834 | 10886982144836 | 2.7MM CORTEX SCREW SELF-TAPPING 34MM | Trauma | EA
241266 | 10886982166272 | 3.5MM LCP® POSTEROLATERAL DISTAL HUMERUS PLATE 7H-RIGHT | Trauma | EA
60529005 | 10886982341761 | 2.0/2.4/2.7 VOLT(TM) PLATES & 2.0 SCREWS/ 1H 3/3W AL TRAY | Trauma | EA
401886 | 10886982205315 | 2.0MM TI LOCKING SCR SLF-TPNG WITH STARDRIVE RECESS 16MM | Trauma | EA
449701 | 10886982224361 | 2.7MM TI LCP(TM) L-PLATE RT 2H HEAD/4H SHAFT | Trauma | EA
02227080 | 10886982060815 | 6.5MM HEADLESS COMPRESSION SCREW/16MM THREAD/80MM | Trauma | EA
201881 | 10886982143167 | 2.0MM LOCKING SCREW SLF-TPNG WITH STARDRIVE RECESS 11MM | Trauma | EA
04045330S | 10886982294937 | LOW PROF LCKNG SCREW F/IM NAIL Ø 5.0MM / L 30MM / XL25/ STER | Trauma | EA
04230115S | 10886982125392 | 1.5MM TI HEADLESS COMPRESSION SCREW 15MM-STERILE | Trauma | EA
03527208 | 10886982336361 | 2.7 VOLT(TM) THREADED DRILL GUIDE FOR 2.0MM DRILL BITS | Trauma | EA
04420110TS | 10886982316936 | 2.0MM VOLT(TM) CORTEX SCREW 10MM T6 STERILE | Trauma | EA
409640 | 10886982209931 | 7.3MM TI CANNULATED SCREW FULLY THREADED/40MM | Trauma | EA
02240014 | 10886982063410 | 3.7MM CANNULATED LOCKING SCREW 14MM | Trauma | EA
407740 | 10886982208699 | 4.0MM TI CANNULATED SCREW LONG THREAD/40MM | Trauma | EA
214854 | 10886982154767 | 4.5MM CORTEX SCREW SELF-TAPPING 54MM | Trauma | EA
03115700 | 10886982073051 | GUIDE BLOCK F/2.4MM VA-LCP VOLAR RIM DSTL RAD PL/6H HD/RT | Trauma | EA
04527116TS | 10886982332875 | 2.7MM VOLT(TM) CORTEX SCREW 16MM T8 STERILE | Trauma | EA
02424002 | 10886982329691 | 2.4MM VOLT(TM) COMP STRGHT PL 6H/44MM | Trauma | EA
02420117TS | 10886982314512 | 2.0MM VOLT(TM) CORTEX SCREW 17MM T6 STERILE | Trauma | EA
02221125 | 10886982275752 | 3.5/4.5MM VA PPFX PROX FEMUR PLATE/11HOLES/LEFT | Trauma | EA
449699 | 10886982224354 | 2.7MM TI LCP(TM) L-PLATE OBLIQUE LT 2H HEAD/4H SHAFT | Trauma | EA
04172630S | 10886982308214 | 6.0MM TI BLUNTED POINT SCHANZ SCREW 30MM THRD/175MM/STERILE | Trauma | EA
04230109S | 10886982125279 | 1.5MM TI HEADLESS COMPRESSION SCREW 9MM-STERILE | Trauma | EA
04535636TS | 10886982321626 | 4.0MM VOLT(TM) CANC SCR 36MM PART THRD T15 STERILE | Trauma | EA
402612 | 10886982206015 | 3.0MM TI CANNULATED SCREW SHORT THREAD/12MM | Trauma | EA
24133 | 10886982166807 | ONE-THIRD TUBULAR PLATE WITH COLLAR 3 HOLES/37MM | Trauma | EA
04420114TS | 10886982317018 | 2.0MM VOLT(TM) CORTEX SCREW 14MM T6 STERILE | Trauma | EA
SD292680 | 10886982003720 | 2.8MM GUIDE WIRE/230MM THREADED 10MM/TROCAR POINT | Trauma | EA
03118035S | 10886982073501 | 2.8MM COMPRESSION WIRE 35MM THREAD/200MM LENGTH-STER | Trauma | EA
03133101S | 10886982277374 | 2.0MM DRILL BIT QC 140MM STER 60MM CALIBRATION | Trauma | EA
02210958 | 10886982053329 | 2.4MM CORTEX SCREW SLF-TPNG WITH T8 STARDRIVE RECESS 58MM | Trauma | EA
390004 | 10886982197818 | LARGE EX-FIX MULTI-PIN CLAMP MR-CONDITIONAL / 4-POSITION | Trauma | EA
04112115 | 10886982103284 | 2.7MM/3.5MM TI LCP POSTLAT DSTL FIBULA PL 7H/LEFT/129MM | Trauma | EA
02100210 | 10886982028617 | 3.5MM WIDE ANGLE LOW PROFILE RECON PLATE 10 HOLES | Trauma | EA
SD211120 | 10886982003027 | 3.9MM PELVIC SCREW 120MM | Trauma | EA
02424360S | 10886982319425 | 2.4MM VOLT(TM) LOCKING SCREW 60MM T8 STERILE | Trauma | EA
02226648 | 10886982059789 | 4.5MM HEADLESS COMPRESSION SCREW/SHORT THREAD/48MM | Trauma | EA
281214 | 10886982176844 | 140 DEG DHS® PLATE-STANDARD BARREL 14 HOLES/238MM | Trauma | EA
02214010 | 10886982055279 | 1.5MM LOCKING SCREW SLF-TPNG WITH T4 STARDRIVE RECESS 10MM | Trauma | EA
442504 | 10886982222961 | 2.4MM TI LCP(TM) DISTAL RADIUS L-PLATE/+90DEG 3H HD/3H SHAFT | Trauma | EA
498805 | 20886982236965 | TI CERCLAGE BUTTON 4.5MM | Trauma | EA
02211038 | 10886982053701 | 2.7MM VA LCKNG SCREW SLF-TPNG WITH T8 STARDRIVE RECESS 38MM | Trauma | EA
209770 | 10886982151087 | 7.3MM CANNULATED SCREW FULLY THREADED/170MM | Trauma | EA
02206222S | 10886982051011 | 3.5MM CRTX SCREW/LOW PROF HD SELF-TAPPING/STRDRV/22MM-STER | Trauma | EA
04112625 | 10886982278999 | 2.7MM TI VA LCP CLAVICLE PLATE SHAFT/ CS3/ RIGHT | Trauma | EA
02226221 | 10886982058829 | 2.4MM HEADLESS COMPRESSION SCREW-SHORT THREAD 21MM | Trauma | EA
04005644S | 10886982086778 | 6.0MM TI LOCKING SCREW W/T25 STARDRIVE 54MM F/IM NAIL-STER | Trauma | EA
02231270 | 10886982062215 | 5.0MM VARIABLE ANGLE LOCKNG SCREW/SLF-TPNG/STRDRV/70MM | Trauma | EA
04003031 | 10886982081650 | 6.5MM TI RECON SCREW WITH T25 STARDRIVE 105MM | Trauma | EA
239964 | 10886982163677 | 3.5MM LCP® MEDIAL PROXIMAL TIBIA PLATE 14H/RIGHT 223MM | Trauma | EA
280740 | 10886982176226 | DHS®/DCS® ONE-STEP LAG SCREW 14MM DIA. THREAD / 140MM | Trauma | EA
04233034S | 10886982289131 | RFNA / 10MM / 340MM STANDARD BEND / STERILE | Trauma | EA
02112012 | 10886982032676 | 3.5MM LCP SUP ANT CLAVICLE PL W/LAT EXTN 5H/RT/94MM | Trauma | EA
02206245S | 10886982051257 | 3.5MM CRTX SCREW/LOW PROF HD SELF-TAPPING/STRDRV/45MM-STER | Trauma | EA
407010 | 10886982208033 | 4.0MM TI CANCELLOUS BONE SCREW PARTIALLY THREADED/10MM | Trauma | EA
02527152TS | 10886982332523 | 2.7MM VOLT(TM) CORTEX SCREW 52MM T8 STERILE | Trauma | EA
422223 | 10886982215086 | TI LCP PROXIMAL LATERAL TIBIA PL 7 HOLES/180MM-LEFT | Trauma | EA
04110011 | 10886982100160 | TI LCP DIA-META VOLAR DISTAL RADIUS PL 11H SHAFT/RT | Trauma | EA
04200014 | 10886982115669 | 3.5MM TI STARDRIVE CORTEX SCREW SELF-TAPPING 14MM | Trauma | EA
426561 | 10886982217110 | 4.5MM TI BROAD LCP® PLATE 6 HOLES/116MM | Trauma | EA
02214113 | 10886982055477 | 1.5MM CORTEX SCREW SLF-TPNG WITH T4 STARDRIVE RECESS 13MM | Trauma | EA
02214110 | 10886982055446 | 1.5MM CORTEX SCREW SLF-TPNG WITH T4 STARDRIVE RECESS 10MM | Trauma | EA
04535120 | 10886982325839 | 3.5MM VOLT(TM) CORTEX SCREW 20MM T15 | Trauma | EA
02535165 | 10886982324764 | 3.5MM VOLT(TM) CORTEX SCREW 65MM T15 | Trauma | EA
408416 | 10886982208989 | 6.5MM TI CANNULATED SCREW 16MM THREAD 105MM | Trauma | EA
02110851 | 10886982031051 | LCP VOLAR COLUMN DISTAL RADIUS PL 7H HEAD/5H SHAFT/LT | Trauma | EA
208466 | 10886982149671 | 6.5MM CANNULATED SCREW FULLY THREADED 50MM | Trauma | EA
60130220 | 10886982259875 | COMPACT SET PLATE BIN F/2.0MM VA LCKNG IMPL AND INSTR MODULE | Trauma | EA
242500 | 10886982168597 | 2.4MM LCP® DISTAL RADIUS L-PLATE/-90 DEG 2H HD/3H SHAFT | Trauma | EA
02211054 | 10886982053787 | 2.7MM VA LCKNG SCREW SLF-TPNG WITH T8 STARDRIVE RECESS 54MM | Trauma | EA
02420150TS | 10886982314871 | 2.0MM VOLT(TM) CORTEX SCREW 50MM T6 STERILE | Trauma | EA
40135697 | 10886982204059 | 2.0MM TI CORTEX SCRW SLF-TPNG WITH STARDRIVE RECESS 6MM | Trauma | EA
02107306 | 10886982029379 | 2.7MM/3.5MM VA-LCP OLECRANON PL 6H/LT/142MM | Trauma | EA
02226750 | 10886982060303 | 4.5MM HEADLESS COMPRESSION SCREW/LONG THREAD/50MM | Trauma | EA
04424138 | 10886982318503 | 2.4MM VOLT(TM) CORTEX SCREW 38MM T8 | Trauma | EA
04111641 | 10886982101884 | 2.4MM TI VA-LCP 2-CLMN VLR DST RADIUS PL 6H HD/4H SHAFT/LT | Trauma | EA
02100360 | 10886982028891 | 3.5MM LOCKING LOW PROFILE RECON J-PLATE 10 HOLES RIGHT | Trauma | EA
247702 | 10886982170934 | 2.4/2.7MM LOCKING X-PLATE SMALL 24X18MM | Trauma | EA
04152450S | 10886982307972 | 4.0MM TI BLUNTED POINT SCHANZ SCREW 50MM THRD/150MM/STERILE | Trauma | EA
202208 | 10886982143921 | 2.7MM LOCKING SCREW SLF-TPNG WITH T8 STARDRIVE RECESS 8MM | Trauma | EA
SD333050 | 10886982350121 | FEMORAL GONIOMETER | Trauma | EA
04214114 | 10886982120892 | 1.5MM TI CORTEX SCR SLF-TPNG WITH T4 STARDRIVE RECESS 14MM | Trauma | EA
04535110TS | 10886982325747 | 3.5MM VOLT(TM) CORTEX SCREW 10MM T15 STERILE | Trauma | EA
02204044 | 10886982049469 | 4.0MM LOCKING SCREW SLF-TPNG WITH T25 STARDRIVE RECESS 44MM | Trauma | EA
04045405 | 10886982293848 | LOW PROF LCKNG SCREW F/IM NAIL Ø 5.0MM / L 105MM / XL25 | Trauma | EA
222222 | 10886982156556 | LCP PROXIMAL LATERAL TIBIA PLATE 7 HOLES/180MM-RIGHT | Trauma | EA
04535365TS | 10886982346292 | 3.5MM VOLT(TM) LOCKING SCREW 65MM T15 STER | Trauma | EA
02210128 | 10886982053053 | 2.4MM VA LOCKING SCREW STARDRIVE 28MM | Trauma | EA
202888 | 10886982145130 | 2.7MM CORTEX SCREW SLF-TPNG WITH T8 STARDRIVE RECESS 28MM | Trauma | EA
02424148 | 10886982316042 | 2.4MM VOLT(TM) CORTEX SCREW 48MM T8 | Trauma | EA
416070 | 10886982214102 | 6.5MM TI CANCELLOUS BONE SCREW 16MM THREAD/70MM | Trauma | EA
412820 | 10886982211644 | 2.4MM TI LOCKING SCR SLF-TPNG WITH STARDRIVE RECESS 20MM | Trauma | EA
204655 | 10886982146038 | 3.5MM PELVIC CORTEX SCREW SELF-TAPPING 55MM | Trauma | EA
208425 | 10886982149329 | 6.5MM CANNULATED SCREW 16MM THREAD 150MM | Trauma | EA
04233148S | 10886982290724 | RFNA / 11MM / 480MM STANDARD BEND / STERILE | Trauma | EA
04214110 | 10886982120854 | 1.5MM TI CORTEX SCR SLF-TPNG WITH T4 STARDRIVE RECESS 10MM | Trauma | EA
04535640TS | 10886982320865 | 4.0MM VOLT(TM) CANC SCR 40MM PART THRD T15 STERILE | Trauma | EA
04005556S | 10886982086259 | 5.0MM TI LOCKING SCREW W/T25 STARDRIVE 66MM F/IM NAIL-STER | Trauma | EA
02170630 | 10886982303820 | 6.0MM SELF-DRILLING SCHANZ SCREW 30MM THRD/175MM | Trauma | EA
03133105S | 10886982277411 | 2.7MM DRILL BIT QC 125MM STER | Trauma | EA
02204054 | 10886982049513 | 4.0MM LOCKING SCREW SLF-TPNG WITH T25 STARDRIVE RECESS 54MM | Trauma | EA
206436 | 10886982147585 | 4.0MM CORTEX SCREW SELF-TAPPING 36MM | Trauma | EA
04535638 | 10886982321633 | 4.0MM VOLT(TM) CANC SCR 38MM PART THRD T15 | Trauma | EA
44140 | 10886982221872 | TI ONE-THIRD TUBULAR PLATE WITH COLLAR 10 HOLES/121MM | Trauma | EA
02130266 | 10886982045072 | 1.5MM VAL ROTATION CORRECTION PLATE-6 HOLES | Trauma | EA
04535165TS | 10886982346254 | 3.5MM VOLT(TM) CORTEX SCREW 65MM T15 STER | Trauma | EA
04535112 | 10886982325754 | 3.5MM VOLT(TM) CORTEX SCREW 12MM T15 | Trauma | EA
226701 | 10886982159373 | 4.5MM BROAD LCP® PLATE 20 HOLES/368MM | Trauma | EA
200822 | 10886982141583 | 1.5MM CORTEX SCREW SELF-TAPPING 22MM | Trauma | EA
280295 | 10886982175175 | DHS®/DCS® ONE-STEP LAG SCREW 12.7MM THREAD/95MM | Trauma | EA
02211016 | 10886982053596 | 2.7MM VA LCKNG SCREW SLF-TPNG WITH T8 STARDRIVE RECESS 16MM | Trauma | EA
02200040 | 10886982047939 | 3.5MM STARDRIVE CORTEX SCREW SELF-TAPPING 40MM | Trauma | EA
04527311TS | 10886982323316 | 2.7MM VOLT(TM) LOCKING SCREW 11MM T8 STERILE | Trauma | EA
217130 | 10886982155719 | 6.5MM CANCELLOUS BONE SCREW 32MM THREAD/130MM | Trauma | EA
04424360 | 10886982319395 | 2.4MM VOLT(TM) LOCKING SCREW 60MM T8 | Trauma | EA
424681 | 10886982216953 | 4.5MM TI NARROW LCP® PLATE 18 HOLES/332MM | Trauma | EA
04045340S | 10886982294982 | LOW PROF LCKNG SCREW F/IM NAIL Ø 5.0MM / L 40MM / XL25/ STER | Trauma | EA
03311315 | 10886982078629 | TI HALF RING/150MM DIAMETER | Trauma | EA
02535832 | 10886982320384 | 4.0MM VOLT(TM) CANC SCR 32MM FULL THRD T15 | Trauma | EA
04210113 | 10886982118493 | 2.4MM TI VA LCKNG SCR SLF-TPNG WITH STARDRIVE RECESS 13MM | Trauma | EA
201006 | 10886982141606 | 2.0MM CORTEX SCREW 6MM | Trauma | EA
02424110 | 10886982315564 | 2.4MM VOLT(TM) CORTEX SCREW 10MM T8 | Trauma | EA
04117604 | 10886982106582 | 2.7MM/3.5MM TI VA-LCP EXT MEDL DHP 4H/RT/111MM-LONG | Trauma | EA
04424000 | 10886982331199 | 2.4MM VOLT(TM) COMP STRGHT PL 4H/31MM | Trauma | EA
247360 | 10886982170828 | 2.0MM LCP(TM) PLATE 10 HOLES/73MM | Trauma | EA
SD03333000 | 10886982346902 | GUIDE WIRE Ø0.8 LENGTH 100MM DOUBLE TIP | Trauma | EA
02424003 | 10886982329714 | 2.4MM VOLT(TM) COMP STRGHT PL 7H/51MM | Trauma | EA
03311070 | 10886982078193 | WIRE POST-SHORT | Trauma | EA
02152420SHA | 10886982304766 | 4.0MM BLUNTED POINT SCHANZ SCREW 20MM THRD/150MM/HA STER | Trauma | EA
03110019 | 10886982071903 | GUIDE BLOCK FOR VOLAR COLUMN PLATE/9 HOLE HEAD/LEFT | Trauma | EA
245029 | 10886982169426 | 3.5MM LOW PROFILE RECONSTRUCTION PLATE 9 HOLES | Trauma | EA
42231280 | 10886982259530 | 5.0MM VAL SCREW/OPTILINK(TM) SLF-TPNG/STRDRV/80MM | Trauma | EA
04130007 | 10886982112248 | 1.3MM TI CORTEX SCREW SLF-TPNG WITH T4 STARDRIVE RECESS 7MM | Trauma | EA
449915 | 10886982224422 | 2.4MM TI Y-PLATE 3 HOLES HEAD/ 8 HOLES SHAFT/56MM | Trauma | EA
02117706 | 10886982037268 | 2.7MM/3.5MM VA-LCP EXT MEDL DSTL HUM PL 6H/LT/137MM-XLNG | Trauma | EA
02150440 | 10886982303714 | 4.0MM SELF-DRILLING SCHANZ SCREW 40MM THRD/150MM | Trauma | EA
204665 | 10886982146052 | 3.5MM PELVIC CORTEX SCREW SELF-TAPPING 65MM | Trauma | EA
212818 | 10886982152862 | 2.4MM LOCKING SCREW SLF-TPNG WITH STARDRIVE RECESS 18MM | Trauma | EA
02226210 | 10886982058607 | 2.4MM HEADLESS COMPRESSION SCREW-SHORT THREAD 10MM | Trauma | EA
04527311 | 10886982323309 | 2.7MM VOLT(TM) LOCKING SCREW 11MM T8 | Trauma | EA
04045538TS | 10886982301260 | LOW PROF LCKNG SCREW F/IM NAIL Ø 4.0MM / L 38MM / XL25/ STER | Trauma | EA
04003032S | 10886982081681 | 6.5MM TI RECON SCREW WITH T25 STARDRIVE 110MM-STERILE | Trauma | EA
04038130 | 10886982098627 | TFNA SCREW 130MM | Trauma | EA
401766 | 10886982204691 | 2.4MM TI CORTEX SCREW SLF-TPNG WITH T8 STARDRIVE RECESS 16MM | Trauma | EA
02535890S | 10886982321794 | 4.0MM VOLT(TM) CANC SCR 90MM FULL THRD T15 STERILE | Trauma | EA
02535118 | 10886982324344 | 3.5MM VOLT(TM) CORTEX SCREW 18MM T15 | Trauma | EA
02535342TS | 10886982325464 | 3.5MM VOLT(TM) LOCKING SCREW 42MM T15 STERILE | Trauma | EA
04535134 | 10886982325976 | 3.5MM VOLT(TM) CORTEX SCREW 34MM T15 | Trauma | EA
04210152 | 10886982118783 | 2.4MM TI VA LCKNG SCR SLF-TPNG WITH STARDRIVE RECESS 52MM | Trauma | EA
02226325 | 10886982059284 | 2.4MM HEADLESS COMPRESSION SCREW-LONG THREAD 25MM | Trauma | EA
207014 | 10886982147813 | 4.0MM CANCELLOUS BONE SCREW PARTIALLY THREADED/14MM | Trauma | EA
04005462 | 10886982085740 | 4.0MM TI LOCKING SCREW W/T25 STARDRIVE 72MM FOR IM NAILS | Trauma | EA
447372 | 10886982223968 | 2.7MM TI LCP(TM) PLATE 8 HOLES/76MM | Trauma | EA
SD357504 | 10886982006196 | 8MM PLUNGER BIOPSY DRILL | Trauma | EA
439964 | 10886982219589 | 3.5MM TI LCP® MEDIAL PROXIMAL TIBIA PLATE 14H/RIGHT 223MM | Trauma | EA
60527001 | 10886982345578 | 2.7/3.5/4.0 VOLT(TM) SCR RACK 65-90 1H 1/3W ALUM FRAME | Trauma | EA
04117602 | 10886982106544 | 2.7MM/3.5MM TI VA-LCP EXT MEDL DHP 2H/RT/85MM - MED | Trauma | EA
02130313 | 10886982045201 | 2.0MM VA-LCKNG SCREW SLF-TPNG WITH T6 STARDRIVE RECESS 13MM | Trauma | EA
04045356TS | 10886982301017 | LOW PROF LCKNG SCREW F/IM NAIL Ø 5.0MM / L 56MM / XL25/ STER | Trauma | EA
04019040 | 10886982089823 | 4.5MM TI MULTILOC SCREW LENGTH 40MM | Trauma | EA
241288 | 10886982166630 | 3.5MM LCP® MEDIAL DISTAL HUMERUS PLATE 9 HOLES-RIGHT | Trauma | EA
04535004 | 10886982328809 | 3.5MM VOLT(TM) STRAIGHT PLATE 4H/59MM | Trauma | EA
04536033 | 10886982329042 | 3.5MM VOLT(TM) T-PLATE 3H HEAD/3H SHAFT/49MM | Trauma | EA
204826 | 10886982146311 | 3.5MM CORTEX SCREW SELF-TAPPING 26MM | Trauma | EA
04226650 | 10886982123527 | 4.5MM TI HEADLESS COMPRESSION SCREW/SHORT THREAD/50MM | Trauma | EA
214062 | 10886982153630 | 4.5MM CORTEX SCREW 62MM | Trauma | EA
208405 | 10886982149121 | 6.5MM CANNULATED SCREW 16MM THREAD 50MM | Trauma | EA
02110831 | 10886982030979 | LCP VOLAR COLUMN DISTAL RADIUS PL 7H HEAD/3H SHAFT/LT | Trauma | EA
201784 | 10886982142856 | 2.4MM CORTEX SCREW SLF-TPNG WITH T8 STARDRIVE RECESS-34MM | Trauma | EA
494795 | 10886982236852 | 6.0MM TI SELF-DRILLING SCHANZ SCREW 60MM THRD/175MM | Trauma | EA
04226740S | 10886982123930 | 4.5MM TI HEADLESS COMPRESSION SCR/LONG THRD/40MM-STERILE | Trauma | EA
02226636 | 10886982059666 | 4.5MM HEADLESS COMPRESSION SCREW/SHORT THREAD/36MM | Trauma | EA
04152425S | 10886982307927 | 4.0MM TI BLUNTED POINT SCHANZ SCREW 25MM THRD/150MM/STERILE | Trauma | EA
04233236S | 10886982290878 | RFNA / 12MM / 360MM STANDARD BEND / STERILE | Trauma | EA
22664 | 10886982159205 | 4.5MM BROAD LC-DCP® PLATE 14 HOLES/250MM | Trauma | EA
04535695S | 10886982321893 | 4.0MM VOLT(TM) CANC SCR 95MM PART THRD T15 STERILE | Trauma | EA
213455 | 10886982153319 | 5.0MM LOCKING SCREW SELF-DRILLING 55MM | Trauma | EA
407756 | 10886982208774 | 4.0MM TI CANNULATED SCREW- LONG THREAD 56MM | Trauma | EA
02118411 | 10886982039002 | 2.7MM VA-LCP LATERAL DISTAL FIBULA PLATE/9 HOLES/LEFT | Trauma | EA
02535146 | 10886982324627 | 3.5MM VOLT(TM) CORTEX SCREW 46MM T15 | Trauma | EA
439969 | 10886982219688 | 3.5MM TI LCP® MEDIAL PROXIMAL TIBIA PLATE 18H/LEFT 275MM | Trauma | EA
440047 | 10886982220240 | 4.5MM TI LCP® PROXIMAL TIBIA PLATE 14 HOLES/262MM-LEFT | Trauma | EA
02100208 | 10886982028594 | 3.5MM WIDE ANGLE LOW PROFILE RECON PLATE 8 HOLES | Trauma | EA
04015550S | 10886982088994 | 5.0MM TI DUAL CORE LCKNG SCREW T25 STRDRV 60MM/IM NAILS-STER | Trauma | EA
249683 | 10886982171283 | 2.7MM LCP(TM) PLATE 7 HOLES/67MM | Trauma | EA
04527010S | 10886982335074 | 2.7MM VOLT(TM) STRAIGHT PLATE 10H/104MM/STERILE | Trauma | EA
04112046 | 10886982102782 | 2.7MM/3.5MM TI VA-LCP LAT ANT CLAVICLE PLATE/9 HOLE/89MM | Trauma | EA
239970 | 10886982163790 | 3.5MM LCP® MEDIAL PROXIMAL TIBIA PLATE 20H/RIGHT 301MM | Trauma | EA
02114004 | 10886982034786 | 1.5MM LCP PLATE/6 HOLE | Trauma | EA
408423 | 10886982209054 | 6.5MM TI CANNULATED SCREW 16MM THREAD 140MM | Trauma | EA
02424344TS | 10886982316691 | 2.4MM VOLT(TM) LOCKING SCREW 44MM T8 STERILE | Trauma | EA
04226752 | 10886982124043 | 4.5MM TI HEADLESS COMPRESSION SCREW/LONG THREAD/52MM | Trauma | EA
03118100 | 10886982073617 | GUIDE BLOCK FOR 2.7/3.5MM VA-LCP MEDL DSTL TIBIA PL/RT | Trauma | EA
02210980 | 10886982053466 | 2.4MM CORTEX SCREW SLF-TPNG WITH T8 STARDRIVE RECESS 80MM | Trauma | EA
04227045S | 10886982124395 | 6.5MM TI HEADLESS COMPRESSION SCR/16MM THRD/45MM-STERILE | Trauma | EA
04045576S | 10886982295750 | LOW PROF LCKNG SCREW F/IM NAIL Ø 4.0MM / L 76MM / XL25/ STER | Trauma | EA
245036 | 10886982169501 | 3.5MM LOW PROFILE RECONSTRUCTION PLATE 16 HOLES | Trauma | EA
407020 | 10886982208088 | 4.0MM TI CANCELLOUS BONE SCREW PARTIALLY THREADED/20MM | Trauma | EA
02535834 | 10886982320407 | 4.0MM VOLT(TM) CANC SCR 34MM FULL THRD T15 | Trauma | EA
02424334TS | 10886982316592 | 2.4MM VOLT(TM) LOCKING SCREW 34MM T8 STERILE | Trauma | EA
02211238 | 10886982054265 | 2.4/2.7MM VA-LCP FIRST MTP FUSION PL/MED/5 DEG/RIGHT | Trauma | EA
207740 | 10886982148506 | 4.0MM CANNULATED SCREW LONG THREAD/40MM | Trauma | EA
201654 | 10886982142276 | 2.4MM CORTEX SCREW SELF-TAPPING 24MM | Trauma | EA
04107002 | 10886982099761 | 2.7MM/3.5MM TI VA-LCP PROXIMAL OLECRANON PL 2H/RT/73MM | Trauma | EA
04045028TS | 10886982302618 | LOCKING SCREW FOR IM NAIL Ø 5.0MM / L 28MM / XL25/ STER | Trauma | EA
02124408 | 10886982042774 | 4.5MM VA-LCP CURVED CONDYLAR PLATE/8 HOLE/195MM/RIGHT | Trauma | EA
02527069 | 10886982337528 | 2.7MM VOLT(TM) CONDYLAR PLATE 6H/58MM | Trauma | EA
214022 | 10886982153432 | 4.5MM CORTEX SCREW 22MM | Trauma | EA
02206064 | 10886982050625 | 3.5MM CRTX SCREW/LOW PROF HD SELF-TAPPING/HEX DRIVE/64MM | Trauma | EA
02231265 | 10886982062208 | 5.0MM VARIABLE ANGLE LOCKNG SCREW/SLF-TPNG/STRDRV/65MM | Trauma | EA
02118528 | 10886982039347 | 2.7MM METAPHYSEAL SCR SLF-TPNG W/T8 STRDRV RECESS/28MM | Trauma | EA
04233931S | 10886982288837 | RFNA / 9MM / 300MM PERIPROSTHETIC BEND / STERILE | Trauma | EA
04424360TS | 10886982346124 | 2.4MM VOLT(TM) LOCKING SCREW 60MM T8 STERILE | Trauma | EA
02130013 | 10886982044198 | 1.3MM CORTEX SCREW SLF-TPNG WITH T4 STARDRIVE RECESS 13MM | Trauma | EA
04226232S | 10886982122759 | 2.4MM TI HDLSS COMPRESSION SCR 32MM/SHORT THREAD-STERILE | Trauma | EA
04210128 | 10886982118646 | 2.4MM TI VA LOCKING SCREW STARDRIVE 28MM | Trauma | EA
02206054 | 10886982050502 | 3.5MM CRTX SCREW/LOW PROF HD SELF-TAPPING/HEX DRIVE/54MM | Trauma | EA
04527358 | 10886982323866 | 2.7MM VOLT(TM) LOCKING SCREW 58MM T8 | Trauma | EA
241453 | 10886982167255 | 3.5MM LCP® ANTEROLATERAL DISTAL TIBIA PL 17 HOLES/LEFT | Trauma | EA
29216 | 20886982180374 | 1.6MM KIRSCHNER WIRE W/TROCAR POINT 150MM | Trauma | EA
409865 | 10886982210166 | 7.3MM TI CANNULATED SCREW 32MM THREAD/65MM | Trauma | EA
03536028 | 10886982340764 | VOLT(TM) 5.0/2.9MM DRILL SLV FOR 03.122.053 | Trauma | EA
408845 | 10886982209672 | 7.3MM TI CANNULATED SCREW 16MM THREAD/45MM | Trauma | EA
449928 | 10886982224477 | 2.4MM TI LC-DCP® PLATE 8 HOLES/63MM | Trauma | EA
04025468S | 10886982090607 | 4.0MM TI ANGULAR STABLE LCKNG SCR T25 78MM F/IM NAILS-STER | Trauma | EA
04211212 | 10886982119353 | 2.4/2.7MM TI VA-LCKNG OPENING WEDGE PLATE/4MM SPACER | Trauma | EA
04206248 | 10886982117823 | 3.5MM TI CRTX SCR/LOW PROF HD SELF-TAPPING/STARDRIVE/48MM | Trauma | EA
04230116S | 10886982125415 | 1.5MM TI HEADLESS COMPRESSION SCREW 16MM-STERILE | Trauma | EA
391105 | 10886982198136 | MEDIUM CABLE PASSER | Trauma | EA
441445 | 10886982221964 | 3.5MM TI LCP(TM) ANTEROLATERAL DISTAL TIBIA PL 9 HOLES/LEFT | Trauma | EA
02206214 | 10886982050922 | 3.5MM CRTX SCREW/LOW PROF HD SELF-TAPPING/STAR DRIVE/14MM | Trauma | EA
04535082S | 10886982327529 | 3.5MM VOLT(TM) 1/3 TUBULAR PL 2H/23MM/STERILE | Trauma | EA
02240026 | 10886982063472 | 3.7MM CANNULATED LOCKING SCREW 26MM | Trauma | EA
402826 | 10886982206572 | 2.7MM TI CORTEX SCREW SELF-TAPPING 26MM | Trauma | EA
04535130TS | 10886982325945 | 3.5MM VOLT(TM) CORTEX SCREW 30MM T15 STERILE | Trauma | EA
402234 | 10886982205865 | 2.7MM TI LOCKING SCR SLF-TPNG WITH T8 STARDRIVE RECESS-34MM | Trauma | EA
498822S | 10886982237002 | TITANIUM CABLE CRIMP-STERILE | Trauma | EA
04115630 | 10886982105042 | 2.4MM TI VA-LCP DRSL DRP/INTMD CLMN/+90°/2H HD/3H SHAFT | Trauma | EA
04031020 | 10886982093905 | 5.0MM TI RECON SCREW W/T25 STARDRIVE 50MM | Trauma | EA
408461 | 10886982209375 | 6.5MM TI CANNULATED SCREW FULLY THREADED 25MM | Trauma | EA
03527202S | 10886982336583 | 2.0MM VOLT(TM) DRILL BIT AO QC 145MM/60MM CALIB/STERILE | Trauma | EA
03311373 | 10886982078728 | TI 5/8 RING/130MM DIAMETER | Trauma | EA
02117003 | 10886982035660 | 2.7MM/3.5MM VA-LCP POSTLAT DHP-LAT SUPT 3H/RT/75MM-SHORT | Trauma | EA
04045064 | 10886982292957 | LOCKING SCREW FOR IM NAIL Ø 5MM/ 64MM/ XL25 | Trauma | EA
04152425SHA | 10886982305299 | 4.0MM TI BLUNTED POINT SCHANZ SCREW 25MM THRD/150MM/HA STER | Trauma | EA
04025560S | 10886982090829 | 5.0MM TI ANGULAR STABLE LCKNG SCR T25 70MM F/IM NAILS-STER | Trauma | EA
412220 | 10886982211040 | 5.0MM TI LOCKING SCR SLF-TPNG WITH T25 STARDRIVE RECESS 55MM | Trauma | EA
441277 | 10886982221551 | 3.5MM TI LCP® POSTLAT DISTAL HUMERUS PL-LAT SUPPORT 7H-LT | Trauma | EA
02527160TS | 10886982345868 | 2.7MM VOLT(TM) CORTEX SCREW 60MM T8 STERILE | Trauma | EA
241303 | 10886982166739 | 3.5MM LCP® POSTEROLATERAL DSTL HUMERUS PL-LAT SUPPORT 14H-LT | Trauma | EA
406414 | 10886982207715 | 4.0MM TI CORTEX SCREW SELF-TAPPING/14MM | Trauma | EA
02250540SHA | 10886982304933 | 5.0MM SELF-DRILLING SCHANZ SCREW 40MM THRD/250MM/HA STER | Trauma | EA
214820 | 10886982154590 | 4.5MM CORTEX SCREW SELF-TAPPING 20MM | Trauma | EA
280990 | 10886982176356 | DHS®/DCS® COMPRESSION SCREW 36MM | Trauma | EA
402830 | 10886982206596 | 2.7MM TI CORTEX SCREW SELF-TAPPING 30MM | Trauma | EA
201044 | 10886982141798 | 2.0MM CORTEX SCREW 44MM | Trauma | EA
04112526 | 10886982104229 | 3.5MM TI LCP LOW BEND MEDIAL DSTL TIBIA PL/12H/RIGHT/213MM | Trauma | EA
04005534 | 10886982086020 | 5.0MM TI LOCKING SCREW W/T25 STARDRIVE 44MM FOR IM NAILS | Trauma | EA
218130 | 10886982156099 | 6.5MM CANCELLOUS BONE SCREW FULLY THREADED/130MM | Trauma | EA
04045540 | 10886982294142 | LOW PROF LCKNG SCREW F/IM NAIL Ø 4.0MM / L 40MM / XL25 | Trauma | EA
02202980 | 10886982049261 | 2.7MM CORTEX SCREW SLF-TPNG WITH T8 STARDRIVE RECESS 80MM | Trauma | EA
04152435SHA | 10886982305312 | 4.0MM TI BLUNTED POINT SCHANZ SCREW 35MM THRD/150MM/HA STER | Trauma | EA
02221082 | 10886982275691 | 3.5MM VA PPFX GT HOOK PLATE LARGE | Trauma | EA
236104 | 10886982160393 | 100 DEG TODDLER OSTEOTOMY PLATE 44MM/4MM | Trauma | EA
02211052 | 10886982053770 | 2.7MM VA LCKNG SCREW SLF-TPNG WITH T8 STARDRIVE RECESS 52MM | Trauma | EA
02527358 | 10886982333766 | 2.7MM VOLT(TM) LOCKING SCREW 58MM T8 | Trauma | EA
201976 | 10886982143358 | 1.8MM BUTTRESS PIN/26MM | Trauma | EA
04214022 | 10886982120779 | 1.5MM TI LOCKING SCR SLF-TPNG WITH T4 STARDRIVE RECESS 22MM | Trauma | EA
03311205 | 10886982078476 | CONNECTING PLATE/5 HOLES | Trauma | EA
402816 | 10886982206527 | 2.7MM TI CORTEX SCREW SELF-TAPPING 16MM | Trauma | EA
212224 | 10886982152312 | 5.0MM LOCKING SCREW SLF-TPNG WITH T25 STARDRIVE RECESS 75MM | Trauma | EA
04424115 | 10886982318220 | 2.4MM VOLT(TM) CORTEX SCREW 15MM T8 | Trauma | EA
02424117 | 10886982315700 | 2.4MM VOLT(TM) CORTEX SCREW 17MM T8 | Trauma | EA
42231232TS | 10886982306760 | 5.0MM VAL SCREW/OPTILINK(TM) SLF-TPNG/STRDRV/32MM/STER | Trauma | EA
02527005 | 10886982330390 | 2.7MM VOLT(TM) COMP STRGHT PL 10H/76MM | Trauma | EA
202965 | 10886982145222 | 2.7MM CORTEX SCREW SLF-TPNG WITH T8 STARDRIVE RECESS/46MM | Trauma | EA
402718 | 10886982206299 | 3.0MM TI CANNULATED SCREW LONG THREAD/18MM | Trauma | EA
04535890 | 10886982321466 | 4.0MM VOLT(TM) CANC SCR 90MM FULL THRD T15 | Trauma | EA
04045350 | 10886982293619 | LOW PROF LCKNG SCREW F/IM NAIL Ø 5.0MM / L 50MM / XL25 | Trauma | EA
02152455 | 10886982303936 | 4.0MM BLUNTED POINT SCHANZ SCREW 55MM THRD/150MM | Trauma | EA
02535818 | 10886982320247 | 4.0MM VOLT(TM) CANC SCR 18MM FULL THRD T15 | Trauma | EA
02127144TS | 10886982307149 | 3.5MM VARIABLE ANGLE LOCKING SCREW/SLF-TPNG/STRDRV/44MM | Trauma | EA
40081696 | 10886982203793 | 1.5MM TI CORTEX SCREW SELF-TAPPING 16MM | Trauma | EA
04019042S | 10886982089854 | 4.5MM TI MULTILOC SCREW LENGTH 42MM-STERILE | Trauma | EA
02226219 | 10886982058782 | 2.4MM HEADLESS COMPRESSION SCREW-SHORT THREAD 19MM | Trauma | EA
02221087 | 10886982275639 | 3.5/4.5MM VA PPFX PROX FEMUR HOOK PL/LARGE/5HOLES/LEFT | Trauma | EA
42231244TS | 10886982306975 | 5.0MM VAL SCREW/OPTILINK(TM) SLF-TPNG/STRDRV/44MM/STER | Trauma | EA
239940 | 10886982163318 | 3.5MM LCP® PROXIMAL TIBIA PLATE 10 HOLES/159MM-RIGHT | Trauma | EA
04025552S | 10886982090782 | 5.0MM TI ANGULAR STABLE LCKNG SCR T25 62MM F/IM NAILS-STER | Trauma | EA
02226317S | 10886982059130 | 2.4MM HEADLESS COMPRESSION SCR 17MM/LONG THREAD-STERILE | Trauma | EA
04205290 | 10886982116567 | 5.0MM TI CANNULATED CONICAL SCREW 90MM | Trauma | EA
04206020 | 10886982116680 | 3.5MM TI CRTX SCR/LOW PROF HD SELF-TAPPING/HEXDRIVE/20MM | Trauma | EA
04031033 | 10886982094162 | 5.0MM TI RECON SCREW W/T25 STARDRIVE 115MM | Trauma | EA
04200046 | 10886982115836 | 3.5MM TI STARDRIVE CORTEX SCREW SELF-TAPPING 46MM | Trauma | EA
02424122 | 10886982315786 | 2.4MM VOLT(TM) CORTEX SCREW 22MM T8 | Trauma | EA
24648 | 10886982170613 | 1.5MM H-PLATE 4 HOLES/4.2MM | Trauma | EA
02527008 | 10886982330437 | 2.7MM VOLT(TM) STRAIGHT PLATE 8H/84MM | Trauma | EA
458968 | 10886982231093 | 5.0MM TI LOCKING SCREW 68MM- FOR IM NAILS | Trauma | EA
04535085 | 10886982327628 | 3.5MM VOLT(TM) 1/3 TUBULAR PL 5H/59MM | Trauma | EA
04227270S | 10886982124937 | 6.5MM TI HEADLESS COMPRESSION SCR/32MM THRD/70MM-STERILE | Trauma | EA
04045048 | 10886982292810 | LOCKING SCREW FOR IM NAIL Ø 5MM/ 48MM/ XL25 | Trauma | EA
04205065 | 10886982116390 | 5.0MM TI CANNULATED LOCKING SCREW 65MM | Trauma | EA
04124224 | 10886982110800 | 3.5MM TI LCP PROXIMAL TIBIA PL LOW BEND 16 HOLES/232MM/RIGHT | Trauma | EA
04211042 | 10886982119131 | 2.7MM TI VA LCKNG SCR SLF-TPNG WITH T8 STARDRIVE RECESS 42MM | Trauma | EA
02127150TS | 10886982307170 | 3.5MM VARIABLE ANGLE LOCKING SCREW/SLF-TPNG/STRDRV/50MM | Trauma | EA
280320 | 10886982175298 | DHS®/DCS® ONE-STEP LAG SCREW 12.7MM THREAD/120MM | Trauma | EA
280290 | 10886982175151 | DHS®/DCS® ONE-STEP LAG SCREW 12.7MM THREAD/90MM | Trauma | EA
04233438S | 10886982291165 | RFNA / 14MM / 380MM STANDARD BEND / STERILE | Trauma | EA
241454 | 10886982167279 | 3.5MM LCP® ANTEROLATERAL DISTAL TIBIA PL 19 HOLES/RIGHT | Trauma | EA
298805 | 20886982182545 | CERCLAGE BUTTON 4.5MM | Trauma | EA
03010022 | 10886982066985 | RADIOGRAPHIC RULER FOR TI CANNULATED HUMERAL NAILS | Trauma | EA
03133108S | 10886982277442 | 2.8MM DRILL BIT QC 200MM STER 110MM CALIBRATION | Trauma | EA
42231220TS | 10886982306708 | 5.0MM VAL SCREW/OPTILINK(TM) SLF-TPNG/STRDRV/20MM/STER | Trauma | EA
04424311TS | 10886982318831 | 2.4MM VOLT(TM) LOCKING SCREW 11MM T8 STERILE | Trauma | EA
04112009 | 10886982102386 | 3.5MM TI LCP SUP ANT CLAVICLE PL W/LAT EXTN 6H/LT/108MM | Trauma | EA
04527352 | 10886982323804 | 2.7MM VOLT(TM) LOCKING SCREW 52MM T8 | Trauma | EA
04015527S | 10886982088857 | 5.0MM TI DUAL CORE LCKNG SCREW T25 STRDRV 37MM F/IM NAIL-STE | Trauma | EA
391201 | 10886982198204 | CABLE TENSIONER | Trauma | EA
03045031S | 10886982292889 | CURETTE FOR XL25 / STERILE | Trauma | EA
02535354 | 10886982325570 | 3.5MM VOLT(TM) LOCKING SCREW 54MM T15 | Trauma | EA
206456 | 10886982147684 | 4.0MM CORTEX SCREW SELF-TAPPING 56MM | Trauma | EA
02226765S | 10886982060433 | 4.5MM HEADLESS COMPRESSION SCR/LONG THRD/65MM-STERILE | Trauma | EA
02127130 | 10886982043191 | 3.5MM VARIABLE ANGLE LOCKING SCREW/SLF-TPNG/STRDRV/30MM | Trauma | EA
408431 | 10886982209115 | 6.5MM TI CANNULATED SCREW 32MM THREAD 45MM | Trauma | EA
409725 | 10886982210104 | 7.3MM TI CANNULATED SCREW FULLY THREADED/125MM | Trauma | EA
02536037 | 10886982329110 | 3.5MM VOLT(TM) T-PLATE 3H HEAD/7H SHAFT/90MM | Trauma | EA
02227295 | 10886982061317 | 6.5MM HEADLESS COMPRESSION SCREW/32MM THREAD/95MM | Trauma | EA
04527119 | 10886982325112 | 2.7MM VOLT(TM) CORTEX SCREW 19MM T8 | Trauma | EA
04226328S | 10886982123077 | 2.4MM TI HDLSS COMPRESSION SCR 28MM/LONG THREAD-STERILE | Trauma | EA
04538003S | 10886982313744 | 3.5 VOLT(TM) PROX HUM PLATE 3H/93MM/STERILE | Trauma | EA
04233928S | 10886982288547 | RFNA / 9MM / 280MM STANDARD BEND / STERILE | Trauma | EA
02207085 | 10886982051868 | 7.3MM CANNULATED LOCKING SCREW 85MM | Trauma | EA
SD03043024 | 10886982353207 | METALLIC TNA INSERTION HANDLE | Trauma | EA
04226323 | 10886982122964 | 2.4MM TI HEADLESS COMPRESSION SCREW-LONG THREAD 23MM | Trauma | EA
02535056 | 10886982328397 | 3.5MM VOLT(TM) RECON PLATE 6H/70MM | Trauma | EA
04206216 | 10886982117489 | 3.5MM TI CRTX SCR/LOW PROF HD SELF-TAPPING/STARDRIVE/16MM | Trauma | EA
04227345 | 10886982125224 | 6.5MM TI HEADLESS COMPRESSION SCREW/32MM THREAD/145MM | Trauma | EA
20137697 | 10886982141972 | 2.0MM CORTEX SCREW SLF-TPNG WITH STARDRIVE RECESS 28MM | Trauma | EA
04172535 | 10886982304384 | 5.0MM TI BLUNTED POINT SCHANZ SCREW 35MM THRD/175MM | Trauma | EA
02420138 | 10886982314741 | 2.0MM VOLT(TM) CORTEX SCREW 38MM T6 | Trauma | EA
02420007S | 10886982335395 | 2.0MM VOLT(TM) STRAIGHT PLATE 7H/52MM/STERILE | Trauma | EA
208910 | 10886982150059 | 7.3MM CANNULATED SCREW 16MM THREAD/110MM | Trauma | EA
02108300 | 10886982029591 | PEDIATRIC LCP HIP PLATE 2.7MM/100°/2 HOLES | Trauma | EA
02420346TS | 10886982315434 | 2.0MM VOLT(TM) LOCKING SCREW 46MM T6 STERILE | Trauma | EA
02420122 | 10886982314581 | 2.0MM VOLT(TM) CORTEX SCREW 22MM T6 | Trauma | EA
02420109 | 10886982314345 | 2.0MM VOLT(TM) CORTEX SCREW 9MM T6 | Trauma | EA
03043036S | 10886982345752 | PROTECTION SLV F/NAILS/Ø8-13MM RIGID/LONG/STERILE | Trauma | EA
282642 | 10886982179029 | 145 DEG LCP® DHHS(TM) SIDEPLATE-STD BARREL 4 HOLES | Trauma | EA
400691 | 10886982203557 | 1.3MM TI CORTEX SCREW SELF-TAPPING 11MM | Trauma | EA
04420122TS | 10886982317155 | 2.0MM VOLT(TM) CORTEX SCREW 22MM T6 STERILE | Trauma | EA
03111601 | 10886982072474 | GUIDE BLOCK FOR 2 COLUMN PLATE 6 HOLE HEAD/LEFT | Trauma | EA
04527385S | 10886982324245 | 2.7MM VOLT(TM) LOCKING SCREW 85MM T8 STERILE | Trauma | EA
441683 | 10886982222268 | 2.4MM TI LCP® RADIAL HEAD RIM PLATE 3 HOLES-LEFT | Trauma | EA
407650 | 10886982208484 | 4.0MM TI CANNULATED SCREW SHORT THREAD/50MM | Trauma | EA
04112095 | 10886982103086 | 3.5MM TI LCP SUPERIOR CLAVICLE PLATE W/LAT EXTN/8H/LT/130MM | Trauma | EA
04420010S | 10886982330925 | 2.0MM VOLT(TM) STRAIGHT PLATE 10H/72MM/STERILE | Trauma | EA
206440 | 10886982147608 | 4.0MM CORTEX SCREW SELF-TAPPING 40MM | Trauma | EA
04233147S | 10886982290359 | RFNA / 11MM / 460MM PERIPROSTHETIC BEND / STERILE | Trauma | EA
208870 | 10886982149978 | 7.3MM CANNULATED SCREW 16MM THREAD/70MM | Trauma | EA
04015532S | 10886982088888 | 5.0MM TI DUAL CORE LCKNG SCREW T25 STRDRV 42MM F/IM NAIL-STE | Trauma | EA
04424358 | 10886982319388 | 2.4MM VOLT(TM) LOCKING SCREW 58MM T8 | Trauma | EA
04527113TS | 10886982332844 | 2.7MM VOLT(TM) CORTEX SCREW 13MM T8 STERILE | Trauma | EA
02118005 | 10886982037640 | 2.7/3.5MM VA-LCP MEDIAL DISTAL TIBIA PLATE/6 HOLES/LEFT | Trauma | EA
407654 | 10886982208507 | 4.0MM TI CANNULATED SCREW- SHORT THREAD 54MM | Trauma | EA
02420319TS | 10886982315151 | 2.0MM VOLT(TM) LOCKING SCREW 19MM T6 STERILE | Trauma | EA
02118544 | 10886982039507 | 2.7MM METAPHYSEAL SCR SLF-TPNG W/T8 STRDRV RECESS/44MM | Trauma | EA
04115451 | 10886982104984 | 2.4MM TI VA-LCP DRSL DSTL RAD L-PLATE -20°/3H HD/5H SHAFT | Trauma | EA
02112112 | 10886982033451 | 2.7MM/3.5MM LCP POSTLAT DISTAL FIBULA PLATE 6H/RIGHT/116MM | Trauma | EA
446482 | 10886982223685 | 1.5MM TI EXTENDED H-PLATE/ RIGHT | Trauma | EA
207085 | 10886982148001 | 4.0MM CANCELLOUS BONE SCREW PARTIALLY THREADED/85MM | Trauma | EA
412113S | 10886982210517 | 3.5MM TI LOCKING SCR SLF-TPNG W/STARDRIVE RECESS/34MM-STER | Trauma | EA
240041 | 10886982164537 | 4.5MM LCP PROXIMAL TIBIA PLATE 8 HOLES/154MM-LEFT | Trauma | EA
447032 | 10886982223760 | 2.0MM TI STRAIGHT PLATE 12 HOLES/71MM | Trauma | EA
02207525 | 10886982052247 | 7.3MM CANNULATED CONICAL SCREW PARTIALLY THREADED/125MM | Trauma | EA
280475S | 10886982175588 | DHS®/DCS® LAG SCREW 14.0MM THREAD/75MM-STERILE | Trauma | EA
04420311 | 10886982317544 | 2.0MM VOLT(TM) LOCKING SCREW 11MM T6 | Trauma | EA
20136097 | 10886982141859 | 2.0MM CORTEX SCREW SLF-TPNG WITH STARDRIVE RECESS 10MM | Trauma | EA
04535185S | 10886982327239 | 3.5MM VOLT(TM) CORTEX SCREW 85MM T15 STERILE | Trauma | EA
03110002 | 10886982071828 | TORQUE LIMITING ATTACHMENT 1.2NM | Trauma | EA
02112824 | 10886982279910 | 2.7MM VA LCP HOOK PLATE SHORT/ 15MM/ LEFT | Trauma | EA
02527007 | 10886982335425 | 2.7MM VOLT(TM) STRAIGHT PLATE 7H/74MM | Trauma | EA
242491 | 10886982168559 | LCP® DISTAL RADIUS PLATE-VOLAR LEFT/SHORT | Trauma | EA
04535083 | 10886982327543 | 3.5MM VOLT(TM) 1/3 TUBULAR PL 3H/35MM | Trauma | EA
439944 | 10886982219305 | 3.5MM TI LCP® PROXIMAL TIBIA PLATE 14 HOLES/211MM-RIGHT | Trauma | EA
447702 | 10886982224026 | 2.4/2.7MM TI LOCKING X-PLATE SMALL 24X18MM | Trauma | EA
449678 | 10886982224170 | 2.4MM TI LCP(TM) PLATE 8 HOLES/68MM | Trauma | EA
02527330 | 10886982333490 | 2.7MM VOLT(TM) LOCKING SCREW 30MM T8 | Trauma | EA
29111 | 20886982180169 | 1.5MM CERCLAGE WIRE WITH EYE 280MM | Trauma | EA
04045100S | 10886982294692 | LOCKING SCREW FOR IM NAIL Ø 5MM/ 100MM/ XL25/ STERILE | Trauma | EA
04535614 | 10886982320674 | 4.0MM VOLT(TM) CANC SCR 14MM PART THRD T15 | Trauma | EA
04424072S | 10886982337696 | 2.4MM VOLT(TM) Y-PLATE 10H/95MM/STERILE | Trauma | EA
202730 | 10886982144638 | 3.0MM CANNULATED SCREW LONG THREAD/30MM | Trauma | EA
08233001S | 10886982347572 | RFN-ADVANCED POLYMER INLAY STERILE | Trauma | EA
02420309 | 10886982314949 | 2.0MM VOLT(TM) LOCKING SCREW 9MM T6 | Trauma | EA
426622 | 10886982217240 | 4.5MM TI CURVED BROAD LCP® PLATE 12 HOLES/229MM | Trauma | EA
02420344 | 10886982315403 | 2.0MM VOLT(TM) LOCKING SCREW 44MM T6 | Trauma | EA
04003031S | 10886982081667 | 6.5MM TI RECON SCREW WITH T25 STARDRIVE 105MM-STERILE | Trauma | EA
04227290 | 10886982125002 | 6.5MM TI HEADLESS COMPRESSION SCREW/32MM THREAD/90MM | Trauma | EA
209960 | 10886982151384 | 7.3MM CANNULATED SCREW 32MM THREAD/160MM | Trauma | EA
40080996 | 10886982203687 | 1.5MM TI CORTEX SCREW SELF-TAPPING 9MM | Trauma | EA
406012 | 10886982207470 | 4.0MM TI CANCELLOUS BONE SCREW FULLY THREADED/12MM | Trauma | EA
04527342 | 10886982323705 | 2.7MM VOLT(TM) LOCKING SCREW 42MM T8 | Trauma | EA
04111531 | 10886982101600 | 2.4MM TI VA-LCP 2-COL DSTL RAD PL NRW 6H HD/3H SHAFT/LT | Trauma | EA
04025556S | 10886982090805 | 5.0MM TI ANGULAR STABLE LCKNG SCR T25 66MM F/IM NAILS-STER | Trauma | EA
04170525 | 10886982304322 | 5.0MM TI SELF-DRILLING SCHANZ SCREW 25MM THRD/175MM | Trauma | EA
04535062 | 10886982328120 | 3.5MM VOLT(TM) RECON PLATE 12H/142MM | Trauma | EA
214940 | 10886982154996 | 4.5MM CORTEX SCREW SELF-TAPPING 140MM | Trauma | EA
03120069 | 10886982074515 | TOMOFIX GUIDING BLOCK FOR MEDIAL DISTAL FEMUR PLATE-LT | Trauma | EA
02535845TS | 10886982320490 | 4.0MM VOLT(TM) CANC SCR 45MM FULL THRD T15 STERILE | Trauma | EA
401784 | 10886982204783 | 2.4MM TI CORTEX SCREW SLF-TPNG WITH T8 STARDRIVE RECESS-34MM | Trauma | EA
02112820 | 10886982279897 | 2.7MM VA LCP HOOK PLATE SHORT/ 9MM/ LEFT | Trauma | EA
04424132TS | 10886982318459 | 2.4MM VOLT(TM) CORTEX SCREW 32MM T8 STERILE | Trauma | EA
249615 | 10886982171184 | 2.4MM LCP(TM) T-PLATE 3 HOLES HEAD/7 HOLES SHAFT | Trauma | EA
02420136TS | 10886982314734 | 2.0MM VOLT(TM) CORTEX SCREW 36MM T6 STERILE | Trauma | EA
02118414 | 10886982039064 | 2.7MM VA-LCP LATERAL DISTAL FIBULA PLATE/13 HOLES/RIGHT | Trauma | EA
04227305 | 10886982125064 | 6.5MM TI HEADLESS COMPRESSION SCREW/32MM THREAD/105MM | Trauma | EA
04535330 | 10886982326539 | 3.5MM VOLT(TM) LOCKING SCREW 30MM T15 | Trauma | EA
02204058 | 10886982049537 | 4.0MM LOCKING SCREW SLF-TPNG WITH T25 STARDRIVE RECESS 58MM | Trauma | EA
211815 | 10886982151537 | 2.4MM CANNULATED SCREW LONG THREAD 15MM | Trauma | EA
458938S | 10886982230843 | 5.0MM TI LOCKING SCREW 38MM- FOR IM NAILS-STERILE | Trauma | EA
206442 | 10886982147615 | 4.0MM CORTEX SCREW SELF-TAPPING 42MM | Trauma | EA
02112013 | 10886982032690 | 3.5MM LCP SUP ANT CLAVICLE PL W/LAT EXTN 5H/LT/94MM | Trauma | EA
02127158 | 10886982043337 | 3.5MM VARIABLE ANGLE LOCKING SCREW/SLF-TPNG/STRDRV/58MM | Trauma | EA
04005618 | 10886982086501 | 6.0MM TI LOCKING SCREW W/T25 STARDRIVE 28MM FOR IM NAILS | Trauma | EA
209435 | 10886982150516 | 7.0MM CANNULATED SCREW FULLY THREADED/35MM | Trauma | EA
402216 | 10886982205773 | 2.7MM TI LOCKING SCR SLF-TPNG WITH T8 STARDRIVE RECESS-16MM | Trauma | EA
04206046 | 10886982116963 | 3.5MM TI CRTX SCR/LOW PROF HD SELF-TAPPING/HEXDRIVE/46MM | Trauma | EA
02231014 | 10886982061850 | 5.0MM PERIPROSTHETIC VA LCKNG SCREW/SLF-TPNG/STRDRV/14MM | Trauma | EA
29240 | 10886982180544 | 2.0MM SPADE-POINT WIRE 350MM | Trauma | EA
SD390000 | 10886982347459 | 2.8MM GUIDE WIRE DRIVER WITH AO QC | Trauma | EA
206085 | 10886982147431 | 4.0MM CANCELLOUS BONE SCREW FULLY THREADED/85MM | Trauma | EA
04527346TS | 10886982323750 | 2.7MM VOLT(TM) LOCKING SCREW 46MM T8 STERILE | Trauma | EA
04233032S | 10886982289124 | RFNA / 10MM / 320MM STANDARD BEND / STERILE | Trauma | EA
211849 | 10886982151728 | 2.4MM CANNULATED SCREW SHORT THREAD 30MM | Trauma | EA
02100016 | 10886982028273 | 3.5MM PUBIC SYMPHYSIS PLATE 6 HOLES INCL 2 DCP(TM) HOLES | Trauma | EA
04226330S | 10886982123114 | 2.4MM TI HDLSS COMPRESSION SCR 30MM/LONG THREAD-STERILE | Trauma | EA
214028 | 10886982153463 | 4.5MM CORTEX SCREW 28MM | Trauma | EA
216065 | 10886982155245 | 6.5MM CANCELLOUS BONE SCREW 16MM THREAD/65MM | Trauma | EA
04045518 | 10886982293886 | LOW PROF LCKNG SCREW F/IM NAIL Ø 4.0MM / L 18MM / XL25 | Trauma | EA
04226630 | 10886982123329 | 4.5MM TI HEADLESS COMPRESSION SCREW/SHORT THREAD/30MM | Trauma | EA
02118402 | 10886982038821 | 2.7MM VA-LCP LATERAL DISTAL FIBULA PLATE/4 HOLES/RIGHT | Trauma | EA
236502 | 10886982160652 | 3.5MM LCP OLECRANON PLATE 2 HOLES/RIGHT/86MM | Trauma | EA
02100111 | 10886982028464 | 3.5MM LOCKING LOW PROFILE RECON PLATE 11 HOLES | Trauma | EA
04045254TS | 10886982301819 | LOCKING SCREW FOR IM NAIL Ø 4MM/ 54MM/ XL25/ STERILE | Trauma | EA
04424002 | 10886982334305 | 2.4MM VOLT(TM) COMP STRGHT PL 6H/44MM | Trauma | EA
02108420 | 10886982030092 | PEDIATRIC LCP CONDYLAR PLATE 5.0MM/90°/3 HOLES | Trauma | EA
03311878 | 10886982079305 | CARBON FIBER 5/8 RING 180MM DIAMETER | Trauma | EA
281081 | 10886982176561 | 130 DEG DHS® PLATE-STANDARD BARREL 8 HOLES/142MM | Trauma | EA
04420109 | 10886982316905 | 2.0MM VOLT(TM) CORTEX SCREW 9MM T6 | Trauma | EA
02424307TS | 10886982316196 | 2.4MM VOLT(TM) LOCKING SCREW 7MM T8 STERILE | Trauma | EA
408409 | 10886982208910 | 6.5MM TI CANNULATED SCREW 16MM THREAD 70MM | Trauma | EA
241267 | 10886982166296 | 3.5MM LCP® POSTEROLATERAL DISTAL HUMERUS PLATE 7H-LEFT | Trauma | EA
202824 | 10886982144782 | 2.7MM CORTEX SCREW SELF-TAPPING 24MM | Trauma | EA
02240236 | 10886982063854 | 3.7MM CANNULATED CONICAL SCREW 25MM THREAD/36MM | Trauma | EA
04527026 | 10886982335128 | 2.7MM VOLT(TM) ADAPTION PLATE 6H/42MM | Trauma | EA
241627 | 10886982167446 | LOCKING CALCANEAL PLATE EXTRA LONG-LEFT | Trauma | EA
242124 | 10886982168146 | 4.5MM LCP® PROXIMAL FEMUR HOOK PLATE 10 HOLES/277MM | Trauma | EA
04527068 | 10886982337931 | 2.7MM VOLT(TM) HOOK PLATE 10H/98MM | Trauma | EA
04535320TS | 10886982326447 | 3.5MM VOLT(TM) LOCKING SCREW 20MM T15 STERILE | Trauma | EA
02211412 | 10886982055026 | 2.7MM VA-LCKING ANTEROLATERAL CALCANEAL PL LONG 56MM RIGHT | Trauma | EA
24623 | 10886982170538 | 1.5MM T-PLATE 3 HOLES HEAD/ 9 HOLES SHAFT/50MM | Trauma | EA
04112123 | 10886982103406 | 2.7MM/3.5MM TI LCP POSTLAT DSTL FIBULA PL 11H/LEFT/181MM | Trauma | EA
02100014 | 10886982028266 | 3.5MM PUBIC SYMPHYSIS PLATE 4 HOLES INCL 2 DCP(TM) HOLES | Trauma | EA
04424320 | 10886982319005 | 2.4MM VOLT(TM) LOCKING SCREW 20MM T8 | Trauma | EA
02527108 | 10886982322067 | 2.7MM VOLT(TM) CORTEX SCREW 8MM T8 | Trauma | EA
03312380 | 10886982260871 | MAXFRAME(TM) BRIDGING PLATE FOR 5/8 RING 180MM/ALUMINUM | Trauma | EA
04226118 | 10886982121943 | 3.0MM TI HEADLESS COMPRESSION SCREW-LONG THREAD 18MM | Trauma | EA
04005542S | 10886982086112 | 5.0MM TI LOCKING SCREW W/T25 STARDRIVE 52MM F/IM NAIL-STER | Trauma | EA
282654 | 10886982179210 | 150 DEG LCP® DHHS(TM) SIDEPLATE-STD BARREL 6 HOLES | Trauma | EA
214125 | 10886982153791 | 4.5MM CORTEX SCREW 125MM | Trauma | EA
214720 | 10886982154316 | 4.5MM CANNULATED SCREW FULLY THREADED/20MM | Trauma | EA
208095 | 10886982148964 | 7.0MM CANNULATED SCREW 16MM THREAD/95MM | Trauma | EA
04045226 | 10886982293510 | LOCKING SCREW FOR IM NAIL Ø 4MM/ 26MM/ XL25 | Trauma | EA
02240050 | 10886982063595 | 3.7MM CANNULATED LOCKING SCREW 50MM | Trauma | EA
03312818 | 10886982261090 | MAXFRAME(TM) STANDARD STRUT/LONG | Trauma | EA
04424348 | 10886982319289 | 2.4MM VOLT(TM) LOCKING SCREW 48MM T8 | Trauma | EA
04210158 | 10886982118813 | 2.4MM TI VA LCKNG SCR SLF-TPNG WITH STARDRIVE RECESS 58MM | Trauma | EA
02424114TS | 10886982315656 | 2.4MM VOLT(TM) CORTEX SCREW 14MM T8 STERILE | Trauma | EA
02535158TS | 10886982345936 | 3.5MM VOLT(TM) CORTEX SCREW 58MM T15 STER | Trauma | EA
02112136 | 10886982033857 | 2.7MM/3.5MM LCP LATERAL DISTAL FIBULA PLATE 3H/RIGHT/73MM | Trauma | EA
214020 | 10886982153425 | 4.5MM CORTEX SCREW 20MM | Trauma | EA
408473 | 10886982209498 | 6.5MM TI CANNULATED SCREW FULLY THREADED 85MM | Trauma | EA
04206052 | 10886982117021 | 3.5MM TI CRTX SCR/LOW PROF HD SELF-TAPPING/HEXDRIVE/52MM | Trauma | EA
02207625 | 10886982052544 | 7.3MM CANNULATED SCFE SCREW 20MM THREAD/80MM | Trauma | EA
201879 | 10886982143143 | 2.0MM LOCKING SCREW SLF-TPNG WITH STARDRIVE RECESS 9MM | Trauma | EA
280710S | 10886982176141 | DHS/DCS ONE-STEP LAG SCREW 14MM DIA. THREAD/110MM-STERILE | Trauma | EA
04535314 | 10886982326379 | 3.5MM VOLT(TM) LOCKING SCREW 14MM T15 | Trauma | EA
212225 | 10886982152329 | 5.0MM LOCKING SCREW SLF-TPNG WITH T25 STARDRIVE RECESS 80MM | Trauma | EA
404816 | 10886982207302 | 3.5MM TI CORTEX SCREW SELF-TAPPING 16MM | Trauma | EA
201624 | 10886982142108 | 2.4MM CORTEX SCREW SELF-TAPPING/24MM | Trauma | EA
409710 | 10886982210074 | 7.3MM TI CANNULATED SCREW FULLY THREADED/110MM | Trauma | EA
221335 | 10886982156365 | 1.3MM Y-PLATE 3 HOLES HEAD/ 8 HOLES SHAFT | Trauma | EA
281503 | 10886982177469 | 130 DEG DHS® PLATE-SHORT BARREL 3 HOLES/62MM | Trauma | EA
04424348TS | 10886982319296 | 2.4MM VOLT(TM) LOCKING SCREW 48MM T8 STERILE | Trauma | EA
04535620 | 10886982320735 | 4.0MM VOLT(TM) CANC SCR 20MM PART THRD T15 | Trauma | EA
04117704 | 10886982106803 | 2.7MM/3.5MM TI VA-LCP EXT MEDL DHP 4H/LT/111MM-LONG | Trauma | EA
04538512S | 10886982344847 | 3.5 VOLT(TM) PROX HUM PLATE LONG/12H/268MM/STERILE | Trauma | EA
02424007 | 10886982335401 | 2.4MM VOLT(TM) STRAIGHT PLATE 7H/69MM | Trauma | EA
04226138 | 10886982122261 | 3.0MM TI HEADLESS COMPRESSION SCREW-LONG THREAD 38MM | Trauma | EA
391104 | 10886982198129 | LARGE CABLE PASSER-CURVED | Trauma | EA
202244 | 10886982144133 | 2.7MM LOCKING SCREW SLF-TPNG WITH T8 STARDRIVE RECESS 44MM | Trauma | EA
04226734S | 10886982123879 | 4.5MM TI HEADLESS COMPRESSION SCR/LONG THRD/34MM-STERILE | Trauma | EA
423621 | 10886982216403 | 3.5MM TI LCP® PLATE 12 HOLES 163MM | Trauma | EA
02424113TS | 10886982315632 | 2.4MM VOLT(TM) CORTEX SCREW 13MM T8 STERILE | Trauma | EA
02207125 | 10886982051943 | 7.3MM CANNULATED LOCKING SCREW 125MM | Trauma | EA
04005550 | 10886982086181 | 5.0MM TI LOCKING SCREW W/T25 STARDRIVE 60MM FOR IM NAILS | Trauma | EA
414900 | 10886982213921 | 4.5MM TI CORTEX SCREW SELF-TAPPING 100MM | Trauma | EA
02535054S | 10886982328335 | 3.5MM VOLT(TM) RECON PLATE 4H/46MM/STERILE | Trauma | EA
408439 | 10886982209191 | 6.5MM TI CANNULATED SCREW 32MM THREAD 85MM | Trauma | EA
02535088S | 10886982327758 | 3.5MM VOLT(TM) 1/3 TUBULAR PL 8H/95MM/STERILE | Trauma | EA
04424338 | 10886982319180 | 2.4MM VOLT(TM) LOCKING SCREW 38MM T8 | Trauma | EA
04130306 | 10886982113245 | 2.0MM TI VA-LCKNG SCR SLF-TPNG WITH T6 STARDRIVE RECESS 6MM | Trauma | EA
04031030S | 10886982094117 | 5.0MM TI RECON SCREW W/T25 STARDRIVE 100MM-STERILE | Trauma | EA
04535062S | 10886982328144 | 3.5MM VOLT(TM) RECON PLATE 12H/142MM/STERILE | Trauma | EA
02535655TS | 10886982320063 | 4.0MM VOLT(TM) CANC SCR 55MM PART THRD T15 STERILE | Trauma | EA
401768TS | 10886982262820 | 2.4MM TI CORTEX SCREW SLF-TPNG WITH T8 STARDRIVE 18MM STERIL | Trauma | EA
04527002 | 10886982334947 | 2.7MM VOLT(TM) COMP STRGHT PL 6H/48MM | Trauma | EA
04168515S | 10886982274656 | ANTIROTATION SCREW FOR FEMORAL NECK SYS 115MM LENGTH - STER | Trauma | EA
04045250S | 10886982295200 | LOCKING SCREW FOR IM NAIL Ø 4MM/ 50MM/ XL25/ STERILE | Trauma | EA
04233434S | 10886982291141 | RFNA / 14MM / 340MM STANDARD BEND / STERILE | Trauma | EA
204070 | 10886982145666 | 3.5MM CORTEX SCREW 70MM | Trauma | EA
200533 | 10886982141330 | 1.0MM CORTEX SCREW SELF-TAPPING 13MM | Trauma | EA
04112091 | 10886982103000 | 3.5MM TI LCP SUPERIOR CLAVICLE PLATE W/LAT EXTN/6H/LT/105MM | Trauma | EA
391107 | 10886982198150 | LARGE CABLE PASSER | Trauma | EA
03164030 | 10886982311238 | TEMPORARY FIXATION WIRE Ø2.5MM LENGTH 150MM | Trauma | EA
04227330S | 10886982125170 | 6.5MM TI HEADLESS COMPRESSION SCR/32MM THRD/130MM-STERILE | Trauma | EA
275940 | 10886982174819 | 4.0MM SS ELASTIC NAIL 440MM | Trauma | EA
423416 | 10886982216038 | 3.5MM TI LCP® METAPHYSEAL PLATE 16 HOLES | Trauma | EA
02211243 | 10886982054364 | 2.4/2.7MM VA-LCP FIRST MTP FUSION PL/LRG/5 DEG/LEFT | Trauma | EA
02130211 | 10886982044655 | 1.5MM VA-LCKNG SCREW SLF-TPNG WITH T4 STARDRIVE RECESS 11MM | Trauma | EA
04424190S | 10886982319562 | 2.4MM VOLT(TM) CORTEX SCREW 90MM T8 STERILE | Trauma | EA
239968 | 10886982163752 | 3.5MM LCP® MEDIAL PROXIMAL TIBIA PLATE 18H/RIGHT 275MM | Trauma | EA
04206222 | 10886982117540 | 3.5MM TI CRTX SCR/LOW PROF HD SELF-TAPPING/STARDRIVE/22MM | Trauma | EA
04124418 | 10886982111081 | 4.5MM TI VA-LCP CRVD CONDYLAR PLATE/18 HOLE/370MM/RIGHT | Trauma | EA
02130150 | 10886982044389 | 1.3MM LOCKING STRAIGHT PLATE 6 HOLES | Trauma | EA
02127128 | 10886982043184 | 3.5MM VARIABLE ANGLE LOCKING SCREW/SLF-TPNG/STRDRV/28MM | Trauma | EA
02118202 | 10886982038302 | 2.7/3.5MM VA-LCP ANTEROLATERAL DISTAL TIBIA PL/4 HOLES/RIGHT | Trauma | EA
04420068S | 10886982337412 | 2.0MM VOLT(TM) HOOK PLATE 10H/76MM/STERILE | Trauma | EA
401756 | 10886982204608 | 2.4MM TI CORTEX SCREW SLF-TPNG WITH T8 STARDRIVE RECESS 6MM | Trauma | EA
04045262TS | 10886982301857 | LOCKING SCREW FOR IM NAIL Ø 4MM/ 62MM/ XL25/ STERILE | Trauma | EA
02424365 | 10886982339416 | 2.4MM VOLT(TM) LOCKING SCREW 65MM T8 | Trauma | EA
447366 | 10886982223944 | 2.4MM TI LCP(TM) ADAPTION PL 12 HOLES/88MM | Trauma | EA
04206026 | 10886982116741 | 3.5MM TI CRTX SCR/LOW PROF HD SELF-TAPPING/HEXDRIVE/26MM | Trauma | EA
04535006 | 10886982328885 | 3.5MM VOLT(TM) STRAIGHT PLATE 6H/85MM | Trauma | EA
412128 | 10886982210777 | 3.5MM TI LOCKING SCR SLF-TPNG WITH STARDRIVE RECESS 80MM | Trauma | EA
04150435S | 10886982307842 | 4.0MM TI SELF-DRILLING SCHANZ SCREW 35MM THRD/150MM/STERILE | Trauma | EA
04252670 | 10886982304629 | 6.0MM TI BLUNTED POINT SCHANZ SCREW 70MM THRD/250MM | Trauma | EA
04025575S | 10886982090881 | 5.0MM TI ANGULAR STABLE LCKNG SCR T25 85MM F/IM NAILS-STER | Trauma | EA
04124414 | 10886982111005 | 4.5MM TI VA-LCP CRVD CONDYLAR PLATE/14 HOLE/301MM/RIGHT | Trauma | EA
04226240 | 10886982122827 | 2.4MM TI HEADLESS COMPRESSION SCREW-SHORT THREAD 40MM | Trauma | EA
245181 | 10886982169778 | 3.5MM LCP RECONSTRUCTION PLATE 18 HOLES/252MM | Trauma | EA
02240218 | 10886982063762 | 3.7MM CANNULATED CONICAL SCREW 8MM THREAD/18MM | Trauma | EA
02231295S | 10886982062277 | 5.0MM VA LOCKING SCREW SLF-TPNG/STRDRV/95MM-STER | Trauma | EA
02200014 | 10886982047809 | 3.5MM STARDRIVE CORTEX SCREW SELF-TAPPING 14MM | Trauma | EA
02535638 | 10886982321558 | 4.0MM VOLT(TM) CANC SCR 38MM PART THRD T15 | Trauma | EA
208471 | 10886982149725 | 6.5MM CANNULATED SCREW FULLY THREADED 75MM | Trauma | EA
02226124 | 10886982058348 | 3.0MM HEADLESS COMPRESSION SCREW-LONG THREAD 24MM | Trauma | EA
02527119 | 10886982322456 | 2.7MM VOLT(TM) CORTEX SCREW 19MM T8 | Trauma | EA
04424330 | 10886982319104 | 2.4MM VOLT(TM) LOCKING SCREW 30MM T8 | Trauma | EA
02535358 | 10886982325617 | 3.5MM VOLT(TM) LOCKING SCREW 58MM T15 | Trauma | EA
04045040S | 10886982294425 | LOCKING SCREW FOR IM NAIL Ø 5MM/ 40MM/ XL25/ STERILE | Trauma | EA
42231230 | 10886982259370 | 5.0MM VAL SCREW/OPTILINK(TM) SLF-TPNG/STRDRV/30MM | Trauma | EA
02424109TS | 10886982315557 | 2.4MM VOLT(TM) CORTEX SCREW 9MM T8 STERILE | Trauma | EA
02205040 | 10886982049704 | 5.0MM CANNULATED LOCKING SCREW 40MM | Trauma | EA
04527059S | 10886982336842 | 2.7MM VOLT(TM) TINE PLATE 10H/98MM/STERILE | Trauma | EA
02536014 | 10886982327871 | 3.5MM VOLT(TM) METAPHYSEAL PL 14H/L182MM | Trauma | EA
04233231S | 10886982290410 | RFNA / 12MM / 300MM PERIPROSTHETIC BEND / STERILE | Trauma | EA
407016 | 10886982208064 | 4.0MM TI CANCELLOUS BONE SCREW PARTIALLY THREADED/16MM | Trauma | EA
02535850 | 10886982320506 | 4.0MM VOLT(TM) CANC SCR 50MM FULL THRD T15 | Trauma | EA
208435 | 10886982149404 | 6.5MM CANNULATED SCREW 32MM THREAD 65MM | Trauma | EA
245221 | 10886982169860 | 3.5MM LCP RECONSTRUCTION PLATE 22 HOLES/308MM | Trauma | EA
207642 | 10886982148254 | 4.0MM CANNULATED SCREW SHORT THREAD/42MM | Trauma | EA
04535059S | 10886982328540 | 3.5MM VOLT(TM) RECON PLATE 9H/106MM/STERILE | Trauma | EA
412120 | 10886982210647 | 3.5MM TI LOCKING SCR SLF-TPNG WITH STARDRIVE RECESS 48MM | Trauma | EA
494784 | 10886982236678 | 5.0MM TI SELF-DRILLING SCHANZ SCREW 60MM THRD/150MM | Trauma | EA
02240214 | 10886982063748 | 3.7MM CANNULATED CONICAL SCREW 8MM THREAD/14MM | Trauma | EA
202026 | 10886982143488 | 2.7MM CORTEX SCREW 26MM | Trauma | EA
02420068 | 10886982337351 | 2.0MM VOLT(TM) HOOK PLATE 10H/76MM | Trauma | EA
03118010S | 10886982073402 | 2.8MM COMPRESSION WIRE 10MM THREAD/200MM LENGTH-STER | Trauma | EA
04045274S | 10886982294876 | LOCKING SCREW FOR IM NAIL Ø 4MM/ 74MM/ XL25/ STERILE | Trauma | EA
04046670S | 10886982301963 | RECON SCREW FOR IM NAIL Ø 6.5MM/ 70MM/ XL40/ STERILE | Trauma | EA
447031 | 10886982223753 | 2.0MM TI STRAIGHT PLATE 6 HOLES/35MM | Trauma | EA
408865 | 10886982209719 | 7.3MM TI CANNULATED SCREW 16MM THREAD/65MM | Trauma | EA
04045252TS | 10886982301802 | LOCKING SCREW FOR IM NAIL Ø 4MM/ 52MM/ XL25/ STERILE | Trauma | EA
408460 | 10886982209368 | 6.5MM TI CANNULATED SCREW FULLY THREADED 20MM | Trauma | EA
02127116 | 10886982043122 | 3.5MM VARIABLE ANGLE LOCKING SCREW/SLF-TPNG/STRDRV/16MM | Trauma | EA
02214018 | 10886982055347 | 1.5MM LOCKING SCREW SLF-TPNG WITH T4 STARDRIVE RECESS 18MM | Trauma | EA
298837S | 10886982182555 | 3.5MM CERCLAGE POSITIONING PIN STERILE | Trauma | EA
04424307TS | 10886982318756 | 2.4MM VOLT(TM) LOCKING SCREW 7MM T8 STERILE | Trauma | EA
04031031 | 10886982094124 | 5.0MM TI RECON SCREW W/T25 STARDRIVE 105MM | Trauma | EA
440037 | 10886982220042 | 4.5MM TI LCP® PROXIMAL TIBIA PLATE 4 HOLES/82MM-LEFT | Trauma | EA
42207 | 10886982214966 | TI SEMI-TUBULAR PLATE 7 HOLES 119MM | Trauma | EA
212830 | 10886982152923 | 2.4MM LOCKING SCREW SLF-TPNG WITH STARDRIVE RECESS 30MM | Trauma | EA
04226120 | 10886982121981 | 3.0MM TI HEADLESS COMPRESSION SCREW-LONG THREAD 20MM | Trauma | EA
23724 | 10886982161154 | 95 DEG CONDYLAR PLATE 12 HOLES/70MM/204MM | Trauma | EA
03312000 | 10886982260949 | MAXFRAME(TM) SOFTWARE | Trauma | EA
209860 | 10886982151179 | 7.3MM CANNULATED SCREW 32MM THREAD/60MM | Trauma | EA
03424186 | 10886982336262 | 2.4 VOLT(TM) CRTX/LCKNG DRILL GUIDE FOR 1.8MM DRILL BITS | Trauma | EA
02227245 | 10886982061119 | 6.5MM HEADLESS COMPRESSION SCREW/32MM THREAD/45MM | Trauma | EA
SD329011 | 10886982350428 | TENS BENDING EXTRACTOR | Trauma | EA
04005432 | 10886982085443 | 4.0MM TI LOCKING SCREW W/T25 STARDRIVE 42MM FOR IM NAILS | Trauma | EA
219953S | 10886982156242 | SPHERICAL WASHER/LRG ROUND FOR 6.5/7.3MM CANN SCREW-STER | Trauma | EA
04200060 | 10886982115874 | 3.5MM TI STARDRIVE CORTEX SCREW SELF-TAPPING 60MM | Trauma | EA
04424385S | 10886982319630 | 2.4MM VOLT(TM) LOCKING SCREW 85MM T8 STERILE | Trauma | EA
SD312202 | 10886982348333 | 1.1MM PARALLEL WIRE GUIDE | Trauma | EA
04031035S | 10886982094216 | 5.0MM TI RECON SCREW W/T25 STARDRIVE 125MM-STERILE | Trauma | EA
03111016 | 10886982072153 | JOINT PREP/CHISEL/STRAIGHT BROAD/15MM WIDE | Trauma | EA
202820 | 10886982144768 | 2.7MM CORTEX SCREW SELF-TAPPING 20MM | Trauma | EA
209745S | 10886982150998 | 7.3MM CANNULATED SCREW FULLY THREADED/145MM-STERILE | Trauma | EA
441275 | 10886982221537 | 3.5MM TI LCP® POSTLAT DISTAL HUMERUS PL-LAT SUPPORT 5H-LT | Trauma | EA
408945 | 10886982209870 | 7.3MM TI CANNULATED SCREW 16MM THREAD/145MM | Trauma | EA
04112020 | 10886982102522 | 3.5MM TI LCP SUP ANT CLAVICLE PL W/LAT EXTN 8H/RT/135MM | Trauma | EA
02130118 | 10886982044372 | 1.3MM LOCKING SCREW SLF-TPNG WITH T4 STARDRIVE RECESS 18MM | Trauma | EA
216070 | 10886982155252 | 6.5MM CANCELLOUS BONE SCREW 16MM THREAD/70MM | Trauma | EA
04527314TS | 10886982323378 | 2.7MM VOLT(TM) LOCKING SCREW 14MM T8 STERILE | Trauma | EA
239956 | 10886982163516 | 3.5MM LCP® MEDIAL PROXIMAL TIBIA PLATE 6H/RIGHT 119MM | Trauma | EA
04420128TS | 10886982317216 | 2.0MM VOLT(TM) CORTEX SCREW 28MM T6 STERILE | Trauma | EA
02527180 | 10886982333353 | 2.7MM VOLT(TM) CORTEX SCREW 80MM T8 | Trauma | EA
208478 | 10886982149794 | 6.5MM CANNULATED SCREW FULLY THREADED 110MM | Trauma | EA
412431 | 10886982211521 | 3.5MM TI CONICAL SCREW SLF-TPNG PARTIALLY THRDD 95MM | Trauma | EA
02420138TS | 10886982314758 | 2.0MM VOLT(TM) CORTEX SCREW 38MM T6 STERILE | Trauma | EA
214724 | 10886982154330 | 4.5MM CANNULATED SCREW FULLY THREADED/24MM | Trauma | EA
02424033 | 10886982336866 | 2.4MM VOLT(TM) ADPTN COMBI PL 12H/107MM | Trauma | EA
40183496 | 10886982205179 | 2.0MM TI CORTEX SCREW SELF-TAPPING 34MM | Trauma | EA
60012301 | 10886982346803 | TRAY FOR LCP PLATES | Trauma | EA
400696 | 10886982203595 | 1.3MM TI CORTEX SCREW SELF-TAPPING 16MM | Trauma | EA
04124411 | 10886982110947 | 4.5MM TI VA-LCP CRVD CONDYLAR PLATE/10 HOLE/230MM/LEFT | Trauma | EA
02104014 | 10886982029089 | 3.5MM LCP EXTRA-ARTICLR DISTAL HUMERUS PL 14H/RT 302MM LONG | Trauma | EA
03118030S | 10886982073488 | 2.8MM COMPRESSION WIRE 30MM THREAD/200MM LENGTH-STER | Trauma | EA
03010020 | 10886982066961 | RADIOGRAPHIC RULER FOR TI CANNULATED FEMORAL NAILS | Trauma | EA
280705S | 10886982176127 | DHS®/DCS® ONE-STEP LAG SCREW 14MM DIA. THREAD/105M-STERILE | Trauma | EA
402824 | 10886982206565 | 2.7MM TI CORTEX SCREW SELF-TAPPING 24MM | Trauma | EA
04535680 | 10886982320971 | 4.0MM VOLT(TM) CANC SCR 80MM PART THRD T15 | Trauma | EA
04535352 | 10886982326751 | 3.5MM VOLT(TM) LOCKING SCREW 52MM T15 | Trauma | EA
04535865 | 10886982321411 | 4.0MM VOLT(TM) CANC SCR 65MM FULL THRD T15 | Trauma | EA
02100363 | 10886982028921 | 3.5MM LOCKING LOW PROFILE RECON J-PLATE 12 HOLES LEFT | Trauma | EA
02170635 | 10886982303837 | 6.0MM SELF-DRILLING SCHANZ SCREW 35MM THRD/175MM | Trauma | EA
02210118TS | 10886982262707 | 2.4MM VA LOCKING SCREW STARDRIVE 18MM STERILE | Trauma | EA
02100206 | 10886982028570 | 3.5MM WIDE ANGLE LOW PROFILE RECON PLATE 6 HOLES | Trauma | EA
02130215 | 10886982044693 | 1.5MM VA-LCKNG SCREW SLF-TPNG WITH T4 STARDRIVE RECESS 15MM | Trauma | EA
208450 | 10886982149558 | 6.5MM CANNULATED SCREW 32MM THREAD 140MM | Trauma | EA
247615 | 10886982170927 | 2.0MM LCP(TM) T-PLATE 3 HOLES HEAD 7 HOLES SHAFT | Trauma | EA
02230120 | 10886982061775 | 1.5MM HEADLESS COMPRESSION SCREW 20MM | Trauma | EA
04206022 | 10886982116703 | 3.5MM TI CRTX SCR/LOW PROF HD SELF-TAPPING/HEXDRIVE/22MM | Trauma | EA
04005634S | 10886982086679 | 6.0MM TI LOCKING SCREW W/T25 STARDRIVE 44MM F/IM NAIL-STER | Trauma | EA
04045268S | 10886982294845 | LOCKING SCREW FOR IM NAIL Ø 4MM/ 68MM/ XL25/ STERILE | Trauma | EA
02222146 | 10886982056047 | 5.0MM VA LOCKING SCREW SLF-TPNG W/T25 STARDRIVE/46MM | Trauma | EA
04527132TS | 10886982332974 | 2.7MM VOLT(TM) CORTEX SCREW 32MM T8 STERILE | Trauma | EA
229381 | 10886982159540 | 4.5MM LCP(TM) STRAIGHT RECON PLATE 8 HOLES/151MM | Trauma | EA
02226695 | 10886982060044 | 4.5MM HEADLESS COMPRESSION SCREW/SHORT THREAD/95MM | Trauma | EA
214848 | 10886982154736 | 4.5MM CORTEX SCREW SELF-TAPPING 48MM | Trauma | EA
04424315 | 10886982318909 | 2.4MM VOLT(TM) LOCKING SCREW 15MM T8 | Trauma | EA
02527342TS | 10886982333544 | 2.7MM VOLT(TM) LOCKING SCREW 42MM T8 STERILE | Trauma | EA
02420306 | 10886982314888 | 2.0MM VOLT(TM) LOCKING SCREW 6MM T6 | Trauma | EA
04226626 | 10886982123282 | 4.5MM TI HEADLESS COMPRESSION SCREW/SHORT THREAD/26MM | Trauma | EA
04168480S | 10886982274588 | ANTIROTATION SCREW FOR FEMORAL NECK SYS 80MM LENGTH - STERIL | Trauma | EA
04228517 | 10886982263223 | 2.0MM TI QUICK INSERTION SCREW 17MM | Trauma | EA
439956 | 10886982219428 | 3.5MM TI LCP® MEDIAL PROXIMAL TIBIA PLATE 6H/RIGHT 119MM | Trauma | EA
04233432S | 10886982291134 | RFNA / 14MM / 320MM STANDARD BEND / STERILE | Trauma | EA
04124225 | 10886982110824 | 3.5MM TI LCP PROXIMAL TIBIA PL LOW BEND 16 HOLES/232MM/LEFT | Trauma | EA
202724 | 10886982144577 | 3.0MM CANNULATED SCREW LONG THREAD/24MM | Trauma | EA
206446 | 10886982147639 | 4.0MM CORTEX SCREW SELF-TAPPING 46MM | Trauma | EA
SD211110 | 10886982003003 | 3.9MM PELVIC SCREW 110MM | Trauma | EA
02118406 | 10886982038906 | 2.7MM VA-LCP LATERAL DISTAL FIBULA PLATE/6 HOLES/RIGHT | Trauma | EA
412112 | 10886982210487 | 3.5MM TI LOCKING SCR SLF-TPNG WITH STARDRIVE RECESS 32MM | Trauma | EA
242123 | 10886982168122 | 4.5MM LCP® PROXIMAL FEMUR HOOK PLATE 8 HOLES/241MM | Trauma | EA
04170540SHA | 10886982305558 | 5.0MM TI SELF-DRILLING SCHANZ SCREW 40MM THRD/175MM/HA STER | Trauma | EA
02240240 | 10886982063878 | 3.7MM CANNULATED CONICAL SCREW 25MM THREAD/40MM | Trauma | EA
414856 | 10886982213785 | 4.5MM TI CORTEX SCREW SELF-TAPPING 56MM | Trauma | EA
04424320TS | 10886982319012 | 2.4MM VOLT(TM) LOCKING SCREW 20MM T8 STERILE | Trauma | EA
03311814 | 10886982079152 | CARBON FIBER HALF RING 140MM DIAMETER | Trauma | EA
04527003 | 10886982334961 | 2.7MM VOLT(TM) COMP STRGHT PL 7H/55MM | Trauma | EA
02420119 | 10886982314543 | 2.0MM VOLT(TM) CORTEX SCREW 19MM T6 | Trauma | EA
02100218 | 10886982028686 | 3.5MM WIDE ANGLE LOW PROFILE RECON PLATE 18 HOLES | Trauma | EA
03111501 | 10886982072436 | GUIDE BLOCK FOR TWO-COLUMN PLATE/NARROW 6H HD/LT | Trauma | EA
04005666 | 10886982086907 | 6.0MM TI LOCKING SCREW W/T25 STARDRIVE 76MM FOR IM NAILS | Trauma | EA
02231008S | 10886982061805 | 5.0MM PERIPR VA LCKNG SCREW SLF-TPNG/STRDRV/8MM-STER | Trauma | EA
458946S | 10886982230928 | 5.0MM TI LOCKING SCREW 46MM- FOR IM NAILS-STERILE | Trauma | EA
02222175 | 10886982056115 | 5.0MM VA LOCKING SCREW SLF-TPNG W/T25 STARDRIVE/75MM | Trauma | EA
02170535S | 10886982308276 | 5.0MM SELF-DRILLING SCHANZ SCREW 35MM THRD/175MM/STERILE | Trauma | EA
03115800 | 10886982073099 | GUIDE BLOCK F/2.4MM VA-LCP VOLAR RIM DSTL RAD PL/7H HD/RT | Trauma | EA
02227315S | 10886982061409 | 6.5MM HEADLESS COMPRESSION SCR/32MM THRD/115MM-STERILE | Trauma | EA
04420311TS | 10886982317551 | 2.0MM VOLT(TM) LOCKING SCREW 11MM T6 STERILE | Trauma | EA
04123021 | 10886982110183 | 3.5MM TI LCP PERIARTIC PROX HUMERUS PL 2 HOLE/91MM/LT | Trauma | EA
29471 | 10886982181671 | 4.5MM SCHANZ SCREW BLUNTED TROCAR POINT 80MM | Trauma | EA
02535336 | 10886982325396 | 3.5MM VOLT(TM) LOCKING SCREW 36MM T15 | Trauma | EA
02206248 | 10886982051288 | 3.5MM CRTX SCREW/LOW PROF HD SELF-TAPPING/STAR DRIVE/48MM | Trauma | EA
04025564S | 10886982090843 | 5.0MM TI ANGULAR STABLE LCKNG SCR T25 74MM F/IM NAILS-STER | Trauma | EA
02127185TS | 10886982306647 | 3.5MM VARIABLE ANGLE LOCKING SCREW/SLF-TPNG/STRDRV/85MM | Trauma | EA
02115641 | 10886982035523 | 2.4MM VA-LCP DRSL DRP/INTMD CLMN/-90°/2H HD/4H SHAFT | Trauma | EA
04420071S | 10886982337573 | 2.0MM VOLT(TM) CONDYLAR PLATE 10H/73MM/STERILE | Trauma | EA
04420310TS | 10886982317537 | 2.0MM VOLT(TM) LOCKING SCREW 10MM T6 STERILE | Trauma | EA
04046685S | 10886982301994 | RECON SCREW FOR IM NAIL Ø 6.5MM/ 85MM/ XL40/ STERILE | Trauma | EA
02130355 | 10886982045416 | 2.0MM VAL CONDYLAR PLATE 2 HOLES HD-6 HOLES SHAFT | Trauma | EA
02527316 | 10886982334138 | 2.7MM VOLT(TM) LOCKING SCREW 16MM T8 | Trauma | EA
281730 | 10886982177766 | 145 DEG DHS® PLATE-SHORT BARREL 3 HOLES/62MM | Trauma | EA
29210 | 20886982180312 | 1.0MM KIRSCHNER WIRE W/TROCAR POINT 150MM | Trauma | EA
04045066TS | 10886982302809 | LOCKING SCREW FOR IM NAIL Ø 5.0MM / L 66MM / XL25/ STER | Trauma | EA
04538512 | 10886982344830 | 3.5 VOLT(TM) PROX HUM PLATE LONG/12H/268MM | Trauma | EA
04005628 | 10886982086600 | 6.0MM TI LOCKING SCREW W/T25 STARDRIVE 38MM FOR IM NAILS | Trauma | EA
409915 | 10886982210265 | 7.3MM TI CANNULATED SCREW 32MM THREAD/115MM | Trauma | EA
214730 | 10886982154361 | 4.5MM CANNULATED SCREW FULLY THREADED/30MM | Trauma | EA
310221 | 10886982186232 | 2.0MM CANNULATED DRILL BIT/QC 150MM | Trauma | EA
02535622 | 10886982319890 | 4.0MM VOLT(TM) CANC SCR 22MM PART THRD T15 | Trauma | EA
202012 | 10886982143419 | 2.7MM CORTEX SCREW 12MM | Trauma | EA
212429 | 10886982152732 | 3.5MM CONICAL SCREW SLF-TPNG PARTIALLY THREADED 85MM | Trauma | EA
02227325 | 10886982061430 | 6.5MM HEADLESS COMPRESSION SCREW/32MM THREAD/125MM | Trauma | EA
04424107TS | 10886982318077 | 2.4MM VOLT(TM) CORTEX SCREW 7MM T8 STERILE | Trauma | EA
SD03503066 | 10886982345509 | 2.0 CRUCIFORM BLADE NON-RETAINING AO QC | Trauma | EA
04172525S | 10886982308030 | 5.0MM TI BLUNTED POINT SCHANZ SCREW 25MM THRD/175MM/STERILE | Trauma | EA
413365 | 10886982212115 | 5.0MM TI LOCKING HEAD SCREW SELF-TAPPING 65MM | Trauma | EA
02206290S | 10886982051639 | 3.5MM CRTX SCREW/LOW PROF HD SELF-TAPPING/STRDRV/90MM-STER | Trauma | EA
04045026 | 10886982292704 | LOCKING SCREW FOR IM NAIL Ø 5MM/ 26MM/ XL25 | Trauma | EA
02527190 | 10886982333193 | 2.7MM VOLT(TM) CORTEX SCREW 90MM T8 | Trauma | EA
02424144 | 10886982316004 | 2.4MM VOLT(TM) CORTEX SCREW 44MM T8 | Trauma | EA
02112126 | 10886982033734 | 2.7MM/3.5MM LCP POSTLAT DISTAL FIBULA PLATE 13H/RIGHT/207MM | Trauma | EA
29128 | 20886982180251 | 1.25MM PRECUT CERCLAGE WIRE SOFT/300MM | Trauma | EA
04112142 | 10886982103666 | 2.7MM/3.5MM TI LCP LAT DISTAL FIBULA PLATE 6H/RIGHT/112MM | Trauma | EA
02111530 | 10886982031754 | 2.4MM VA-LCP 2-COL DSTL RAD PL NRW 6H HD/3H SHAFT/RT | Trauma | EA
04420342TS | 10886982317957 | 2.0MM VOLT(TM) LOCKING SCREW 42MM T6 STERILE | Trauma | EA
207936 | 10886982148742 | 4.0MM CANCELLOUS BONE SCREW 5.0MM HEAD-PART THRDD/36MM | Trauma | EA
04420344TS | 10886982317971 | 2.0MM VOLT(TM) LOCKING SCREW 44MM T6 STERILE | Trauma | EA
02424112 | 10886982315601 | 2.4MM VOLT(TM) CORTEX SCREW 12MM T8 | Trauma | EA
441921 | 10886982222510 | 3.5MM TI LCP® PROXIMAL HUMERUS PLATE-LONG 8H SHAFT/196MM | Trauma | EA
223581 | 10886982157959 | 3.5MM LCP PLATE 8 HOLES 111MM | Trauma | EA
04233238S | 10886982290885 | RFNA / 12MM / 380MM STANDARD BEND / STERILE | Trauma | EA
02206220 | 10886982050984 | 3.5MM CRTX SCREW/LOW PROF HD SELF-TAPPING/STAR DRIVE/20MM | Trauma | EA
02250585 | 10886982303769 | 5.0MM SELF-DRILLING SCHANZ SCREW 85MM THRD/250MM | Trauma | EA
02535083S | 10886982327550 | 3.5MM VOLT(TM) 1/3 TUBULAR PL 3H/35MM/STERILE | Trauma | EA
04005464S | 10886982085771 | 4.0MM TI LOCKING SCREW W/T25 STARDRIVE 74MM F/IM NAILS-STER | Trauma | EA
02222124 | 10886982055934 | 5.0MM VA LOCKING SCREW SLF-TPNG W/T25 STARDRIVE/24MM | Trauma | EA
02114504 | 10886982034984 | 1.5MM LCP PLATE/6 HOLE WITH GUIDES | Trauma | EA
02127132TS | 10886982306937 | 3.5MM VARIABLE ANGLE LOCKING SCREW/SLF-TPNG/STRDRV/32MM | Trauma | EA
04130115 | 10886982112460 | 1.3MM TI LCKNG SCREW SLF-TPNG WITH T4 STARDRIVE RECESS 15MM | Trauma | EA
02535645 | 10886982320018 | 4.0MM VOLT(TM) CANC SCR 45MM PART THRD T15 | Trauma | EA
214850 | 10886982154743 | 4.5MM CORTEX SCREW SELF-TAPPING 50MM | Trauma | EA
202623 | 10886982144348 | 3.0MM CANNULATED SCREW SHORT THREAD/23MM | Trauma | EA
247350 | 10886982170767 | 2.0MM LCP(TM) Y-PLATE 3 HOLES HEAD/7 HOLES SHAFT | Trauma | EA
402722 | 10886982206336 | 3.0MM TI CANNULATED SCREW LONG THREAD/22MM | Trauma | EA
03527270S | 10886982336590 | 2.7MM VOLT(TM) DRILL BIT AO QUICK COUPLING 135MM/STER | Trauma | EA
241625 | 10886982167422 | LOCKING CALCANEAL PLATE LONG-LEFT | Trauma | EA
04118540 | 10886982109040 | 2.7MM TI METAPHYSEAL SCR/SLF- TPNG W/T8 STRDRV RECESS/40MM | Trauma | EA
02420319 | 10886982315144 | 2.0MM VOLT(TM) LOCKING SCREW 19MM T6 | Trauma | EA
04112145 | 10886982103727 | 2.7MM/3.5MM TI LCP LAT DISTAL FIBULA PLATE 7H/LEFT/125MM | Trauma | EA
04045076S | 10886982294609 | LOCKING SCREW FOR IM NAIL Ø 5MM/ 76MM/ XL25/ STERILE | Trauma | EA
04535056 | 10886982328403 | 3.5MM VOLT(TM) RECON PLATE 6H/70MM | Trauma | EA
04019022S | 10886982089656 | 4.5MM TI MULTILOC SCREW LENGTH 22MM-STERILE | Trauma | EA
04252540S | 10886982308122 | 5.0MM TI BLUNTED POINT SCHANZ SCREW 40MM THRD/250MM/STERILE | Trauma | EA
02207140 | 10886982051974 | 7.3MM CANNULATED LOCKING SCREW 140MM | Trauma | EA
280900 | 10886982176318 | DHS®/DCS® LAG SCREW 12.7MM THREAD/90MM | Trauma | EA
281001S | 10886982176370 | WIRE MOUNT FOR 4.5MM DCP® AND LC-DCP® HOLES-STERILE | Trauma | EA
02231275 | 10886982062222 | 5.0MM VARIABLE ANGLE LOCKNG SCREW/SLF-TPNG/STRDRV/75MM | Trauma | EA
02111731 | 10886982032317 | 2.4MM VA-LCP 2-CLMN VLR DSTL RADIUS PL 7H HD/3H SHAFT/LEFT | Trauma | EA
04045034TS | 10886982302649 | LOCKING SCREW FOR IM NAIL Ø 5.0MM / L 34MM / XL25/ STER | Trauma | EA
02527354 | 10886982333650 | 2.7MM VOLT(TM) LOCKING SCREW 54MM T8 | Trauma | EA
209695 | 10886982150868 | 7.3MM CANNULATED SCREW FULLY THREADED/95MM | Trauma | EA
204670 | 10886982146069 | 3.5MM PELVIC CORTEX SCREW SELF-TAPPING 70MM | Trauma | EA
436503 | 10886982217912 | 3.5MM TI LCP OLECRANON PLATE 2 HOLES/LEFT/86MM | Trauma | EA
04170535S | 10886982308016 | 5.0MM TI SELF-DRILLING SCHANZ SCREW 35MM THRD/175MM/STERILE | Trauma | EA
02227150S | 10886982061102 | 6.5MM HEADLESS COMPRESSION SCR/16MM THRD/150MM-STERILE | Trauma | EA
04252585 | 10886982304476 | 5.0MM TI BLUNTED POINT SCHANZ SCREW 85MM THRD/250MM | Trauma | EA
04045356 | 10886982293640 | LOW PROF LCKNG SCREW F/IM NAIL Ø 5.0MM / L 56MM / XL25 | Trauma | EA
04045058S | 10886982294517 | LOCKING SCREW FOR IM NAIL Ø 5MM/ 58MM/ XL25/ STERILE | Trauma | EA
406028 | 10886982207555 | 4.0MM TI CANCELLOUS BONE SCREW FULLY THREADED/28MM | Trauma | EA
04211237 | 10886982119650 | 2.4/2.7MM TI VA-LCP FIRST MTP FUSION PL/MED/0 DEG/LEFT | Trauma | EA
04227275S | 10886982124951 | 6.5MM TI HEADLESS COMPRESSION SCR/32MM THRD/75MM-STERILE | Trauma | EA
02110007 | 10886982030191 | LCP DIA-META VOLAR DISTAL RADIUS PL 7H SHAFT/RT | Trauma | EA
04535332 | 10886982326553 | 3.5MM VOLT(TM) LOCKING SCREW 32MM T15 | Trauma | EA
04005632S | 10886982086655 | 6.0MM TI LOCKING SCREW W/T25 STARDRIVE 42MM F/IM NAIL-STER | Trauma | EA
02206226 | 10886982051042 | 3.5MM CRTX SCREW/LOW PROF HD SELF-TAPPING/STAR DRIVE/26MM | Trauma | EA
60130213 | 10886982259851 | COMPACT SET PLATE BIN F/1.3MM LOCKING IMPL AND INSTR MODULE | Trauma | EA
441951 | 10886982222596 | 3.5MM TI LCP® T-PLATE 3H HEAD/ 5H SHAFT/74MM-OBLIQUE LEFT | Trauma | EA
04535066S | 10886982328205 | 3.5MM VOLT(TM) RECON PLATE 16H/190MM/STERILE | Trauma | EA
04045334S | 10886982294951 | LOW PROF LCKNG SCREW F/IM NAIL Ø 5.0MM / L 34MM / XL25/ STER | Trauma | EA
04420053S | 10886982331083 | 2.0MM VOLT(TM) T-PLATE 3H HEAD/6H/45MM/STERILE | Trauma | EA
04535180S | 10886982327222 | 3.5MM VOLT(TM) CORTEX SCREW 80MM T15 STERILE | Trauma | EA
02130265 | 10886982045058 | 1.5MM VAL 1ST METACARPAL PL LATERAL-LEFT | Trauma | EA
02424156 | 10886982316127 | 2.4MM VOLT(TM) CORTEX SCREW 56MM T8 | Trauma | EA
02420326 | 10886982315229 | 2.0MM VOLT(TM) LOCKING SCREW 26MM T6 | Trauma | EA
02535310 | 10886982324863 | 3.5MM VOLT(TM) LOCKING SCREW 10MM T15 | Trauma | EA
202970 | 10886982145277 | 2.7MM CORTEX SCREW SLF-TPNG WITH T8 STARDRIVE RECESS 65MM | Trauma | EA
04252670S | 10886982308467 | 6.0MM TI BLUNTED POINT SCHANZ SCREW 70MM THRD/250MM/STERILE | Trauma | EA
207948 | 10886982148803 | 4.0MM CANCELLOUS BONE SCREW 5.0MM HEAD-PART THRDD/48MM | Trauma | EA
02535006 | 10886982328878 | 3.5MM VOLT(TM) STRAIGHT PLATE 6H/85MM | Trauma | EA
04120551 | 10886982109682 | TI TOMOFIX MEDIAL DISTAL FEMUR PLATE - 4 HOLES/LEFT | Trauma | EA
03118102 | 10886982073631 | GUIDE BLOCK FOR 2.7/3.5MM VA-LCP ANTLAT DSTL TIB PL/RT | Trauma | EA
04038105 | 10886982098528 | TFNA SCREW 105MM | Trauma | EA
02130260 | 10886982044952 | 1.5MM VAL STRUT PLATE 12 HOLES | Trauma | EA
04211245 | 10886982119810 | 2.4/2.7MM TI VA-LCP FIRST MTP FUSION PL/REV/0 DEG/LEFT | Trauma | EA
418215 | 10886982214720 | 6.5MM TI CANCELLOUS BONE SCREW WITH 4.0MM CORE DIA/115MM | Trauma | EA
04045082 | 10886982293046 | LOCKING SCREW FOR IM NAIL Ø 5MM/ 82MM/ XL25 | Trauma | EA
458948 | 10886982230935 | 5.0MM TI LOCKING SCREW 48MM- FOR IM NAILS | Trauma | EA
49218 | 20886982236279 | 1.6MM TI KIRSCHNER WIRE 285MM | Trauma | EA
400694 | 10886982203588 | 1.3MM TI CORTEX SCREW SELF-TAPPING 14MM | Trauma | EA
02206230S | 10886982051097 | 3.5MM CRTX SCREW/LOW PROF HD SELF-TAPPING/STRDRV/30MM-STER | Trauma | EA
02535865 | 10886982320551 | 4.0MM VOLT(TM) CANC SCR 65MM FULL THRD T15 | Trauma | EA
03424182S | 10886982336675 | 1.8MM VOLT(TM) DRILL BIT AO QC 175MM/90MM CALIB/STERILE | Trauma | EA
209460 | 10886982150561 | 7.0MM CANNULATED SCREW FULLY THREADED/60MM | Trauma | EA
02118410 | 10886982038982 | 2.7MM VA-LCP LATERAL DISTAL FIBULA PLATE/9 HOLES/RIGHT | Trauma | EA
409870 | 10886982210173 | 7.3MM TI CANNULATED SCREW 32MM THREAD/70MM | Trauma | EA
280050S | 10886982174901 | DHS®/DCS® LAG SCREW 12.7MM THREAD/105MM-STERILE | Trauma | EA
02227270 | 10886982061218 | 6.5MM HEADLESS COMPRESSION SCREW/32MM THREAD/70MM | Trauma | EA
40081496 | 10886982203779 | 1.5MM TI CORTEX SCREW SELF-TAPPING 14MM | Trauma | EA
208855 | 10886982149947 | 7.3MM CANNULATED SCREW 16MM THREAD/55MM | Trauma | EA
02211265 | 10886982054746 | 2.4/2.7MM VA-LCP T-FUSION PL 3 HOLE HEAD/EXTRA LONG | Trauma | EA
04226323S | 10886982122971 | 2.4MM TI HDLSS COMPRESSION SCR 23MM/LONG THREAD-STERILE | Trauma | EA
04527319 | 10886982323460 | 2.7MM VOLT(TM) LOCKING SCREW 19MM T8 | Trauma | EA
04211201 | 10886982119230 | 2.4/2.7MM TI VA-LCKNG X-PLATE EXTRA SMALL | Trauma | EA
202627 | 10886982144386 | 3.0MM CANNULATED SCREW SHORT THREAD/27MM | Trauma | EA
212127 | 10886982152015 | 3.5MM LOCKING SCREW SLF-TPNG WITH STARDRIVE RECESS 75MM | Trauma | EA
SD02111501 | 20886982341935 | 1.25MM REDUCTION WIRE 15MM TIP LENGTH | Trauma | EA
SD03100130 | 10886982350435 | HALF BENNETT SMALL/LEFT | Trauma | EA
02112152 | 10886982034175 | 2.7MM/3.5MM LCP LATERAL DISTAL FIBULA PLATE 11H/RIGHT/177MM | Trauma | EA
02252655 | 10886982304247 | 6.0MM BLUNTED POINT SCHANZ SCREW 55MM THRD/250MM | Trauma | EA
04124205 | 10886982110626 | 3.5MM TI LCP PROXIMAL TIBIA PL LOW BEND 6 HOLES/102MM/LEFT | Trauma | EA
04045556TS | 10886982301505 | LOW PROF LCKNG SCREW F/IM NAIL Ø 4.0MM / L 56MM / XL25/ STER | Trauma | EA
02207613 | 10886982052421 | 7.3MM CANNULATED SCFE SCREW 10MM THREAD/110MM | Trauma | EA
02535626TS | 10886982319944 | 4.0MM VOLT(TM) CANC SCR 26MM PART THRD T15 STERILE | Trauma | EA
04214105 | 10886982120809 | 1.5MM TI CORTEX SCREW SLF-TPNG WITH T4 STARDRIVE RECESS 5MM | Trauma | EA
03527202 | 10886982336231 | 2.0MM VOLT(TM) DRILL BIT AO QC 145MM/60MM CALIBRATION | Trauma | EA
402727 | 10886982206381 | 3.0MM TI CANNULATED SCREW LONG THREAD/27MM | Trauma | EA
408421 | 10886982209030 | 6.5MM TI CANNULATED SCREW 16MM THREAD 130MM | Trauma | EA
275925 | 10886982174789 | 2.5MM SS ELASTIC NAIL 440MM | Trauma | EA
03108008 | 10886982071583 | OSTEOTOMY MEASURING DEVICE | Trauma | EA
213426 | 10886982153258 | 5.0MM LOCKING SCREW SELF-DRILLING 26MM | Trauma | EA
02211419 | 10886982055149 | 3.5MM VA-LCP MEDIAL COLUMN FUSION PLANTAR PLATE 78MM LT | Trauma | EA
04211233 | 10886982119575 | 2.4/2.7MM TI VA-LCP FIRST MTP FUSION PL/SM/5 DEG/LEFT | Trauma | EA
02420348TS | 10886982315458 | 2.0MM VOLT(TM) LOCKING SCREW 48MM T6 STERILE | Trauma | EA
03133110 | 10886982269683 | 3.5MM DRILL BIT QC 195MM | Trauma | EA
03535302 | 10886982336484 | SCREWDRIVER SHAFT T15 AO QUICK COUPLING, 160MM | Trauma | EA
04527014 | 10886982335081 | 2.7MM VOLT(TM) STRAIGHT PLATE 14H/144MM | Trauma | EA
02110205 | 10886982030535 | VA-LCP VOLAR DISTAL RADIUS PL 4H HEAD/3H SHAFT/RT | Trauma | EA
226682 | 10886982159342 | 4.5MM CURVED BROAD LCP® PLATE 18 HOLES/336MM | Trauma | EA
02127361 | 10886982044020 | 3.5MM VA-LCP PROX TIBIA PLATE LARGE BEND/14H/237MM/LEFT | Trauma | EA
03424090 | 10886982335937 | 2.4/2.7 VOLT(TM) DEPTH GAUGE 0 TO 90MM | Trauma | EA
02108320 | 10886982029751 | PEDIATRIC LCP(TM) HIP PLATE 5.0MM 100° | Trauma | EA
04211413 | 10886982120458 | 2.7MM TI VA-LCKNG ANTLAT CALCANEAL PL LONG 56MM LEFT | Trauma | EA
02207485 | 10886982052162 | 7.3MM CANNULATED CONICAL SCREW PARTIALLY THREADED 85MM | Trauma | EA
04045405S | 10886982295415 | LOW PROF LCKNG SCREW F/IM NAIL Ø 5.0MM / L 105MM/ XL25/ STER | Trauma | EA
04424165S | 10886982319517 | 2.4MM VOLT(TM) CORTEX SCREW 65MM T8 STERILE | Trauma | EA
440045 | 10886982220202 | 4.5MM TI LCP® PROXIMAL TIBIA PLATE 12 HOLES/226MM-LEFT | Trauma | EA
04535660TS | 10886982346315 | 4.0MM VOLT(TM) CANC SCR 60MM PART THRD T15 STER | Trauma | EA
04226319 | 10886982122889 | 2.4MM TI HEADLESS COMPRESSION SCREW-LONG THREAD 19MM | Trauma | EA
02112527 | 10886982034656 | 3.5MM LCP LOW BEND MEDIAL DSTL TIBIA PLATE/12H/LEFT/213MM | Trauma | EA
04112824 | 10886982279552 | 2.7MM TI VA LCP HOOK PLATE SHORT/ 15MM/ LEFT | Trauma | EA
39193 | 10886982198440 | WIRE CUTTER 220MM | Trauma | EA
04420114 | 10886982317001 | 2.0MM VOLT(TM) CORTEX SCREW 14MM T6 | Trauma | EA
02226321S | 10886982059215 | 2.4MM HEADLESS COMPRESSION SCR 21MM/LONG THREAD-STERILE | Trauma | EA
408471 | 10886982209474 | 6.5MM TI CANNULATED SCREW FULLY THREADED 75MM | Trauma | EA
458980 | 10886982231154 | 5.0MM TI LOCKING SCREW 80MM- FOR IM NAILS | Trauma | EA
03535060 | 10886982336323 | 3.5 VOLT(TM) DEPTH GAUGE 0 TO 60MM | Trauma | EA
207619 | 10886982148100 | 4.0MM CANNULATED SCREW SHORT THREAD/19MM | Trauma | EA
446032 | 10886982223579 | 1.5MM TI STRAIGHT PLATE 12 HOLES/59MM | Trauma | EA
02112142 | 10886982033970 | 2.7MM/3.5MM LCP LATERAL DISTAL FIBULA PLATE 6H/RIGHT/112MM | Trauma | EA
04031025 | 10886982094001 | 5.0MM TI RECON SCREW W/T25 STARDRIVE 75MM | Trauma | EA
03311013 | 10886982077899 | SCHANZ SCREW BOLT POST MOUNT | Trauma | EA
04112131 | 10886982103529 | 2.7MM/3.5MM TI LCP POSTLAT DSTL FIBULA PL 15H/LEFT/233MM | Trauma | EA
245025 | 10886982169389 | 3.5MM LOW PROFILE RECONSTRUCTION PLATE 5 HOLES | Trauma | EA
04045238S | 10886982295149 | LOCKING SCREW FOR IM NAIL Ø 4MM/ 38MM/ XL25/ STERILE | Trauma | EA
449931 | 10886982224484 | 2.0MM TI LC-DCP® PLATE 4 HOLES/24MM | Trauma | EA
224531 | 10886982158406 | 4.5MM NARROW LCP® PLATE 3 HOLES/62MM | Trauma | EA
422257 | 10886982215468 | TI LCP(TM) DISTAL FEMUR PLATE 11 HOLES/276MM-LEFT | Trauma | EA
04233129S | 10886982290267 | RFNA / 11MM / 280MM PERIPROSTHETIC BEND / STERILE | Trauma | EA
02230111 | 10886982061591 | 1.5MM HEADLESS COMPRESSION SCREW 11MM | Trauma | EA
312931 | 10886982188076 | TOMOFIX(TM) GUIDING BLOCK FOR LATERAL HIGH TIBIA-LEFT | Trauma | EA
04045330 | 10886982293190 | LOW PROF LCKNG SCREW F/IM NAIL Ø 5.0MM / L 30MM / XL25 | Trauma | EA
408940 | 10886982209863 | 7.3MM TI CANNULATED SCREW 16MM THREAD/140MM | Trauma | EA
SD391932 | 10886982311542 | INNER TUBE ASSEMBLY K-WIRE CUTTER | Trauma | EA
04130256 | 10886982112989 | 1.5MM TI VAL PHALANGEAL HEAD PLATE-RIGHT | Trauma | EA
02205145 | 10886982049919 | 5.0MM CANNULATED LOCKING SCREW 145MM | Trauma | EA
02535008S | 10886982328977 | 3.5MM VOLT(TM) STRAIGHT PLATE 8H/111MM/STERILE | Trauma | EA
206070 | 10886982147400 | 4.0MM CANCELLOUS BONE SCREW FULLY THREADED/70MM | Trauma | EA
03110005 | 10886982071835 | HANDLE FOR TORQUE LIMITING ATTACHMENT | Trauma | EA
402228 | 10886982205834 | 2.7MM TI LOCKING SCR SLF-TPNG WITH T8 STARDRIVE RECESS-28MM | Trauma | EA
04226690 | 10886982123749 | 4.5MM TI HEADLESS COMPRESSION SCREW/SHORT THREAD/90MM | Trauma | EA
04045528 | 10886982293930 | LOW PROF LCKNG SCREW F/IM NAIL Ø 4.0MM / L 28MM / XL25 | Trauma | EA
02230113 | 10886982061638 | 1.5MM HEADLESS COMPRESSION SCREW 13MM | Trauma | EA
200531 | 10886982141316 | 1.0MM CORTEX SCREW SELF-TAPPING 11MM | Trauma | EA
208403 | 10886982149107 | 6.5MM CANNULATED SCREW 16MM THREAD 40MM | Trauma | EA
417080 | 10886982214287 | 6.5MM TI CANCELLOUS BONE SCREW 32MM THREAD/80MM | Trauma | EA
22458 | 10886982158499 | 4.5MM NARROW LC-DCP® PLATE 8 HOLES/142MM | Trauma | EA
02104024 | 10886982029102 | 3.5MM LCP EXTRA-ARTICLR DISTAL HUMERUS PL 4H/LT 122MM LONG | Trauma | EA
04045384TS | 10886982301154 | LOW PROF LCKNG SCREW F/IM NAIL Ø 5.0MM / L 84MM / XL25/ STER | Trauma | EA
04031030 | 10886982094100 | 5.0MM TI RECON SCREW W/T25 STARDRIVE 100MM | Trauma | EA
02112119 | 10886982033598 | 2.7MM/3.5MM LCP POSTLAT DISTAL FIBULA PLATE 9H/LEFT/155MM | Trauma | EA
226601 | 10886982159113 | 4.5MM BROAD LCP® PLATE 10 HOLES/188MM | Trauma | EA
02115431 | 10886982035363 | 2.4MM VA-LCP DORSAL DISTAL RAD L-PLATE -20°/3H HD/3H SHAFT | Trauma | EA
02118216 | 10886982038586 | 2.7/3.5MM VA-LCP ANTEROLATERAL DISTAL TIBIA PL/18 HOLES/RIGH | Trauma | EA
04233225S | 10886982290397 | RFNA / 12MM / 240MM PERIPROSTHETIC BEND / STERILE | Trauma | EA
04107506 | 10886982100023 | 2.7/3.5MM TI VA-LCP X-ARTICLR PROXIMAL ULNA PL 6H/LT/131MM | Trauma | EA
02226758S | 10886982060396 | 4.5MM HEADLESS COMPRESSION SCR/LONG THRD/58MM-STERILE | Trauma | EA
449913 | 10886982224408 | 2.4MM TI T-PLATE 2 HOLES HEAD/ 8 HOLES SHAFT/54MM | Trauma | EA
424754 | 10886982217011 | 4.5MM/3.5MM TI LCP® METAPHYSEAL PLATE 9 HOLES | Trauma | EA
02420115 | 10886982314468 | 2.0MM VOLT(TM) CORTEX SCREW 15MM T6 | Trauma | EA
02117309 | 10886982036421 | 2.7MM/3.5MM VA-LCP POSTLAT DSTL HUM PL 9H/LT/153MM-XLNG | Trauma | EA
02527319 | 10886982333377 | 2.7MM VOLT(TM) LOCKING SCREW 19MM T8 | Trauma | EA
439960 | 10886982219503 | 3.5MM TI LCP® MEDIAL PROXIMAL TIBIA PLATE 10H/RIGHT 171MM | Trauma | EA
242127 | 10886982168207 | 4.5MM LCP® PROXIMAL FEMUR HOOK PLATE 16 HOLES/385MM | Trauma | EA
04424319TS | 10886982318992 | 2.4MM VOLT(TM) LOCKING SCREW 19MM T8 STERILE | Trauma | EA
239996 | 10886982164070 | 4.5MM LCP® MEDIAL PROXIMAL TIBIA PLATE 16H/RIGHT 322MM | Trauma | EA
02118306 | 10886982038746 | 2.7MM VA-LCP DISTAL TIBIA T-PLATE/4 HOLES | Trauma | EA
02535370 | 10886982325648 | 3.5MM VOLT(TM) LOCKING SCREW 70MM T15 | Trauma | EA
04227090 | 10886982124562 | 6.5MM TI HEADLESS COMPRESSION SCREW/16MM THREAD/90MM | Trauma | EA
02207080 | 10886982051851 | 7.3MM CANNULATED LOCKING SCREW 80MM | Trauma | EA
207614 | 10886982148063 | 4.0MM CANNULATED SCREW SHORT THREAD/14MM | Trauma | EA
04170535 | 10886982304346 | 5.0MM TI SELF-DRILLING SCHANZ SCREW 35MM THRD/175MM | Trauma | EA
04117907 | 10886982107121 | 2.7MM/3.5MM TI VA-LCP LAT DSTL HUMERUS PL 7H/LT/147MM-XLONG | Trauma | EA
208875 | 10886982149985 | 7.3MM CANNULATED SCREW 16MM THREAD/75MM | Trauma | EA
02231018 | 10886982061898 | 5.0MM PERIPROSTHETIC VA LCKNG SCREW/SLF-TPNG/STRDRV/18MM | Trauma | EA
04046665TS | 10886982302113 | RECON SCREW FOR IM NAIL Ø 6.5MM/ 65MM/ XL40/ STERILE | Trauma | EA
406035 | 10886982207579 | 4.0MM TI CANCELLOUS BONE SCREW FULLY THREADED/35MM | Trauma | EA
218012 | 10886982155795 | 6.5MM CANCELLOUS BONE SCREW WITH 4.0MM CORE DIA/75MM | Trauma | EA
02538511S | 10886982344663 | 3.5 VOLT(TM) PROX HUM PLATE LONG/11H/250MM/STERILE | Trauma | EA
40151696 | 10886982204370 | 2.4MM TI CORTEX SCREW SELF-TAPPING 16MM | Trauma | EA
02112094 | 10886982033291 | 3.5MM LCP SUPERIOR CLAVICLE PLATE W/LAT EXTN/8H/RT/130MM | Trauma | EA
04150415S | 10886982307804 | 4.0MM TI SELF-DRILLING SCHANZ SCREW 15MM THRD/150MM/STERILE | Trauma | EA
229451 | 10886982159670 | 4.5MM LCP(TM) STRAIGHT RECON PLATE 15 HOLES/284MM | Trauma | EA
02130316 | 10886982045232 | 2.0MM VA-LCKNG SCREW SLF-TPNG WITH T6 STARDRIVE RECESS 16MM | Trauma | EA
02424185 | 10886982339393 | 2.4MM VOLT(TM) CORTEX SCREW 85MM T8 | Trauma | EA
214876 | 10886982154866 | 4.5MM CORTEX SCREW SELF-TAPPING 76MM | Trauma | EA
02123021 | 10886982042057 | 3.5MM LCP PERIARTICULAR PROX HUMERUS PL 2 HOLE/91MM/LT | Trauma | EA
02535885S | 10886982321787 | 4.0MM VOLT(TM) CANC SCR 85MM FULL THRD T15 STERILE | Trauma | EA
02124413 | 10886982042873 | 4.5MM VA-LCP CURVED CONDYLAR PLATE/12 HOLE/266MM/LEFT | Trauma | EA
04168530S | 10886982274687 | ANTIROTATION SCREW FOR FEMORAL NECK SYS 130MM LENGTH - STER | Trauma | EA
209740 | 10886982150967 | 7.3MM CANNULATED SCREW FULLY THREADED/140MM | Trauma | EA
SD03010001 | 10886982351661 | T-HANDLE AO CONNECTOR | Trauma | EA
03311230 | 10886982078537 | STANDOFF 30MM LONG | Trauma | EA
02170525SHA | 10886982304858 | 5.0MM SELF-DRILLING SCHANZ SCREW 25MM THRD/175MM/HA STER | Trauma | EA
214536 | 10886982154149 | 4.5MM CANNULATED SCREW PARTIALLY THREADED/36MM | Trauma | EA
04535014 | 10886982328649 | 3.5MM VOLT(TM) STRAIGHT PLATE 14H/189MM | Trauma | EA
02527136 | 10886982332158 | 2.7MM VOLT(TM) CORTEX SCREW 36MM T8 | Trauma | EA
02538509 | 10886982344618 | 3.5 VOLT(TM) PROX HUM PLATE LONG/9H/214MM | Trauma | EA
22457 | 10886982158475 | 4.5MM NARROW LC-DCP® PLATE 7 HOLES/124MM | Trauma | EA
04527069S | 10886982337603 | 2.7MM VOLT(TM) CONDYLAR PLATE 6H/58MM/STERILE | Trauma | EA
04226760 | 10886982124128 | 4.5MM TI HEADLESS COMPRESSION SCREW/LONG THREAD/60MM | Trauma | EA
208965 | 10886982150189 | 7.3MM CANNULATED SCREW 16MM THREAD/165MM | Trauma | EA
04535690 | 10886982320995 | 4.0MM VOLT(TM) CANC SCR 90MM PART THRD T15 | Trauma | EA
02527311 | 10886982333308 | 2.7MM VOLT(TM) LOCKING SCREW 11MM T8 | Trauma | EA
414730 | 10886982213372 | 4.5MM TI CANNULATED SCREW FULLY THREADED/30MM | Trauma | EA
42231290TS | 10886982307088 | 5.0MM VAL SCREW/OPTILINK(TM) SLF-TPNG/STRDRV/90MM/STER | Trauma | EA
494794 | 10886982236838 | 6.0MM TI SELF-DRILLING SCHANZ SCREW 60MM THRD/150MM | Trauma | EA
02420002 | 10886982329257 | 2.0MM VOLT(TM) COMP STRGHT PL 6H/34MM | Trauma | EA
294767 | 10886982181770 | 4.0MM/2.5MM SCHANZ SCREW 18MM THRD/65MM | Trauma | EA
02214108 | 10886982055422 | 1.5MM CORTEX SCREW SLF-TPNG WITH T4 STARDRIVE RECESS 8MM | Trauma | EA
04045028 | 10886982292711 | LOCKING SCREW FOR IM NAIL Ø 5MM/ 28MM/ XL25 | Trauma | EA
02420316 | 10886982315083 | 2.0MM VOLT(TM) LOCKING SCREW 16MM T6 | Trauma | EA
02114503 | 10886982034960 | 1.5MM LCP ADAPTION PLATE 6 HOLE WITH GUIDES | Trauma | EA
04045070S | 10886982294579 | LOCKING SCREW FOR IM NAIL Ø 5MM/ 70MM/ XL25/ STERILE | Trauma | EA
03311966 | 10886982079466 | TI FOOT RING Ø160MM/SHORT | Trauma | EA
04112631 | 10886982279019 | 2.7MM TI VA LCP CLAVICLE PLATE MEDIAL/ RIGHT | Trauma | EA
02200028 | 10886982047878 | 3.5MM STARDRIVE CORTEX SCREW SELF-TAPPING 28MM | Trauma | EA
236510 | 10886982160812 | 3.5MM LCP OLECRANON PLATE 10 HOLES/RIGHT/190MM | Trauma | EA
04424057 | 10886982338433 | 2.4MM VOLT(TM) TINE PLATE 6H/55MM | Trauma | EA
402636 | 10886982206220 | 3.0MM TI CANNULATED SCREW SHORT THREAD/36MM | Trauma | EA
209475 | 10886982150592 | 7.0MM CANNULATED SCREW FULLY THREADED/75MM | Trauma | EA
04025554S | 10886982090799 | 5.0MM TI ANGULAR STABLE LCKNG SCR T25 64MM F/IM NAILS-STER | Trauma | EA
241925 | 10886982167729 | 3.5MM LCP® PROXIMAL HUMERUS PLATE-LONG 12H SHAFT/268MM | Trauma | EA
02221122 | 10886982275530 | 3.5/4.5MM VA PPFX PROX FEMUR PLATE/10HOLES/RIGHT | Trauma | EA
04150435 | 10886982304094 | 4.0MM TI SELF-DRILLING SCHANZ SCREW 35MM THRD/150MM | Trauma | EA
04527330 | 10886982323583 | 2.7MM VOLT(TM) LOCKING SCREW 30MM T8 | Trauma | EA
04535324 | 10886982326478 | 3.5MM VOLT(TM) LOCKING SCREW 24MM T15 | Trauma | EA
281312 | 10886982177049 | 145 DEG DHS® PLATE-STANDARD BARREL 12 HOLES/206MM | Trauma | EA
04420071 | 10886982337955 | 2.0MM VOLT(TM) CONDYLAR PLATE 10H/73MM | Trauma | EA
02240028 | 10886982063489 | 3.7MM CANNULATED LOCKING SCREW 28MM | Trauma | EA
03133102 | 10886982269614 | 2.5MM DRILL BIT QC 135MM 45MM CALIBRATION | Trauma | EA
02211232 | 10886982054142 | 2.4/2.7MM VA-LCP FIRST MTP FUSION PL/SM/5 DEG/RIGHT | Trauma | EA
408433 | 10886982209139 | 6.5MM TI CANNULATED SCREW 32MM THREAD 55MM | Trauma | EA
02207001 | 10886982051721 | 2.8MM GUIDE WIRE WITH FLUTES 450MM | Trauma | EA
02100303 | 10886982028747 | 3.5MM SPRING PLATE/3 HOLES | Trauma | EA
02111740 | 10886982032331 | 2.4MM VA-LCP 2-CLMN VLR DSTL RADIUS PL 7H HD/4H SHAFT/RIGHT | Trauma | EA
206470 | 10886982147721 | 4.0MM CORTEX SCREW SELF-TAPPING 70MM | Trauma | EA
04424358TS | 10886982346117 | 2.4MM VOLT(TM) LOCKING SCREW 58MM T8 STERILE | Trauma | EA
03607106 | 10886982080561 | 6.0MM CARBIDE DRILL BIT EXTENSION | Trauma | EA
04420115TS | 10886982317032 | 2.0MM VOLT(TM) CORTEX SCREW 15MM T6 STERILE | Trauma | EA
207764 | 10886982148612 | 4.0MM CANNULATED SCREW-LONG THREAD 64MM | Trauma | EA
04206050 | 10886982117007 | 3.5MM TI CRTX SCR/LOW PROF HD SELF-TAPPING/HEXDRIVE/50MM | Trauma | EA
03311914 | 10886982079374 | CARBON FIBER FOOT RING 140MM DIAMETER/SHORT | Trauma | EA
04117304 | 10886982105929 | 2.7MM/3.5MM TI VA-LCP POSTLAT DSTL HUM PL 4H/LT/88MM-MED | Trauma | EA
20135797 | 10886982141828 | 2.0MM CORTEX SCREW SLF-TPNG WITH STARDRIVE RECESS 7MM | Trauma | EA
03426016 | 10886982336057 | FRAGMENT REDUCTION TOOL FOR 1.6MM K-WIRES | Trauma | EA
02527348 | 10886982333599 | 2.7MM VOLT(TM) LOCKING SCREW 48MM T8 | Trauma | EA
04535012 | 10886982328601 | 3.5MM VOLT(TM) STRAIGHT PLATE 12H/163MM | Trauma | EA
04112914 | 10886982279613 | 2.7MM TI VA LCP BUTTON HOOK PLATE/ 15MM/ LEFT | Trauma | EA
207748 | 10886982148544 | 4.0MM CANNULATED SCREW LONG THREAD/48MM | Trauma | EA
04005550S | 10886982086198 | 5.0MM TI LOCKING SCREW W/T25 STARDRIVE 60MM F/IM NAIL-STER | Trauma | EA
245886 | 10886982170330 | 3.5MM LOW PROFILE CURVED RECON PLATE 108MM RADIUS 16 HOLES | Trauma | EA
03010021 | 10886982066978 | RADIOGRAPHIC RULER FOR TI CANNULATED TIBIAL NAILS | Trauma | EA
24233 | 10886982168368 | 2.7MM L-PLATE 3 HOLES/34MM-OBLIQUE LEFT | Trauma | EA
04535138TS | 10886982326027 | 3.5MM VOLT(TM) CORTEX SCREW 38MM T15 STERILE | Trauma | EA
02112131 | 10886982033833 | 2.7MM/3.5MM LCP POSTLAT DISTAL FIBULA PLATE 15H/LEFT/233MM | Trauma | EA
249919 | 10886982171511 | 2.4MM T-PLATE 3 HOLES HEAD/ 10 HOLES SHAFT/66MM | Trauma | EA
04211411 | 10886982120410 | 2.7MM TI VA-LCKNG ANTLAT CALCANEAL PL SHORT 40MM LEFT | Trauma | EA
04045550S | 10886982295613 | LOW PROF LCKNG SCREW F/IM NAIL Ø 4.0MM / L 50MM / XL25/ STER | Trauma | EA
04212054 | 10886982120618 | 3.5MM TI LOCKING SCR SLF-TPNG WITH STARDRIVE RECESS 54MM | Trauma | EA
04424068 | 10886982337924 | 2.4MM VOLT(TM) HOOK PLATE 10H/89MM | Trauma | EA
02420010 | 10886982329370 | 2.0MM VOLT(TM) STRAIGHT PLATE 10H/72MM | Trauma | EA
02127134TS | 10886982306944 | 3.5MM VARIABLE ANGLE LOCKING SCREW/SLF-TPNG/STRDRV/34MM | Trauma | EA
04226029 | 10886982121769 | 3.0MM TI HEADLESS COMPRESSION SCREW-SHORT THREAD 29MM | Trauma | EA
04424146TS | 10886982318596 | 2.4MM VOLT(TM) CORTEX SCREW 46MM T8 STERILE | Trauma | EA
201768TS | 10886982262974 | 2.4MM CORTEX SCREW SLF-TPNG WITH T8 STARDRIVE 18MM STERILE | Trauma | EA
458938 | 10886982230836 | 5.0MM TI LOCKING SCREW 38MM- FOR IM NAILS | Trauma | EA
04535342TS | 10886982326669 | 3.5MM VOLT(TM) LOCKING SCREW 42MM T15 STERILE | Trauma | EA
24165 | 10886982167453 | CALCANEAL Y-PLATE 87MM | Trauma | EA
04118552 | 10886982109163 | 2.7MM TI METAPHYSEAL SCR/SLF- TPNG W/T8 STRDRV RECESS/52MM | Trauma | EA
02211406 | 10886982054906 | 2.7MM VA-LOCKING CALCANEAL PLATE W/TABS MEDIUM 64MM RIGHT | Trauma | EA
280720 | 10886982176165 | DHS®/DCS® ONE-STEP LAG SCREW 14MM DIA. THREAD / 120MM | Trauma | EA
02108422 | 10886982030139 | PEDIATRIC LCP CONDYLAR PLATE 5.0MM/90°/7 HOLES | Trauma | EA
60538020 | 10886982345325 | VOLT(TM) PROX HUM IMP & INSTR 1 HIGH 3/3 WIDTH ALUM TRAY | Trauma | EA
217105 | 10886982155665 | 6.5MM CANCELLOUS BONE SCREW 32MM THREAD/105MM | Trauma | EA
02527002S | 10886982330345 | 2.7MM VOLT(TM) COMPACT STRT PL 6H/48MM/STERILE | Trauma | EA
02527113 | 10886982322166 | 2.7MM VOLT(TM) CORTEX SCREW 13MM T8 | Trauma | EA
404845 | 10886982207432 | 3.5MM TI CORTEX SCREW SELF-TAPPING 45MM | Trauma | EA
04112821 | 10886982279569 | 2.7MM TI VA LCP HOOK PLATE SHORT/ 9MM/ RIGHT | Trauma | EA
212217 | 10886982152244 | 5.0MM LOCKING SCREW SLF-TPNG WITH T25 STARDRIVE RECESS 46MM | Trauma | EA
02210942 | 10886982053244 | 2.4MM CORTEX SCREW SLF-TPNG WITH T8 STARDRIVE RECESS 42MM | Trauma | EA
04420020 | 10886982330956 | 2.0MM VOLT(TM) STRAIGHT PLATE 18H/126MM | Trauma | EA
218017 | 10886982155849 | 6.5MM CANCELLOUS BONE SCREW WITH 4.0MM CORE DIA/100MM | Trauma | EA
04535410S | 10886982327406 | 3.5MM VOLT(TM) LOCKING SCREW 110MM T15 STERILE | Trauma | EA
02420146TS | 10886982314833 | 2.0MM VOLT(TM) CORTEX SCREW 46MM T6 STERILE | Trauma | EA
04420309TS | 10886982317513 | 2.0MM VOLT(TM) LOCKING SCREW 9MM T6 STERILE | Trauma | EA
22661 | 10886982159120 | 4.5MM BROAD LC-DCP® PLATE 11 HOLES/196MM | Trauma | EA
03311378 | 10886982078759 | TI 5/8 RING/180MM DIAMETER | Trauma | EA
475925 | 10886982234551 | 2.5MM TI ELASTIC NAIL 440MM | Trauma | EA
04200020 | 10886982115690 | 3.5MM TI STARDRIVE CORTEX SCREW SELF-TAPPING 20MM | Trauma | EA
02206218S | 10886982050977 | 3.5MM CRTX SCREW/LOW PROF HD SELF-TAPPING/STRDRV/18MM-STER | Trauma | EA
211822 | 10886982151599 | 2.4MM CANNULATED SCREW LONG THREAD 22MM | Trauma | EA
02204060 | 10886982049544 | 4.0MM LOCKING SCREW SLF-TPNG WITH T25 STARDRIVE RECESS 60MM | Trauma | EA
04227350S | 10886982125255 | 6.5MM TI HEADLESS COMPRESSION SCR/32MM THRD/150MM-STERILE | Trauma | EA
04527124 | 10886982325143 | 2.7MM VOLT(TM) CORTEX SCREW 24MM T8 | Trauma | EA
02424346TS | 10886982316714 | 2.4MM VOLT(TM) LOCKING SCREW 46MM T8 STERILE | Trauma | EA
02231305S | 10886982062314 | 5.0MM VA LOCKING SCREW SLF-TPNG/STRDRV/105MM-STER | Trauma | EA
02222144 | 10886982056030 | 5.0MM VA LOCKING SCREW SLF-TPNG W/T25 STARDRIVE/44MM | Trauma | EA
204234 | 10886982145925 | 3.5MM SHAFT SCREW 34MM | Trauma | EA
02130106 | 10886982044266 | 1.3MM LOCKING SCREW SLF-TPNG WITH T4 STARDRIVE RECESS 6MM | Trauma | EA
223661 | 10886982158109 | 3.5MM LCP PLATE 16 HOLES 215MM | Trauma | EA
22362 | 10886982158024 | 3.5MM LC-DCP® PLATE 12 HOLES/155MM | Trauma | EA
04420050S | 10886982331045 | 2.0MM VOLT(TM) HOOK PLATE 6H/47MM/STERILE | Trauma | EA
04420309 | 10886982317506 | 2.0MM VOLT(TM) LOCKING SCREW 9MM T6 | Trauma | EA
04045518TS | 10886982301161 | LOW PROF LCKNG SCREW F/IM NAIL Ø 4.0MM / L 18MM / XL25/ STER | Trauma | EA
02222128 | 10886982055958 | 5.0MM VA LOCKING SCREW SLF-TPNG W/T25 STARDRIVE/28MM | Trauma | EA
02226760S | 10886982060419 | 4.5MM HEADLESS COMPRESSION SCR/LONG THRD/60MM-STERILE | Trauma | EA
44619 | 10886982223586 | 1.5MM TI STRAIGHT PLATE 20 HOLES/100MM | Trauma | EA
04019046S | 10886982089892 | 4.5MM TI MULTILOC SCREW LENGTH 46MM-STERILE | Trauma | EA
04045564S | 10886982295682 | LOW PROF LCKNG SCREW F/IM NAIL Ø 4.0MM / L 64MM / XL25/ STER | Trauma | EA
449697 | 10886982224330 | 2.7MM TI LCP(TM) T-PLATE 2 HOLES HEAD/4 HOLES SHAFT | Trauma | EA
440040 | 10886982220103 | 4.5MM TI LCP® PROXIMAL TIBIA PLATE 8 HOLES/154MM-RIGHT | Trauma | EA
02170540 | 10886982303981 | 5.0MM SELF-DRILLING SCHANZ SCREW 40MM THRD/175MM | Trauma | EA
407768 | 10886982208811 | 4.0MM TI CANNULATED SCREW- LONG THREAD 68MM | Trauma | EA
418009 | 10886982214430 | 6.5MM TI CANCELLOUS BONE SCREW WITH 4.0MM CORE DIA/60MM | Trauma | EA
04214115 | 10886982120908 | 1.5MM TI CORTEX SCR SLF-TPNG WITH T4 STARDRIVE RECESS 15MM | Trauma | EA
02206224S | 10886982051035 | 3.5MM CRTX SCREW/LOW PROF HD SELF-TAPPING/STRDRV/24MM-STER | Trauma | EA
60012202 | 10886982340900 | TRAY FOR RODS | Trauma | EA
22470 | 10886982158642 | 4.5MM NARROW LC-DCP® PLATE 20 HOLES/358MM | Trauma | EA
02535009 | 10886982328991 | 3.5MM VOLT(TM) STRAIGHT PLATE 9H/124MM | Trauma | EA
04420059 | 10886982337726 | 2.0MM VOLT(TM) TINE PLATE 10H/75MM | Trauma | EA
212427 | 10886982152718 | 3.5MM CONICAL SCREW SLF-TPNG PARTIALLY THREADED 75MM | Trauma | EA
441263 | 10886982221438 | 3.5MM TI LCP® POSTEROLATERAL DISTAL HUMERUS PLATE 3H-LEFT | Trauma | EA
04031026 | 10886982094025 | 5.0MM TI RECON SCREW W/T25 STARDRIVE 80MM | Trauma | EA
04211240 | 10886982119711 | 2.4/2.7MM TI VA-LCP FIRST MTP FUSION PL/MED/10 DEG/RIGHT | Trauma | EA
02118404 | 10886982038869 | 2.7MM VA-LCP LATERAL DISTAL FIBULA PLATE/5 HOLES/RIGHT | Trauma | EA
412110S | 10886982210456 | 3.5MM TI LOCKING SCR SLF-TPNG W/STARDRIVE RECESS/28MM-STER | Trauma | EA
04202970 | 10886982307323 | 2.7MM TI CORTEX SCREW SLF-TPNG WITH T8 STARDRIVE RECESS 65MM | Trauma | EA
04227245 | 10886982124821 | 6.5MM TI HEADLESS COMPRESSION SCREW/32MM THREAD/45MM | Trauma | EA
201812 | 10886982142955 | 2.0MM CORTEX SCREW SELF-TAPPING 12MM | Trauma | EA
24189 | 10886982167613 | CLOVERLEAF PLATE THIN BLADE 10 HOLES/200MM | Trauma | EA
409935 | 10886982210302 | 7.3MM TI CANNULATED SCREW 32MM THREAD/135MM | Trauma | EA
02527041S | 10886982337085 | 2.7MM VOLT(TM) ADPTN COMBI PL 20H/177MM/STERILE | Trauma | EA
04112084 | 10886982102942 | 3.5MM TI LCP SUPERIOR CLAVICLE PLATE/8 HOLES/RIGHT/115MM | Trauma | EA
690111 | 10886982251961 | TEN SYSTEM GRAPHIC CASE TOP TRAY | Trauma | EA
04527385 | 10886982323927 | 2.7MM VOLT(TM) LOCKING SCREW 85MM T8 | Trauma | EA
02250640SHA | 10886982305091 | 6.0MM SELF-DRILLING SCHANZ SCREW 40MM THRD/250MM/HA STER | Trauma | EA
02117501 | 10886982036728 | 2.7MM/3.5MM VA-LCP MEDL DSTL HUMERUS PL 1H/LT/69MM-SHORT | Trauma | EA
03314814S | 10886982343734 | MAXFRAME AUTOSTRUT(TM) HEXAPOD STRUT - LONG/ STERILE | Trauma | EA
40181896 | 10886982205018 | 2.0MM TI CORTEX SCREW SELF-TAPPING 18MM | Trauma | EA
02535870 | 10886982320568 | 4.0MM VOLT(TM) CANC SCR 70MM FULL THRD T15 | Trauma | EA
04130150 | 10886982112491 | 1.3MM TI LCKNG STRAIGHT PLATE 6 HOLES | Trauma | EA
414036 | 10886982212450 | 4.5MM TI CORTEX SCREW 36MM | Trauma | EA
213475 | 10886982153357 | 5.0MM LOCKING SCREW SELF-DRILLING 75MM | Trauma | EA
441685 | 10886982222305 | 2.4MM TI LCP® RADIAL HEAD RIM PLATE 4 HOLES-LEFT | Trauma | EA
04226646 | 10886982123480 | 4.5MM TI HEADLESS COMPRESSION SCREW/SHORT THREAD/46MM | Trauma | EA
04535890S | 10886982321978 | 4.0MM VOLT(TM) CANC SCR 90MM FULL THRD T15 STERILE | Trauma | EA
02118010 | 10886982037749 | 2.7/3.5MM VA-LCP MEDIAL DISTAL TIBIA PLATE/12 HOLES/RIGHT | Trauma | EA
02207090 | 10886982051875 | 7.3MM CANNULATED LOCKING SCREW 90MM | Trauma | EA
04045520TS | 10886982301178 | LOW PROF LCKNG SCREW F/IM NAIL Ø 4.0MM / L 20MM / XL25/ STER | Trauma | EA
44134 | 10886982221759 | TI ONE-THIRD TUBULAR PLATE WITH COLLAR 4 HOLES/49MM | Trauma | EA
218013 | 10886982155801 | 6.5MM CANCELLOUS BONE SCREW WITH 4.0MM CORE DIA/80MM | Trauma | EA
02112153 | 10886982034199 | 2.7MM/3.5MM LCP LATERAL DISTAL FIBULA PLATE 11H/LEFT/177MM | Trauma | EA
SD03108001 | 10886982002730 | LONG PEDIATRIC LCP HIP PLATE GUIDING BLOCK FOR 3.5MM SCREWS | Trauma | EA
202613 | 10886982144249 | 3.0MM CANNULATED SCREW SHORT THREAD/13MM | Trauma | EA
SD312009 | 10886982345547 | 2.0MM THREE HOLE WIRE GUIDE | Trauma | EA
208453 | 10886982149589 | 6.5MM CANNULATED SCREW 32MM THREAD 160MM | Trauma | EA
04205260 | 10886982116505 | 5.0MM TI CANNULATED CONICAL SCREW 60MM | Trauma | EA
206475 | 10886982147738 | 4.0MM CORTEX SCREW SELF-TAPPING 75MM | Trauma | EA
04045036TS | 10886982302656 | LOCKING SCREW FOR IM NAIL Ø 5.0MM / L 36MM / XL25/ STER | Trauma | EA
04112161 | 10886982104045 | 2.7MM/3.5MM TI LCP LAT DISTAL FIBULA PLATE 15H/LEFT/229MM | Trauma | EA
02252685SHA | 10886982305152 | 6.0MM BLUNTED POINT SCHANZ SCREW 85MM THRD/250MM/HA STER | Trauma | EA
04527308TS | 10886982323255 | 2.7MM VOLT(TM) LOCKING SCREW 8MM T8 STERILE | Trauma | EA
02535344 | 10886982325471 | 3.5MM VOLT(TM) LOCKING SCREW 44MM T15 | Trauma | EA
03311203 | 10886982078452 | CONNECTING PLATE/3 HOLES | Trauma | EA
04527180S | 10886982324153 | 2.7MM VOLT(TM) CORTEX SCREW 80MM T8 STERILE | Trauma | EA
04226675 | 10886982123688 | 4.5MM TI HEADLESS COMPRESSION SCREW/SHORT THREAD/75MM | Trauma | EA
223611 | 10886982158017 | 3.5MM LCP PLATE 11 HOLES 150MM | Trauma | EA
04150450SHA | 10886982305244 | 4.0MM TI SELF-DRILLING SCHANZ SCREW 50MM THRD/150MM/HA STER | Trauma | EA
04535072S | 10886982328304 | 3.5MM VOLT(TM) RECON PLATE 22H/262MM/STERILE | Trauma | EA
02117304 | 10886982036346 | 2.7MM/3.5MM VA-LCP POSTLAT DSTL HUM PL/4H/LT/88MM-MEDIUM | Trauma | EA
04226317S | 10886982122858 | 2.4MM TI HDLSS COMPRESSION SCR 17MM/LONG THREAD-STERILE | Trauma | EA
02221094 | 10886982275615 | 3.5/4.5MM VA PPFX PROX FEMUR HOOK PL/LARGE/10HOLES/RIGHT | Trauma | EA
04226132 | 10886982122209 | 3.0MM TI HEADLESS COMPRESSION SCREW-LONG THREAD 32MM | Trauma | EA
424591 | 10886982216786 | 4.5MM TI NARROW LCP® PLATE 9 HOLES/170MM | Trauma | EA
02424000S | 10886982329660 | 2.4MM VOLT(TM) COMPACT STRT PL 4H/31MM/STERILE | Trauma | EA
04005414 | 10886982085269 | 4.0MM TI LOCKING SCREW W/T25 STARDRIVE 24MM FOR IM NAILS | Trauma | EA
242464 | 10886982168436 | LCP® VOLAR DISTAL RADIUS PLATE EXTRA-ARTICULAR 4H HEAD-RIGHT | Trauma | EA
02420338TS | 10886982315359 | 2.0MM VOLT(TM) LOCKING SCREW 38MM T6 STERILE | Trauma | EA
02535148 | 10886982324641 | 3.5MM VOLT(TM) CORTEX SCREW 48MM T15 | Trauma | EA
247347 | 10886982170736 | 2.0MM LCP(TM) PLATE 7 HOLES/52MM | Trauma | EA
04228515 | 10886982263209 | 2.0MM TI QUICK INSERTION SCREW 15MM | Trauma | EA
212101 | 10886982151759 | 3.5MM LOCKING SCREW SLF-TPNG W/STARDRIVE(TM) RECESS 10MM | Trauma | EA
02127112 | 10886982043108 | 3.5MM VARIABLE ANGLE LOCKING SCREW/SLF-TPNG/STRDRV/12MM | Trauma | EA
280465 | 10886982175533 | DHS®/DCS® LAG SCREW 14.0MM THREAD/65MM | Trauma | EA
03535110 | 10886982336330 | 3.5 VOLT(TM) DEPTH GAUGE 6 TO 110MM | Trauma | EA
02535328 | 10886982325310 | 3.5MM VOLT(TM) LOCKING SCREW 28MM T15 | Trauma | EA
04152430 | 10886982304186 | 4.0MM TI BLUNTED POINT SCHANZ SCREW 30MM THRD/150MM | Trauma | EA
04527354TS | 10886982323835 | 2.7MM VOLT(TM) LOCKING SCREW 54MM T8 STERILE | Trauma | EA
04424306TS | 10886982318732 | 2.4MM VOLT(TM) LOCKING SCREW 6MM T8 STERILE | Trauma | EA
04005412S | 10886982085252 | 4.0MM TI LOCKING SCREW W/T25 STARDRIVE 22MM F/IM NAILS-STER | Trauma | EA
60012201 | 10886982340917 | TRAY FOR CLAMPS AND RODS | Trauma | EA
204905 | 10886982146632 | 3.5MM CORTEX SCREW SELF-TAPPING 105MM | Trauma | EA
60425005 | 10886982341716 | 2.4 VOLT(TM) PROCEDURE BOX 1 HIGH 1/3 WIDTH ALUM TRAY | Trauma | EA
04118546 | 10886982109101 | 2.7MM TI METAPHYSEAL SCR/SLF- TPNG W/T8 STRDRV RECESS/46MM | Trauma | EA
04227250S | 10886982124852 | 6.5MM TI HEADLESS COMPRESSION SCR/32MM THRD/50MM-STERILE | Trauma | EA
04210140 | 10886982118721 | 2.4MM TI VA LCKNG SCR SLF-TPNG WITH STARDRIVE RECESS 40MM | Trauma | EA
03530000 | 10886982336293 | PLATE BENDING IRON CLOSED FOR 2.7/3.5MM VOLT(TM) PLATES | Trauma | EA
04172625 | 10886982304520 | 6.0MM TI BLUNTED POINT SCHANZ SCREW 25MM THRD/175MM | Trauma | EA
04535630 | 10886982320834 | 4.0MM VOLT(TM) CANC SCR 30MM PART THRD T15 | Trauma | EA
04038080 | 10886982098429 | TFNA SCREW 80MM | Trauma | EA
449912 | 10886982224392 | 2.4MM TI STRAIGHT PLATE 12 HOLES/72MM | Trauma | EA
24807 | 10886982171085 | 3.5MM DCP® PLATE 7 HOLES/85MM | Trauma | EA
412206 | 10886982210906 | 5.0MM TI LOCKING SCR SLF-TPNG WITH T25 STARDRIVE RECESS 24MM | Trauma | EA
02424342 | 10886982316660 | 2.4MM VOLT(TM) LOCKING SCREW 42MM T8 | Trauma | EA
04005470 | 10886982085825 | 4.0MM TI LOCKING SCREW W/T25 STARDRIVE 80MM FOR IM NAILS | Trauma | EA
407732 | 10886982208651 | 4.0MM TI CANNULATED SCREW LONG THREAD/32MM | Trauma | EA
03118050S | 10886982073563 | 2.8MM COMPRESSION WIRE 50MM THREAD/200MM LENGTH-STER | Trauma | EA
04045386 | 10886982293794 | LOW PROF LCKNG SCREW F/IM NAIL Ø 5.0MM / L 86MM / XL25 | Trauma | EA
409685 | 10886982210029 | 7.3MM TI CANNULATED SCREW FULLY THREADED/85MM | Trauma | EA
414038 | 10886982212467 | 4.5MM TI CORTEX SCREW 38MM | Trauma | EA
02527120TS | 10886982322487 | 2.7MM VOLT(TM) CORTEX SCREW 20MM T8 STERILE | Trauma | EA
23722 | 10886982161130 | 95 DEG CONDYLAR PLATE 12 HOLES/60MM/204MM | Trauma | EA
04233135S | 10886982290298 | RFNA / 11MM / 340MM PERIPROSTHETIC BEND / STERILE | Trauma | EA
20135997 | 10886982141842 | 2.0MM CORTEX SCREW SLF-TPNG WITH STARDRIVE RECESS 9MM | Trauma | EA
04005520S | 10886982085894 | 5.0MM TI LOCKING SCREW W/T25 STARDRIVE 30MM F/IM NAIL-STER | Trauma | EA
239946 | 10886982163431 | 3.5MM LCP® PROXIMAL TIBIA PLATE 16 HOLES/237MM-RIGHT | Trauma | EA
02424314 | 10886982316325 | 2.4MM VOLT(TM) LOCKING SCREW 14MM T8 | Trauma | EA
02152435SHA | 10886982304797 | 4.0MM BLUNTED POINT SCHANZ SCREW 35MM THRD/150MM/HA STER | Trauma | EA
04045550TS | 10886982301475 | LOW PROF LCKNG SCREW F/IM NAIL Ø 4.0MM / L 50MM / XL25/ STER | Trauma | EA
408407 | 10886982208897 | 6.5MM TI CANNULATED SCREW 16MM THREAD 60MM | Trauma | EA
03420157 | 10886982335845 | 2.0 VOLT(TM) THRDD CONE DRILL GUIDE FOR 1.5MM DRILL BITS | Trauma | EA
02535830 | 10886982320360 | 4.0MM VOLT(TM) CANC SCR 30MM FULL THRD T15 | Trauma | EA
04527067 | 10886982337900 | 2.7MM VOLT(TM) T-PLATE 5H HEAD/10H/95MM | Trauma | EA
241622 | 10886982167392 | LOCKING CALCANEAL PLATE SHORT-RIGHT | Trauma | EA
414752 | 10886982213488 | 4.5MM TI CANNULATED SCREW FULLY THREADED/52MM | Trauma | EA
241452 | 10886982167231 | 3.5MM LCP® ANTEROLATERAL DISTAL TIBIA PL 17 HOLES/RIGHT | Trauma | EA
207630 | 10886982148193 | 4.0MM CANNULATED SCREW SHORT THREAD/30MM | Trauma | EA
401768 | 10886982204707 | 2.4MM TI CORTEX SCREW SLF-TPNG WITH T8 STARDRIVE RECESS 18MM | Trauma | EA
02210950 | 10886982053282 | 2.4MM CORTEX SCREW SLF-TPNG WITH T8 STARDRIVE RECESS 50MM | Trauma | EA
03311396 | 10886982078797 | TI FEMORAL ARCH PLATE 240MM DIA/90 DEGREE | Trauma | EA
224701 | 10886982158659 | 4.5MM NARROW LCP® PLATE 20 HOLES/368MM | Trauma | EA
04535665 | 10886982320940 | 4.0MM VOLT(TM) CANC SCR 65MM PART THRD T15 | Trauma | EA
239944 | 10886982163394 | 3.5MM LCP® PROXIMAL TIBIA PLATE 14 HOLES/211MM-RIGHT | Trauma | EA
02204036 | 10886982049421 | 4.0MM LOCKING SCREW SLF-TPNG WITH T25 STARDRIVE RECESS 36MM | Trauma | EA
02117802 | 10886982037404 | 2.7MM/3.5MM VA-LCP LAT DISTAL HUMERUS PL 2H/RT/82MM-MED | Trauma | EA
214016 | 10886982153401 | 4.5MM CORTEX SCREW 16MM | Trauma | EA
04110151 | 10886982100344 | TI LCP WRIST FUSION SHORT BEND PLATE | Trauma | EA
02227095 | 10886982060877 | 6.5MM HEADLESS COMPRESSION SCREW/16MM THREAD/95MM | Trauma | EA
02535370S | 10886982327086 | 3.5MM VOLT(TM) LOCKING SCREW 70MM T15 STERILE | Trauma | EA
02210120TS | 10886982262738 | 2.4MM VA LOCKING SCREW STARDRIVE 20MM STERILE | Trauma | EA
04112623 | 10886982278982 | 2.7MM TI VA LCP CLAVICLE PLATE SHAFT/ CS2/ RIGHT | Trauma | EA
442493 | 10886982222909 | TI LCP(TM) DISTAL RADIUS PLATE VOLAR/RIGHT-SHORT | Trauma | EA
400806 | 10886982203618 | 1.5MM TI CORTEX SCREW SELF-TAPPING 6MM | Trauma | EA
04535390S | 10886982327369 | 3.5MM VOLT(TM) LOCKING SCREW 90MM T15 STERILE | Trauma | EA
04535185 | 10886982326270 | 3.5MM VOLT(TM) CORTEX SCREW 85MM T15 | Trauma | EA
02117502 | 10886982036742 | 2.7MM/3.5MM VA-LCP MEDL DSTL HUMERUS PL 2H/LT/82MM-MEDIUM | Trauma | EA
406444 | 10886982207869 | 4.0MM TI CORTEX SCREW SELF-TAPPING/44MM | Trauma | EA
02240265 | 10886982063984 | 3.7MM CANNULATED CONICAL SCREW 25MM THREAD/65MM | Trauma | EA
02114006 | 10886982034823 | 1.5MM LCP T-PLATE/3H HEAD 8 HOLE SHAFT | Trauma | EA
04045105S | 10886982294708 | LOCKING SCREW FOR IM NAIL Ø 5MM/ 105MM/ XL25/ STERILE | Trauma | EA
436507 | 10886982217998 | 3.5MM TI LCP OLECRANON PLATE 6 HOLES/LEFT/138MM | Trauma | EA
458985S | 10886982231185 | 5.0MM TI LOCKING SCREW 85MM- FOR IM NAILS-STERILE | Trauma | EA
02424311 | 10886982316264 | 2.4MM VOLT(TM) LOCKING SCREW 11MM T8 | Trauma | EA
242112 | 10886982168009 | 4.5MM LCP® PROXIMAL FEMUR PLATE 12 HOLES/319MM-LEFT | Trauma | EA
200818 | 10886982141569 | 1.5MM CORTEX SCREW SELF-TAPPING 18MM | Trauma | EA
02127180TS | 10886982307262 | 3.5MM VARIABLE ANGLE LOCKING SCREW/SLF-TPNG/STRDRV/80MM | Trauma | EA
02420002S | 10886982329264 | 2.0MM VOLT(TM) COMP STRGHT PL 6H/34MM/STERILE | Trauma | EA
04112620 | 10886982278944 | 2.7MM TI VA LCP CLAVICLE PLATE SHAFT/ CS1/ LEFT | Trauma | EA
224753 | 10886982158673 | 4.5MM/3.5MM LCP® METAPHYSEAL PLATE 8 HOLES | Trauma | EA
414034 | 10886982212443 | 4.5MM TI CORTEX SCREW 34MM | Trauma | EA
402630 | 10886982206190 | 3.0MM TI CANNULATED SCREW SHORT THREAD/30MM | Trauma | EA
209900 | 10886982151254 | 7.3MM CANNULATED SCREW 32MM THREAD/100MM | Trauma | EA
40080796 | 10886982203649 | 1.5MM TI CORTEX SCREW SELF-TAPPING 7MM | Trauma | EA
02200060 | 10886982048011 | 3.5MM STARDRIVE CORTEX SCREW SELF-TAPPING 60MM | Trauma | EA
02110850 | 10886982031037 | LCP VOLAR COLUMN DISTAL RADIUS PL 7H HEAD/5H SHAFT/RT | Trauma | EA
04117701 | 10886982106742 | 2.7MM/3.5MM TI VA-LCP EXT MEDL DHP 1H/LT/72MM - SHORT | Trauma | EA
02206040S | 10886982050359 | 3.5MM CRTX SCREW/LOW PROF HD SELF-TAPPING/HEXDRV/40MM-STER | Trauma | EA
245934 | 10886982170460 | 3.5MM LOW PROFILE RECON J-PLATE 14 HOLES-LEFT | Trauma | EA
02420324 | 10886982315205 | 2.0MM VOLT(TM) LOCKING SCREW 24MM T6 | Trauma | EA
413360 | 10886982212108 | 5.0MM TI LOCKING HEAD SCREW SELF-TAPPING 60MM | Trauma | EA
04130260 | 10886982113061 | 1.5MM TI VAL STRUT PLATE 12 HOLES | Trauma | EA
249699 | 10886982171412 | 2.7MM LCP(TM) L-PLATE OBLIQUE LEFT 2H HEAD/4H SHAFT | Trauma | EA
202832 | 10886982144829 | 2.7MM CORTEX SCREW SELF-TAPPING 32MM | Trauma | EA
02172540S | 10886982308320 | 5.0MM BLUNTED POINT SCHANZ SCREW 40MM THRD/175MM/STERILE | Trauma | EA
04420116TS | 10886982317056 | 2.0MM VOLT(TM) CORTEX SCREW 16MM T6 STERILE | Trauma | EA
247366 | 10886982170859 | 2.4MM LCP(TM) ADAPTION PLATE 12 HOLES/88MM | Trauma | EA
209735 | 10886982150943 | 7.3MM CANNULATED SCREW FULLY THREADED/135MM | Trauma | EA
02527344 | 10886982333551 | 2.7MM VOLT(TM) LOCKING SCREW 44MM T8 | Trauma | EA
04535660 | 10886982320933 | 4.0MM VOLT(TM) CANC SCR 60MM PART THRD T15 | Trauma | EA
04112621 | 10886982278975 | 2.7MM TI VA LCP CLAVICLE PLATE SHAFT/ CS1/ RIGHT | Trauma | EA
204700 | 10886982146120 | 3.5MM PELVIC CORTEX SCREW SELF-TAPPING 100MM | Trauma | EA
04536033S | 10886982329066 | 3.5MM VOLT(TM) T-PLATE 3H HEAD/3H SHAFT/49MM/STERILE | Trauma | EA
207952 | 10886982148827 | 4.0MM CANCELLOUS BONE SCREW 5.0MM HEAD-PART THRDD/52MM | Trauma | EA
04130116 | 10886982112477 | 1.3MM TI LCKNG SCREW SLF-TPNG WITH T4 STARDRIVE RECESS 16MM | Trauma | EA
02112048 | 10886982033055 | 2.7MM/3.5MM VA-LCP LAT ANT CLAVICLE PLATE/11H/113MM | Trauma | EA
42231010S | 10886982259202 | 5.0MM PERIPR VAL SCR/10MM OPTILINK(TM)/STRDRV/STERILE | Trauma | EA
04005516 | 10886982085849 | 5.0MM TI LOCKING SCREW W/T25 STARDRIVE 26MM FOR IM NAILS | Trauma | EA
202836 | 10886982144843 | 2.7MM CORTEX SCREW SELF-TAPPING 36MM | Trauma | EA
02205060 | 10886982049742 | 5.0MM CANNULATED LOCKING SCREW 60MM | Trauma | EA
280545S | 10886982175885 | DHS®/DCS® LAG SCREW 14.0MM THREAD/145MM-STERILE | Trauma | EA
04420106TS | 10886982316851 | 2.0MM VOLT(TM) CORTEX SCREW 6MM T6 STERILE | Trauma | EA
441451 | 10886982222022 | 3.5MM TI LCP(TM) ANTEROLATERAL DISTAL TIBIA PL 15 HOLES/LEFT | Trauma | EA
04045388TS | 10886982302380 | LOW PROF LCKNG SCREW F/IM NAIL Ø 5.0MM / L 88MM / XL25/ STER | Trauma | EA
02424010 | 10886982329813 | 2.4MM VOLT(TM) STRAIGHT PLATE 10H/96MM | Trauma | EA
04228512 | 10886982263179 | 2.0MM TI QUICK INSERTION SCREW 12MM | Trauma | EA
04200010 | 10886982115645 | 3.5MM TI STARDRIVE CORTEX SCREW SELF-TAPPING 10MM | Trauma | EA
29221 | 20886982180435 | 2.0MM KIRSCHNER WIRE W/TROCAR POINT 285MM | Trauma | EA
214862 | 10886982154804 | 4.5MM CORTEX SCREW SELF-TAPPING 62MM | Trauma | EA
02127124 | 10886982043160 | 3.5MM VARIABLE ANGLE LOCKING SCREW/SLF-TPNG/STRDRV/24MM | Trauma | EA
02210126TS | 10886982262929 | 2.4MM VA LOCKING SCREW STARDRIVE 26MM STERILE | Trauma | EA
04112041 | 10886982102706 | 3.5MM TI LCP MEDL ANT CLAVICLE PLATE/7 HOLE/91MM | Trauma | EA
408414 | 10886982208965 | 6.5MM TI CANNULATED SCREW 16MM THREAD 95MM | Trauma | EA
02527326 | 10886982333452 | 2.7MM VOLT(TM) LOCKING SCREW 26MM T8 | Trauma | EA
02527344TS | 10886982333568 | 2.7MM VOLT(TM) LOCKING SCREW 44MM T8 STERILE | Trauma | EA
02214116 | 10886982055507 | 1.5MM CORTEX SCREW SLF-TPNG WITH T4 STARDRIVE RECESS 16MM | Trauma | EA
02424313 | 10886982316301 | 2.4MM VOLT(TM) LOCKING SCREW 13MM T8 | Trauma | EA
02222170 | 10886982056108 | 5.0MM VA LOCKING SCREW SLF-TPNG W/T25 STARDRIVE/70MM | Trauma | EA
SD399992 | 10886982349095 | PLATE HOLDING FORCEPS LEFT FLARED TIPS | Trauma | EA
02112042 | 10886982032959 | 3.5MM LCP MEDL ANT CLAVICLE PL 8 HOLE/102MM | Trauma | EA
201978 | 10886982143365 | 1.8MM BUTTRESS PIN/28MM | Trauma | EA
414062 | 10886982212580 | 4.5MM TI CORTEX SCREW 62MM | Trauma | EA
02206085S | 10886982050779 | 3.5MM CRTX SCREW/LOW PROF HD SELF-TAPPING/HEXDRV/85MM-STER | Trauma | EA
41998 | 10886982214829 | WASHER 7.0MM | Trauma | EA
02115151 | 10886982035202 | 2.4MM VA-LCP DORSAL DISTAL RAD L-PLATE -90°/2H HD/5H SHAFT | Trauma | EA
42231305S | 10886982259639 | 5.0MM VAL SCREW/OPTILINK(TM) SLF-TPNG/STRDRV/105MM-STERILE | Trauma | EA
04019052 | 10886982089946 | 4.5MM TI MULTILOC SCREW LENGTH 52MM | Trauma | EA
204685 | 10886982146090 | 3.5MM PELVIC CORTEX SCREW SELF-TAPPING 85MM | Trauma | EA
02207620 | 10886982052490 | 7.3MM CANNULATED SCFE SCREW 20MM THREAD/55MM | Trauma | EA
02170630S | 10886982308498 | 6.0MM SELF-DRILLING SCHANZ SCREW 30MM THRD/175MM/STERILE | Trauma | EA
224757 | 10886982158710 | 4.5MM/3.5MM LCP® METAPHYSEAL PLATE 12 HOLES | Trauma | EA
02535618 | 10886982319852 | 4.0MM VOLT(TM) CANC SCR 18MM PART THRD T15 | Trauma | EA
04025470S | 10886982090614 | 4.0MM TI ANGULAR STABLE LCKNG SCR T25 80MM F/IM NAILS-STER | Trauma | EA
449679 | 10886982224187 | 2.4MM TI LCP(TM) CONDYLAR PL 7 HOLES SHAFT | Trauma | EA
29472 | 10886982181688 | 4.5MM SCHANZ SCREW BLUNTED TROCAR POINT 100MM | Trauma | EA
224754 | 10886982158680 | 4.5MM/3.5MM LCP® METAPHYSEAL PLATE 9 HOLES | Trauma | EA
214530 | 10886982154118 | 4.5MM CANNULATED SCREW PARTIALLY THREADED/30MM | Trauma | EA
02420110 | 10886982314369 | 2.0MM VOLT(TM) CORTEX SCREW 10MM T6 | Trauma | EA
02527140 | 10886982332196 | 2.7MM VOLT(TM) CORTEX SCREW 40MM T8 | Trauma | EA
201968 | 10886982143310 | 1.8MM BUTTRESS PIN/18MM | Trauma | EA
218220 | 10886982156150 | 6.5MM CANCELLOUS BONE SCREW WITH 4.0MM CORE DIA/120MM | Trauma | EA
42231238TS | 10886982306791 | 5.0MM VAL SCREW/OPTILINK(TM) SLF-TPNG/STRDRV/38MM/STER | Trauma | EA
422395 | 10886982215895 | 5.0MM TI LOCKING SCREW SELF-DRILLING 65MM | Trauma | EA
02130308 | 10886982045157 | 2.0MM VA-LCKNG SCREW SLF-TPNG WITH T6 STARDRIVE RECESS 8MM | Trauma | EA
280335 | 10886982175359 | DHS®/DCS® ONE-STEP LAG SCREW 12.7MM THREAD/135MM | Trauma | EA
412113 | 10886982210500 | 3.5MM TI LOCKING SCR SLF-TPNG WITH STARDRIVE RECESS 34MM | Trauma | EA
04252670SHA | 10886982305664 | 6.0MM TI BLUNTED POINT SCHANZ SCREW 70MM THRD/250MM/HA STER | Trauma | EA
04420348 | 10886982318008 | 2.0MM VOLT(TM) LOCKING SCREW 48MM T6 | Trauma | EA
02535610TS | 10886982319784 | 4.0MM VOLT(TM) CANC SCR 10MM PART THRD T15 STERILE | Trauma | EA
02535845 | 10886982320483 | 4.0MM VOLT(TM) CANC SCR 45MM FULL THRD T15 | Trauma | EA
02120601 | 10886982040084 | 3.5MM LOCKING ATTACHMENT PLATE FOR 4.5MM LCP PLATE/4 HOLES | Trauma | EA
42231250 | 10886982259479 | 5.0MM VAL SCREW/OPTILINK(TM) SLF-TPNG/STRDRV/50MM | Trauma | EA
04170535SHA | 10886982305541 | 5.0MM TI SELF-DRILLING SCHANZ SCREW 35MM THRD/175MM/HA STER | Trauma | EA
03108033 | 10886982071743 | PEDIATRIC LCP HIP PLATE GUIDING BLOCK FOR 2.7MM SCREWS | Trauma | EA
29106 | 10886982180131 | 1.25MM CERCLAGE WIRE COILS 10 METERS | Trauma | EA
458972S | 10886982231123 | 5.0MM TI LOCKING SCREW 72MM- FOR IM NAILS-STERILE | Trauma | EA
02150455S | 10886982307682 | 4.0MM SELF-DRILLING SCHANZ SCREW 55MM THRD/150MM/STERILE | Trauma | EA
02420005S | 10886982329325 | 2.0MM VOLT(TM) COMP STRGHT PL 10H/52MM/STERILE | Trauma | EA
412203 | 10886982210876 | 5.0MM TI LOCKING SCR SLF-TPNG WITH T25 STARDRIVE RECESS 18MM | Trauma | EA
02100213 | 10886982028648 | 3.5MM WIDE ANGLE LOW PROFILE RECON PLATE 13 HOLES | Trauma | EA
406018 | 10886982207500 | 4.0MM TI CANCELLOUS BONE SCREW FULLY THREADED/18MM | Trauma | EA
04252555S | 10886982308139 | 5.0MM TI BLUNTED POINT SCHANZ SCREW 55MM THRD/250MM/STERILE | Trauma | EA
04045578S | 10886982295767 | LOW PROF LCKNG SCREW F/IM NAIL Ø 4.0MM / L 78MM / XL25/ STER | Trauma | EA
40136497 | 10886982204134 | 2.0MM TI CORTEX SCRW SLF-TPNG WITH STARDRIVE RECESS 14MM | Trauma | EA
02226680 | 10886982059987 | 4.5MM HEADLESS COMPRESSION SCREW/SHORT THREAD/80MM | Trauma | EA
494782 | 10886982236616 | 5.0MM TI SELF-DRILLING SCHANZ SCREW 30MM THRD/100MM | Trauma | EA
441267 | 10886982221476 | 3.5MM TI LCP® POSTEROLATERAL DISTAL HUMERUS PLATE 7H-LEFT | Trauma | EA
212425 | 10886982152695 | 3.5MM CONICAL SCREW SLF-TPNG PARTIALLY THREADED 65MM | Trauma | EA
04045038S | 10886982294418 | LOCKING SCREW FOR IM NAIL Ø 5MM/ 38MM/ XL25/ STERILE | Trauma | EA
249678 | 10886982171238 | 2.4MM LCP(TM) PLATE 8 HOLES 68MM | Trauma | EA
02172645SHA | 10886982348197 | 6.0MM BLUNTED POINT SCHANZ SCREW 45MM THRD/175MM/HA STER | Trauma | EA
04527165TS | 10886982346179 | 2.7MM VOLT(TM) CORTEX SCREW 65MM T8 STERILE | Trauma | EA
42231650 | 10886982259103 | 5.0MM CANN VAL SCREW OPTILINK(TM)/50MM | Trauma | EA
04424385 | 10886982339621 | 2.4MM VOLT(TM) LOCKING SCREW 85MM T8 | Trauma | EA
04424032S | 10886982334510 | 2.4MM VOLT(TM) ADAPTION PLATE 12H/75MM/STERILE | Trauma | EA
401808 | 10886982204851 | 2.0MM TI CORTEX SCREW SELF-TAPPING 8MM | Trauma | EA
02130210 | 10886982044648 | 1.5MM VA-LCKNG SCREW SLF-TPNG WITH T4 STARDRIVE RECESS 10MM | Trauma | EA
04045574 | 10886982294012 | LOW PROF LCKNG SCREW F/IM NAIL Ø 4.0MM / L 74MM / XL25 | Trauma | EA
417110 | 10886982214348 | 6.5MM TI CANCELLOUS BONE SCREW 32MM THREAD/110MM | Trauma | EA
02535120TS | 10886982324375 | 3.5MM VOLT(TM) CORTEX SCREW 20MM T15 STERILE | Trauma | EA
04233040S | 10886982289162 | RFNA / 10MM / 400MM STANDARD BEND / STERILE | Trauma | EA
02111541 | 10886982031815 | 2.4MM VA-LCP 2-COL DSTL RAD PL NRW 6H HD/4H SHAFT/LT | Trauma | EA
02207275 | 10886982052049 | 7.3MM CANNULATED CONICAL SCREW 75MM | Trauma | EA
02124225 | 10886982042712 | 3.5MM LCP PROXIMAL TIBIA PLATE LOW BEND 16 HOLES/232MM/LEFT | Trauma | EA
401764 | 10886982204684 | 2.4MM TI CORTEX SCREW SLF-TPNG WITH T8 STARDRIVE RECESS 14MM | Trauma | EA
02170635S | 10886982308504 | 6.0MM SELF-DRILLING SCHANZ SCREW 35MM THRD/175MM/STERILE | Trauma | EA
214522 | 10886982154071 | 4.5MM CANNULATED SCREW PARTIALLY THREADED/22MM | Trauma | EA
294455 | 10886982181459 | 4.0MM SCHANZ SCREW-SPADE POINT 38MM THREAD/100MM | Trauma | EA
402808 | 10886982206480 | 2.7MM TI CORTEX SCREW SELF-TAPPING 8MM | Trauma | EA
04527136 | 10886982325204 | 2.7MM VOLT(TM) CORTEX SCREW 36MM T8 | Trauma | EA
03527161 | 10886982343703 | 2.7 VOLT(TM) SPRING INSERT FOR 03.527.206 | Trauma | EA
04038080S | 10886982098436 | TFNA SCREW 80MM - STERILE | Trauma | EA
02108321 | 10886982029775 | PEDIATRIC LCP(TM) HIP PLATE 5.0MM 110° | Trauma | EA
209965 | 10886982151407 | 7.3MM CANNULATED SCREW 32MM THREAD/165MM | Trauma | EA
03527210 | 10886982336002 | 2.7/2.0 VOLT(TM) DOUBLE DRILL GUIDE FOR 2.7MM PLATES | Trauma | EA
22352 | 10886982157829 | 3.5MM LC-DCP® PLATE 2 HOLES/25MM | Trauma | EA
SD391108 | 10886982006592 | EXTRA LARGE CABLE PASSER 45 DEGREE ANGLE | Trauma | EA
402232 | 10886982205858 | 2.7MM TI LOCKING SCR SLF-TPNG WITH T8 STARDRIVE RECESS-32MM | Trauma | EA
02115251 | 10886982035288 | 2.4MM VA-LCP DORSAL DISTAL RAD L-PLATE -90°/3H HD/5H SHAFT | Trauma | EA
02172540SHA | 10886982304926 | 5.0MM BLUNTED POINT SCHANZ SCREW 40MM THRD/175MM/HA STER | Trauma | EA
223414 | 10886982157652 | 3.5MM LCP® METAPHYSEAL PLATE 14 HOLES | Trauma | EA
02424010S | 10886982329820 | 2.4MM VOLT(TM) STRAIGHT PLATE 10H/96MM/STERILE | Trauma | EA
414905 | 10886982213938 | 4.5MM TI CORTEX SCREW SELF-TAPPING 105MM | Trauma | EA
04233025S | 10886982289353 | RFNA / 10MM / 240MM PERIPROSTHETIC BEND / STERILE | Trauma | EA
04130265 | 10886982113160 | 1.5MM TI VAL 1ST METACARPAL PLATE-LATERAL-LEFT | Trauma | EA
02226730S | 10886982060112 | 4.5MM HEADLESS COMPRESSION SCR/LONG THRD/30MM-STERILE | Trauma | EA
04233930S | 10886982288554 | RFNA / 9MM / 300MM STANDARD BEND / STERILE | Trauma | EA
04045224TS | 10886982300898 | LOCKING SCREW FOR IM NAIL Ø 4MM/ 24MM/ XL25/ STERILE | Trauma | EA
02120708 | 10886982040282 | 3.5MM LCP POSTEROMEDIAL PROXIMAL TIBIA PLATE 8H/157MM | Trauma | EA
29269 | 10886982180827 | 3.2MM CALIBRATED GUIDE WIRE 300MM | Trauma | EA
418013 | 10886982214478 | 6.5MM TI CANCELLOUS BONE SCREW WITH 4.0MM CORE DIA/80MM | Trauma | EA
282651 | 10886982179159 | 150 DEG LCP® DHHS(TM) SIDEPLATE-STD BARREL 3 HOLES | Trauma | EA
328140 | 10886982191571 | CANNULATED TAP FOR 5.0MM THREADED ROD/195MM | Trauma | EA
04045030TS | 10886982302625 | LOCKING SCREW FOR IM NAIL Ø 5.0MM / L 30MM / XL25/ STER | Trauma | EA
04527005 | 10886982335005 | 2.7MM VOLT(TM) COMP STRGHT PL 10H/76MM | Trauma | EA
04424340TS | 10886982319210 | 2.4MM VOLT(TM) LOCKING SCREW 40MM T8 STERILE | Trauma | EA
02527000 | 10886982330291 | 2.7MM VOLT(TM) COMP STRGHT PL 4H/34MM | Trauma | EA
200529 | 10886982141293 | 1.0MM CORTEX SCREW SELF-TAPPING 9MM | Trauma | EA
02535816TS | 10886982320230 | 4.0MM VOLT(TM) CANC SCR 16MM FULL THRD T15 STERILE | Trauma | EA
69037554 | 10886982253125 | SCREW RACK LID F/7.3MM TI&SS CANN SCREWS-16MM/32MM THREADS | Trauma | EA
03311891 | 10886982079329 | CARBON FIBER FEMORAL ARCH PL 180MM DIA/90 DEGREES | Trauma | EA
04031027 | 10886982094049 | 5.0MM TI RECON SCREW W/T25 STARDRIVE 85MM | Trauma | EA
03311876 | 10886982079299 | CARBON FIBER 5/8 RING 160MM DIAMETER | Trauma | EA
04206212 | 10886982117441 | 3.5MM TI CRTX SCR/LOW PROF HD SELF-TAPPING/STARDRIVE/12MM | Trauma | EA
04214014 | 10886982120724 | 1.5MM TI LOCKING SCR SLF-TPNG WITH T4 STARDRIVE RECESS 14MM | Trauma | EA
04226023 | 10886982121646 | 3.0MM TI HEADLESS COMPRESSION SCREW-SHORT THREAD 23MM | Trauma | EA
02117203 | 10886982036100 | 2.7MM/3.5MM VA-LCP POSTLAT DSTL HUM PL 3H/RT/75MM-SHORT | Trauma | EA
SD03233018 | 10886982362209 | ANGULAR ADJUSTMENT LOCK KNOB RFNA PROXIMAL AIMING DEVICE | Trauma | EA
03311818 | 10886982079183 | CARBON FIBER HALF RING 180MM DIAMETER | Trauma | EA
214756 | 10886982154491 | 4.5MM CANNULATED SCREW FULLY THREADED/56MM | Trauma | EA
204832 | 10886982146342 | 3.5MM CORTEX SCREW SELF-TAPPING 32MM | Trauma | EA
04200042 | 10886982115805 | 3.5MM TI STARDRIVE CORTEX SCREW SELF-TAPPING 42MM | Trauma | EA
439938 | 10886982219183 | 3.5MM TI LCP® PROXIMAL TIBIA PLATE 8 HOLES/133MM-RIGHT | Trauma | EA
04226758S | 10886982124111 | 4.5MM TI HEADLESS COMPRESSION SCR/LONG THRD/58MM-STERILE | Trauma | EA
249686 | 10886982171313 | 2.7MM LCP(TM) L-PLATE OBLIQUE RIGHT 2H HEAD/3H SHAFT | Trauma | EA
458956 | 10886982231017 | 5.0MM TI LOCKING SCREW 56MM- FOR IM NAILS | Trauma | EA
207742 | 10886982148513 | 4.0MM CANNULATED SCREW LONG THREAD/42MM | Trauma | EA
02538506 | 10886982344557 | 3.5 VOLT(TM) PROX HUM PLATE LONG/6H/160MM | Trauma | EA
04005526 | 10886982085948 | 5.0MM TI LOCKING SCREW W/T25 STARDRIVE 36MM FOR IM NAILS | Trauma | EA
02535082 | 10886982327499 | 3.5MM VOLT(TM) 1/3 TUBULAR PL 2H/23MM | Trauma | EA
02114002 | 10886982034748 | 1.5MM LCP PLATE/4 HOLE | Trauma | EA
04527066 | 10886982337894 | 2.7MM VOLT(TM) T-PLATE 3H HEAD/10H/95MM | Trauma | EA
202830 | 10886982144812 | 2.7MM CORTEX SCREW SELF-TAPPING 30MM | Trauma | EA
02206105 | 10886982050847 | 3.5MM CRTX SCREW/LOW PROF HD SELF-TAPPING/HEX DRIVE/105MM | Trauma | EA
441341 | 10886982221766 | TI LCP® ONE-THIRD TUBULAR PLATE W/COLLAR 4 HOLES/45MM | Trauma | EA
04420027 | 10886982337788 | 2.0MM VOLT(TM) ADPTN COMBI PL 6H/47MM | Trauma | EA
04115450 | 10886982104960 | 2.4MM TI VA-LCP DRSL DSTL RAD L-PLATE +20°/3H HD/5H SHAFT | Trauma | EA
209470 | 10886982150585 | 7.0MM CANNULATED SCREW FULLY THREADED/70MM | Trauma | EA
02206234S | 10886982051134 | 3.5MM CRTX SCREW/LOW PROF HD SELF-TAPPING/STRDRV/34MM-STER | Trauma | EA
49225 | 20886982236323 | 2.5MM TI KIRSCHNER WIRE 150MM | Trauma | EA
02420315 | 10886982315069 | 2.0MM VOLT(TM) LOCKING SCREW 15MM T6 | Trauma | EA
04227100 | 10886982124609 | 6.5MM TI HEADLESS COMPRESSION SCREW/16MM THREAD/100MM | Trauma | EA
04025534S | 10886982090690 | 5.0MM TI ANGULAR STABLE LCKNG SCR T25 44MM F/IM NAILS-STER | Trauma | EA
04535082 | 10886982327505 | 3.5MM VOLT(TM) 1/3 TUBULAR PL 2H/23MM | Trauma | EA
02230110S | 10886982061584 | 1.5MM HEADLESS COMPRESSION SCREW 10MM-STERILE | Trauma | EA
202624 | 10886982144355 | 3.0MM CANNULATED SCREW SHORT THREAD/24MM | Trauma | EA
03311897 | 10886982079350 | CARBON FIBER FEMORAL ARCH PL 240MM DIA/120 DEGREES | Trauma | EA
02127116TS | 10886982306852 | 3.5MM VARIABLE ANGLE LOCKING SCREW/SLF-TPNG/STRDRV/16MM | Trauma | EA
20137897 | 10886982141996 | 2.0MM CORTEX SCREW SLF-TPNG WITH STARDRIVE RECESS 32MM | Trauma | EA
04005450S | 10886982085634 | 4.0MM TI LOCKING SCREW W/T25 STARDRIVE 60MM F/IM NAILS-STER | Trauma | EA
409950 | 10886982210333 | 7.3MM TI CANNULATED SCREW 32MM THREAD/150MM | Trauma | EA
02206018S | 10886982050137 | 3.5MM CRTX SCREW/LOW PROF HD SELF-TAPPING/HEXDRV/18MM-STER | Trauma | EA
223631 | 10886982158048 | 3.5MM LCP PLATE 13 HOLES 176MM | Trauma | EA
212110 | 10886982151841 | 3.5MM LOCKING SCREW SLF-TPNG W/STARDRIVE(TM) RECESS 28MM | Trauma | EA
02124407 | 10886982042750 | 4.5MM VA-LCP CURVED CONDYLAR PLATE/6 HOLE/159MM/LEFT | Trauma | EA
02172525SHA | 10886982304896 | 5.0MM BLUNTED POINT SCHANZ SCREW 25MM THRD/175MM/HA STER | Trauma | EA
24810 | 10886982171115 | 3.5MM DCP® PLATE 10 HOLES/121MM | Trauma | EA
04424317 | 10886982318947 | 2.4MM VOLT(TM) LOCKING SCREW 17MM T8 | Trauma | EA
02110208 | 10886982030597 | VA-LCP VOLAR DISTAL RADIUS PL 4H HEAD/5H SHAFT/LT | Trauma | EA
02535312 | 10886982324887 | 3.5MM VOLT(TM) LOCKING SCREW 12MM T15 | Trauma | EA
02536033S | 10886982329059 | 3.5MM VOLT(TM) T-PLATE 3H HEAD/3H SHAFT/49MM/STERILE | Trauma | EA
04535180 | 10886982326263 | 3.5MM VOLT(TM) CORTEX SCREW 80MM T15 | Trauma | EA
22466 | 10886982158611 | 4.5MM NARROW LC-DCP® PLATE 16 HOLES/286MM | Trauma | EA
02110202 | 10886982030474 | VA-LCP VOLAR DISTAL RADIUS PL 5H HEAD/5H SHAFT/RT | Trauma | EA
02536035 | 10886982329073 | 3.5MM VOLT(TM) T-PLATE 3H HEAD/5H SHAFT/67MM | Trauma | EA
241263 | 10886982166210 | 3.5MM LCP® POSTEROLATERAL DISTAL HUMERUS PLATE 3H-LEFT | Trauma | EA
04003025 | 10886982081537 | 6.5MM TI RECON SCREW WITH T25 STARDRIVE 75MM | Trauma | EA
281820 | 10886982177841 | 150 DEG DHS® PLATE-SHORT BARREL 2 HOLES/46MM | Trauma | EA
02535375S | 10886982327093 | 3.5MM VOLT(TM) LOCKING SCREW 75MM T15 STERILE | Trauma | EA
42231016 | 10886982259592 | 5.0MM PERIPR VAL SCR/16MM OPTILINK(TM)/SLF-TPNG/STRDRV | Trauma | EA
02100006 | 10886982028259 | 3.5MM PUBIC SYMPHYSIS PLATE 6 HOLES | Trauma | EA
04527117 | 10886982325099 | 2.7MM VOLT(TM) CORTEX SCREW 17MM T8 | Trauma | EA
04527119TS | 10886982332905 | 2.7MM VOLT(TM) CORTEX SCREW 19MM T8 STERILE | Trauma | EA
04424007S | 10886982335470 | 2.4MM VOLT(TM) STRAIGHT PLATE 7H/69MM/STERILE | Trauma | EA
04130161 | 10886982112675 | 1.3MM TI LCKNG WEB PLATE 14 HOLES | Trauma | EA
414736 | 10886982213402 | 4.5MM TI CANNULATED SCREW FULLY THREADED/36MM | Trauma | EA
04038085 | 10886982098443 | TFNA SCREW 85MM | Trauma | EA
04226670 | 10886982123664 | 4.5MM TI HEADLESS COMPRESSION SCREW/SHORT THREAD/70MM | Trauma | EA
03123011 | 10886982074942 | INSERTION GUIDE F/3.5MM LCP PERIARTIC PROX HUMERUS PL/LT | Trauma | EA
04535816TS | 10886982321091 | 4.0MM VOLT(TM) CANC SCR 16MM FULL THRD T15 STERILE | Trauma | EA
04045030 | 10886982292728 | LOCKING SCREW FOR IM NAIL Ø 5MM/ 30MM/ XL25 | Trauma | EA
02226330S | 10886982059390 | 2.4MM HEADLESS COMPRESSION SCR 30MM/LONG THREAD-STERILE | Trauma | EA
02117007 | 10886982035721 | 2.7MM/3.5MM VA-LCP POSTLAT DHP-LAT SUPT 7H/RT/127MM-LONG | Trauma | EA
02227050S | 10886982060709 | 6.5MM HEADLESS COMPRESSION SCR/16MM THRD/50MM-STERILE | Trauma | EA
04206030 | 10886982116789 | 3.5MM TI CRTX SCR/LOW PROF HD SELF-TAPPING/HEXDRIVE/30MM | Trauma | EA
04005690 | 10886982087003 | 6.0MM TI LOCKING SCREW W/T25 STARDRIVE 100MM FOR IM NAILS | Trauma | EA
04005424 | 10886982085368 | 4.0MM TI LOCKING SCREW W/T25 STARDRIVE 34MM FOR IM NAILS | Trauma | EA
03312150 | 10886982260819 | MAXFRAME(TM) FULL RING 150MM ALUMINUM | Trauma | EA
02206034S | 10886982050298 | 3.5MM CRTX SCREW/LOW PROF HD SELF-TAPPING/HEXDRV/34MM-STER | Trauma | EA
04045338TS | 10886982301376 | LOW PROF LCKNG SCREW F/IM NAIL Ø 5.0MM / L 38MM / XL25/ STER | Trauma | EA
02172625S | 10886982308528 | 6.0MM BLUNTED POINT SCHANZ SCREW 25MM THRD/175MM/STERILE | Trauma | EA
02130108 | 10886982044280 | 1.3MM LOCKING SCREW SLF-TPNG WITH T4 STARDRIVE RECESS 8MM | Trauma | EA
02206060S | 10886982050595 | 3.5MM CRTX SCREW/LOW PROF HD SELF-TAPPING/HEXDRV/60MM-STER | Trauma | EA
02221130 | 10886982275554 | 3.5/4.5MM VA PPFX PROX FEMUR PLATE/12HOLES/RIGHT | Trauma | EA
02240226 | 10886982063809 | 3.7MM CANNULATED CONICAL SCREW 15MM THREAD/26MM | Trauma | EA
04110207 | 10886982100504 | TI VA-LCP VOLAR DISTAL RADIUS PLATE 4H HEAD/3H SHAFT/LT | Trauma | EA
04420144TS | 10886982317377 | 2.0MM VOLT(TM) CORTEX SCREW 44MM T6 STERILE | Trauma | EA
04130105 | 10886982112361 | 1.3MM TI LCKNG SCREW SLF-TPNG WITH T4 STARDRIVE RECESS 5MM | Trauma | EA
04214009 | 10886982120670 | 1.5MM TI LOCKING SCR SLF-TPNG WITH T4 STARDRIVE RECESS 9MM | Trauma | EA
400824 | 10886982203861 | 1.5MM TI CORTEX SCREW SELF-TAPPING 24MM | Trauma | EA
04200040 | 10886982115799 | 3.5MM TI STARDRIVE CORTEX SCREW SELF-TAPPING 40MM | Trauma | EA
02214120 | 10886982055521 | 1.5MM CORTEX SCREW SLF-TPNG WITH T4 STARDRIVE RECESS 20MM | Trauma | EA
03311091 | 10886982078254 | OBLIQUE SUPPORT | Trauma | EA
02535630 | 10886982319975 | 4.0MM VOLT(TM) CANC SCR 30MM PART THRD T15 | Trauma | EA
60420005 | 10886982341570 | 2.0 VOLT(TM) PLATES & SCREWS 1 HIGH 1/3 WIDTH ALUM TRAY | Trauma | EA
04424342TS | 10886982319234 | 2.4MM VOLT(TM) LOCKING SCREW 42MM T8 STERILE | Trauma | EA
04230113 | 10886982125347 | 1.5MM TI HEADLESS COMPRESSION SCREW 13MM | Trauma | EA
02205045 | 10886982049711 | 5.0MM CANNULATED LOCKING SCREW 45MM | Trauma | EA
280000S | 10886982174888 | DHS®/DCS® LAG SCREW 12.7MM THREAD/100MM-STERILE | Trauma | EA
04110208 | 10886982100528 | TI VA-LCP VOLAR DISTAL RADIUS PLATE 4H HEAD/5H SHAFT/LT | Trauma | EA
02424053 | 10886982329974 | 2.4MM VOLT(TM) T-PLATE 3H HEAD/6H/53MM | Trauma | EA
02210126 | 10886982053039 | 2.4MM VA LOCKING SCREW STARDRIVE 26MM | Trauma | EA
208845 | 10886982149923 | 7.3MM CANNULATED SCREW 16MM THREAD/45MM | Trauma | EA
02110011 | 10886982030238 | LCP DIA-META VOLAR DISTAL RADIUS PL 11H SHAFT/RT | Trauma | EA
02226227S | 10886982058959 | 2.4MM HEADLESS COMPRESSION SCR 27MM/SHORT THREAD-STERILE | Trauma | EA
449685 | 10886982224248 | 2.7MM TI LCP(TM) T-PLATE 2 HOLES HEAD/3 HOLES SHAFT | Trauma | EA
03133104S | 10886982277404 | 2.5MM DRILL BIT QC 240MM STER 150MM CALIBRATION | Trauma | EA
02420050 | 10886982329493 | 2.0MM VOLT(TM) HOOK PLATE 6H/47MM | Trauma | EA
241445 | 10886982167095 | 3.5MM LCP® ANTEROLATERAL DISTAL TIBIA PL 9 HOLES/LEFT | Trauma | EA
04538506 | 10886982344717 | 3.5 VOLT(TM) PROX HUM PLATE LONG/6H/160MM | Trauma | EA
04535855 | 10886982321381 | 4.0MM VOLT(TM) CANC SCR 55MM FULL THRD T15 | Trauma | EA
04112514 | 10886982104106 | 3.5MM TI LCP LOW BEND MEDIAL DSTL TIBIA PL/6H/RIGHT/135MM | Trauma | EA
03037012 | 10886982070289 | COMPLETE RADIOLUCENT INSERTION HANDLE | Trauma | EA
03314812S | 10886982343710 | MAXFRAME AUTOSTRUT(TM) HEXAPOD STRUT - SHORT/STERILE | Trauma | EA
422250 | 10886982215321 | TI LCP(TM) DISTAL FEMUR PLATE 5 HOLES/156MM-RIGHT | Trauma | EA
423409 | 10886982215987 | 3.5MM TI LCP® METAPHYSEAL PLATE 9 HOLES | Trauma | EA
04535340 | 10886982326638 | 3.5MM VOLT(TM) LOCKING SCREW 40MM T15 | Trauma | EA
442502 | 10886982222947 | 2.4MM TI LCP(TM) DISTAL RADIUS L-PLATE/+90DEG 2H HD/3H SHAFT | Trauma | EA
02527126 | 10886982322814 | 2.7MM VOLT(TM) CORTEX SCREW 26MM T8 | Trauma | EA
202224 | 10886982144034 | 2.7MM LOCKING SCREW SLF-TPNG WITH T8 STARDRIVE RECESS 24MM | Trauma | EA
02206258 | 10886982051400 | 3.5MM CRTX SCREW/LOW PROF HD SELF-TAPPING/STAR DRIVE/58MM | Trauma | EA
235600 | 10886982160010 | 90 DEG ADOLESCENT OSTEOTOMY PLATE 50MM/10MM | Trauma | EA
04424332 | 10886982319128 | 2.4MM VOLT(TM) LOCKING SCREW 32MM T8 | Trauma | EA
04150415 | 10886982304056 | 4.0MM TI SELF-DRILLING SCHANZ SCREW 15MM THRD/150MM | Trauma | EA
04045556 | 10886982294227 | LOW PROF LCKNG SCREW F/IM NAIL Ø 4.0MM / L 56MM / XL25 | Trauma | EA
02226317 | 10886982059123 | 2.4MM HEADLESS COMPRESSION SCREW-LONG THREAD 17MM | Trauma | EA
04535665S | 10886982321831 | 4.0MM VOLT(TM) CANC SCR 65MM PART THRD T15 STERILE | Trauma | EA
207040 | 10886982147912 | 4.0MM CANCELLOUS BONE SCREW PARTIALLY THREADED/40MM | Trauma | EA
04005432S | 10886982085450 | 4.0MM TI LOCKING SCREW W/T25 STARDRIVE 42MM F/IM NAILS-STER | Trauma | EA
39121 | 10886982198228 | WIRE TIGHTENER WITH HANDLE & TWO PEGS 240MM | Trauma | EA
02211259 | 10886982054647 | 2.4/2.7MM VA-LCP L-FUSION PL STANDARD/LEFT | Trauma | EA
02130216 | 10886982044709 | 1.5MM VA-LCKNG SCREW SLF-TPNG WITH T4 STARDRIVE RECESS 16MM | Trauma | EA
04226810S | 10886982124319 | 4.5MM TI HEADLESS COMPRESSION SCR/LONG THRD/110MM-STERILE | Trauma | EA
442505 | 10886982222978 | 2.4MM TI LCP(TM) DISTAL RADIUS L-PLATE/+90DEG 3H HD/4H SHAFT | Trauma | EA
04003022S | 10886982081483 | 6.5MM TI RECON SCREW WITH T25 STARDRIVE 60MM-STERILE | Trauma | EA
408880 | 10886982209740 | 7.3MM TI CANNULATED SCREW 16MM THREAD/80MM | Trauma | EA
04112019 | 10886982102508 | 3.5MM TI LCP SUP ANT CLAVICLE PL W/LAT EXTN 7H/LT/123MM | Trauma | EA
03535282S | 10886982336750 | 2.8MM VOLT(TM) DRILL BIT AO QC 205MM/110MM CALIB/ STER | Trauma | EA
03311220 | 10886982078520 | STANDOFF 20MM LONG | Trauma | EA
247377 | 10886982170903 | 2.4MM LCP(TM) PLATE 7 HOLES 60MM | Trauma | EA
02420107TS | 10886982314314 | 2.0MM VOLT(TM) CORTEX SCREW 7MM T6 STERILE | Trauma | EA
294769 | 10886982181794 | 4.0MM/2.5MM SELF-DRILLING SCHANZ SCREW 20MM THRD/80MM | Trauma | EA
04227065 | 10886982124463 | 6.5MM TI HEADLESS COMPRESSION SCREW/16MM THREAD/65MM | Trauma | EA
02420040S | 10886982329486 | 2.0MM VOLT(TM) ADAPTION PLATE 20H/108MM/STERILE | Trauma | EA
440843 | 10886982220714 | TI TOMOFIX(TM) LATERAL HIGH TIBIA PLATE-3 HOLES/RIGHT | Trauma | EA
449681 | 10886982224200 | 2.7MM TI LCP(TM) PLATE 5 HOLES/49MM | Trauma | EA
04424140TS | 10886982318534 | 2.4MM VOLT(TM) CORTEX SCREW 40MM T8 STERILE | Trauma | EA
407075 | 10886982208224 | 4.0MM TI CANCELLOUS BONE SCREW PARTIALLY THREADED/75MM | Trauma | EA
04420324TS | 10886982317773 | 2.0MM VOLT(TM) LOCKING SCREW 24MM T6 STERILE | Trauma | EA
02117404 | 10886982036568 | 2.7MM/3.5MM VA-LCP MEDL DSTL HUMERUS PL 4H/RT/108MM-LONG | Trauma | EA
04424365 | 10886982339584 | 2.4MM VOLT(TM) LOCKING SCREW 65MM T8 | Trauma | EA
235601 | 10886982160034 | 100 DEG ADOLESCENT OSTEOTOMY PLATE 50MM/10MM | Trauma | EA
24661 | 10886982170644 | 1.5MM CONDYLAR PLATE 7 HOLES/36MM-LEFT | Trauma | EA
04424001 | 10886982331212 | 2.4MM VOLT(TM) COMP STRGHT PL 5H/38MM | Trauma | EA
445161 | 10886982223494 | 3.5MM TI LCP® RECONSTRUCTION PLATE 16 HOLES/224MM | Trauma | EA
02108316 | 10886982029737 | PEDIATRIC LCP HIP PLATE 3.5MM/140°/3 HOLES | Trauma | EA
04045038TS | 10886982302663 | LOCKING SCREW FOR IM NAIL Ø 5.0MM / L 38MM / XL25/ STER | Trauma | EA
02200145 | 10886982048189 | 3.5MM STARDRIVE CORTEX SCREW SELF-TAPPING 145MM | Trauma | EA
02205140 | 10886982049902 | 5.0MM CANNULATED LOCKING SCREW 140MM | Trauma | EA
04535336TS | 10886982326607 | 3.5MM VOLT(TM) LOCKING SCREW 36MM T15 STERILE | Trauma | EA
02227320S | 10886982061423 | 6.5MM HEADLESS COMPRESSION SCR/32MM THRD/120MM-STERILE | Trauma | EA
04045572 | 10886982294005 | LOW PROF LCKNG SCREW F/IM NAIL Ø 4.0MM / L 72MM / XL25 | Trauma | EA
202014 | 10886982143426 | 2.7MM CORTEX SCREW 14MM | Trauma | EA
207718 | 10886982148391 | 4.0MM CANNULATED SCREW LONG THREAD/18MM | Trauma | EA
29456 | 10886982181572 | 5.0MM SCHANZ SCREW BLUNTED TROCAR POINT 200MM | Trauma | EA
04226636 | 10886982123381 | 4.5MM TI HEADLESS COMPRESSION SCREW/SHORT THREAD/36MM | Trauma | EA
02424308 | 10886982316202 | 2.4MM VOLT(TM) LOCKING SCREW 8MM T8 | Trauma | EA
04230117 | 10886982125422 | 1.5MM TI HEADLESS COMPRESSION SCREW 17MM | Trauma | EA
416105 | 10886982214171 | 6.5MM TI CANCELLOUS BONE SCREW 16MM THREAD/105MM | Trauma | EA
02205065 | 10886982049759 | 5.0MM CANNULATED LOCKING SCREW 65MM | Trauma | EA
458964 | 10886982231079 | 5.0MM TI LOCKING SCREW 64MM- FOR IM NAILS | Trauma | EA
212812 | 10886982152824 | 2.4MM LOCKING SCREW SLF-TPNG WITH STARDRIVE RECESS 12MM | Trauma | EA
SD03111007 | 10886982262288 | SET SCREW FOR GUIDING BLOCK | Trauma | EA
02150420SHA | 10886982304667 | 4.0MM SELF-DRILLING SCHANZ SCREW 20MM THRD/150MM/HA STER | Trauma | EA
02231224 | 10886982062048 | 5.0MM VARIABLE ANGLE LOCKNG SCREW/SLF-TPNG/STRDRV/24MM | Trauma | EA
02226785S | 10886982060518 | 4.5MM HEADLESS COMPRESSION SCR/LONG THRD/85MM-STERILE | Trauma | EA
475940 | 10886982234612 | 4.0MM TI ELASTIC NAIL 440MM | Trauma | EA
02207055 | 10886982051806 | 7.3MM CANNULATED LOCKING SCREW 55MM | Trauma | EA
280505S | 10886982175724 | DHS®/DCS® LAG SCREW 14.0MM THREAD/105MM-STERILE | Trauma | EA
04005695S | 10886982087119 | 6.0MM TI LOCKING SCREW W/T25 STARDRIVE 125MM F/IM NAIL-STER | Trauma | EA
04003032 | 10886982081674 | 6.5MM TI RECON SCREW WITH T25 STARDRIVE 110MM | Trauma | EA
402255 | 10886982205957 | 2.7MM TI LOCKING SCR SLF-TPNG WITH T8 STARDRIVE RECESS-55MM | Trauma | EA
204855 | 10886982146472 | 3.5MM CORTEX SCREW SELF-TAPPING 55MM | Trauma | EA
212121 | 10886982151957 | 3.5MM LOCKING SCREW SLF-TPNG W/STARDRIVE(TM) RECESS 50MM | Trauma | EA
04114510 | 10886982104663 | 1.5MM TI LCP EXTENDED H-PLATE RIGHT WITH GUIDES | Trauma | EA
02226318S | 10886982059154 | 2.4MM HEADLESS COMPRESSION SCR 18MM/LONG THREAD-STERILE | Trauma | EA
02420001 | 10886982329233 | 2.0MM VOLT(TM) COMP STRGHT PL 5H/29MM | Trauma | EA
292722 | 10886982180902 | 1.6MM NON-COLORED THREADED GUIDE WIRE-SPADE POINT 150MM | Trauma | EA
44664 | 10886982223739 | 1.5MM TI CONDYLAR PLATE 7 HOLES/36MM-RIGHT | Trauma | EA
205234 | 10886982147110 | 3.5MM CANNULATED SCREW FULLY THREADED/34MM | Trauma | EA
02231012 | 10886982061836 | 5.0MM PERIPROSTHETIC VA LCKNG SCREW/SLF-TPNG/STRDRV/12MM | Trauma | EA
04535375S | 10886982327338 | 3.5MM VOLT(TM) LOCKING SCREW 75MM T15 STERILE | Trauma | EA
69054090 | 10886982254467 | RETROFIT HINDFOOT ARTHRODESIS NAIL-EX BOTTOM CASE REPLACEMT | Trauma | EA
04424140 | 10886982318527 | 2.4MM VOLT(TM) CORTEX SCREW 40MM T8 | Trauma | EA
24161 | 10886982167354 | CALCANEAL PLATE 60MM | Trauma | EA
02118203 | 10886982038326 | 2.7/3.5MM VA-LCP ANTEROLATERAL DISTAL TIBIA PL/4 HOLES/LEFT | Trauma | EA
04150450S | 10886982307873 | 4.0MM TI SELF-DRILLING SCHANZ SCREW 50MM THRD/150MM/STERILE | Trauma | EA
02130116 | 10886982044365 | 1.3MM LOCKING SCREW SLF-TPNG WITH T4 STARDRIVE RECESS 16MM | Trauma | EA
04206048 | 10886982116987 | 3.5MM TI CRTX SCR/LOW PROF HD SELF-TAPPING/HEXDRIVE/48MM | Trauma | EA
204032 | 10886982145444 | 3.5MM CORTEX SCREW 32MM | Trauma | EA
02535158S | 10886982326935 | 3.5MM VOLT(TM) CORTEX SCREW 58MM T15 STERILE | Trauma | EA
402818 | 10886982206534 | 2.7MM TI CORTEX SCREW SELF-TAPPING 18MM | Trauma | EA
02210106 | 10886982052797 | 2.4MM VA LOCKING SCREW STARDRIVE 6MM | Trauma | EA
02100108 | 10886982028433 | 3.5MM LOCKING LOW PROFILE RECON PLATE 8 HOLES | Trauma | EA
04046700S | 10886982302021 | RECON SCREW FOR IM NAIL Ø 6.5MM/ 100MM/ XL40/ STERILE | Trauma | EA
04045530TS | 10886982301222 | LOW PROF LCKNG SCREW F/IM NAIL Ø 4.0MM / L 30MM / XL25/ STER | Trauma | EA
04015580 | 10886982089168 | 5.0MM TI DUAL CORE LCKNG SCREW T25 STARDRIVE 90MM F/IM NAILS | Trauma | EA
03311918 | 10886982079398 | CARBON FIBER FOOT RING 180MM DIAMETER/SHORT | Trauma | EA
206422 | 10886982147516 | 4.0MM CORTEX SCREW SELF-TAPPING 22MM | Trauma | EA
390041 | 10886982198068 | SMALL EX-FIX COMBINATION CLAMP MR CONDITIONAL | Trauma | EA
02527315 | 10886982334121 | 2.7MM VOLT(TM) LOCKING SCREW 15MM T8 | Trauma | EA
04130328S | 10886982260574 | 2.0MM TI VA-LCKNG SCR SLF-TPNG W/T6 STRDRV RECESS 28MM-STER | Trauma | EA
208440 | 10886982149459 | 6.5MM CANNULATED SCREW 32MM THREAD 90MM | Trauma | EA
218145 | 10886982156129 | 6.5MM CANCELLOUS BONE SCREW FULLY THREADED/145MM | Trauma | EA
03420300 | 10886982335890 | SCREWDRIVER SHAFT T6 AO QC/ 50MM | Trauma | EA
04045088S | 10886982294661 | LOCKING SCREW FOR IM NAIL Ø 5MM/ 88MM/ XL25/ STERILE | Trauma | EA
418230 | 10886982214751 | 6.5MM TI CANCELLOUS BONE SCREW WITH 4.0MM CORE DIA/130MM | Trauma | EA
03118015S | 10886982073426 | 2.8MM COMPRESSION WIRE 15MM THREAD/200MM LENGTH-STER | Trauma | EA
04424073 | 10886982339508 | 2.4MM VOLT(TM) TRIANGLE PLATE 10H/93MM | Trauma | EA
03118101 | 10886982073624 | GUIDE BLOCK FOR 2.7/3.5MM VA-LCP MEDL DSTL TIBIA PL/LT | Trauma | EA
04111521 | 10886982101563 | 2.4MM TI VA-LCP 2-COL DSTL RAD PL NRW 6H HD/2H SHAFT/LT | Trauma | EA
02207130 | 10886982051950 | 7.3MM CANNULATED LOCKING SCREW 130MM | Trauma | EA
280485 | 10886982175618 | DHS®/DCS® LAG SCREW 14.0MM THREAD/85MM | Trauma | EA
02420334 | 10886982315304 | 2.0MM VOLT(TM) LOCKING SCREW 34MM T6 | Trauma | EA
02221460S | 10886982055750 | 5.0MM PERIPROSTHETIC LCKNG SCR SELF-TAPPING 10MM-STERILE | Trauma | EA
02240024 | 10886982063465 | 3.7MM CANNULATED LOCKING SCREW 24MM | Trauma | EA
04424119TS | 10886982318312 | 2.4MM VOLT(TM) CORTEX SCREW 19MM T8 STERILE | Trauma | EA
02420342 | 10886982315380 | 2.0MM VOLT(TM) LOCKING SCREW 42MM T6 | Trauma | EA
02424175S | 10886982314260 | 2.4MM VOLT(TM) CORTEX SCREW 75MM T8 STERILE | Trauma | EA
205210 | 10886982146991 | 3.5MM CANNULATED SCREW FULLY THREADED/10MM | Trauma | EA
04535624TS | 10886982320780 | 4.0MM VOLT(TM) CANC SCR 24MM PART THRD T15 STERILE | Trauma | EA
04420040 | 10886982331014 | 2.0MM VOLT(TM) ADAPTION PLATE 20H/108MM | Trauma | EA
02527071S | 10886982337559 | 2.7MM VOLT(TM) CONDYLAR PLATE 10H/95MM/STERILE | Trauma | EA
04233049S | 10886982289469 | RFNA / 10MM / 480MM PERIPROSTHETIC BEND / STERILE | Trauma | EA
03311090 | 10886982078247 | SPHERICAL WASHER COUPLE | Trauma | EA
245882 | 10886982170316 | 3.5MM LOW PROFILE CURVED RECON PLATE 108MM RADIUS 12 HOLES | Trauma | EA
04226658S | 10886982123619 | 4.5MM TI HEADLESS COMPRESSION SCR/SHORT THRD/58MM-STERILE | Trauma | EA
04172635 | 10886982304544 | 6.0MM TI BLUNTED POINT SCHANZ SCREW 35MM THRD/175MM | Trauma | EA
214095 | 10886982153739 | 4.5MM CORTEX SCREW 95MM | Trauma | EA
04535085S | 10886982327642 | 3.5MM VOLT(TM) 1/3 TUBULAR PL 5H/59MM/STERILE | Trauma | EA
04115130 | 10886982104724 | 2.4MM TI VA-LCP DRSL DSTL RAD L-PLATE +90°/2H HD/3H SHAFT | Trauma | EA
02117905 | 10886982037527 | 2.7MM/3.5MM VA-LCP LAT DISTAL HUMERUS PL 5H/LT/121MM - LONG | Trauma | EA
414076 | 10886982212641 | 4.5MM TI CORTEX SCREW 76MM | Trauma | EA
447346 | 10886982223814 | 2.0MM TI LCP(TM) PLATE 6 HOLES/45MM | Trauma | EA
02420132 | 10886982314680 | 2.0MM VOLT(TM) CORTEX SCREW 32MM T6 | Trauma | EA
413030 | 10886982211804 | 3.5MM TI LOCKING SCREW SELF-TAPPING 30MM | Trauma | EA
02205255 | 10886982049957 | 5.0MM CANNULATED CONICAL SCREW 55MM | Trauma | EA
04045564TS | 10886982301543 | LOW PROF LCKNG SCREW F/IM NAIL Ø 4.0MM / L 64MM / XL25/ STER | Trauma | EA
249685 | 10886982171306 | 2.7MM LCP(TM) T-PLATE 2 HOLES HEAD/3 HOLES SHAFT | Trauma | EA
280701S | 10886982176110 | DHS®/DCS® ONE-STEP LAG SCREW 14MM DIA. THREAD/100M-STERILE | Trauma | EA
24056 | 10886982165152 | LATERAL TIBIAL HEAD BUTTRESS PLATE 5 HOLES/118MM-LEFT | Trauma | EA
209905 | 10886982151261 | 7.3MM CANNULATED SCREW 32MM THREAD/105MM | Trauma | EA
02200026 | 10886982047861 | 3.5MM STARDRIVE CORTEX SCREW SELF-TAPPING 26MM | Trauma | EA
02118401 | 10886982038807 | 2.7MM VA-LCP LATERAL DISTAL FIBULA PLATE/3 HOLES/LEFT | Trauma | EA
24503 | 10886982169433 | 3.5MM RECONSTRUCTION PLATE 13 HOLES/154MM | Trauma | EA
02211008 | 10886982053527 | 2.7MM VA LCKNG SCREW SLF-TPNG WITH T8 STARDRIVE RECESS 8MM | Trauma | EA
04226011 | 10886982121400 | 3.0MM TI HEADLESS COMPRESSION SCREW-SHORT THREAD 11MM | Trauma | EA
413324 | 10886982211958 | 5.0MM TI LOCKING HEAD SCREW SELF-TAPPING 24MM | Trauma | EA
439967 | 10886982219640 | 3.5MM TI LCP® MEDIAL PROXIMAL TIBIA PLATE 16H/LEFT 249MM | Trauma | EA
04420326TS | 10886982317797 | 2.0MM VOLT(TM) LOCKING SCREW 26MM T6 STERILE | Trauma | EA
04527134 | 10886982325198 | 2.7MM VOLT(TM) CORTEX SCREW 34MM T8 | Trauma | EA
408860 | 10886982209702 | 7.3MM TI CANNULATED SCREW 16MM THREAD/60MM | Trauma | EA
214040 | 10886982153524 | 4.5MM CORTEX SCREW 40MM | Trauma | EA
02226224 | 10886982058881 | 2.4MM HEADLESS COMPRESSION SCREW-SHORT THREAD 24MM | Trauma | EA
458990S | 10886982231208 | 5.0MM TI LOCKING SCREW 90MM- FOR IM NAILS-STERILE | Trauma | EA
02231640 | 10886982062833 | 5.0MM CANNULATED VA LOCKING SCREW/40MM | Trauma | EA
04032115S | 10886982094889 | 11.0MM TI TROCH FIXATION NAIL SCREW/115MM - STERILE | Trauma | EA
04045030S | 10886982294371 | LOCKING SCREW FOR IM NAIL Ø 5MM/ 30MM/ XL25/ STERILE | Trauma | EA
408478 | 10886982209542 | 6.5MM TI CANNULATED SCREW FULLY THREADED 110MM | Trauma | EA
04045056S | 10886982294500 | LOCKING SCREW FOR IM NAIL Ø 5MM/ 56MM/ XL25/ STERILE | Trauma | EA
04045390 | 10886982293817 | LOW PROF LCKNG SCREW F/IM NAIL Ø 5.0MM / L 90MM / XL25 | Trauma | EA
229421 | 10886982159625 | 4.5MM LCP(TM) STRAIGHT RECON PLATE 12 HOLES/227MM | Trauma | EA
02535655 | 10886982320056 | 4.0MM VOLT(TM) CANC SCR 55MM PART THRD T15 | Trauma | EA
04117805 | 10886982107008 | 2.7MM/3.5MM TI VA-LCP LAT DSTL HUMERUS PL 5H/RT/121MM-LONG | Trauma | EA
04045348 | 10886982293602 | LOW PROF LCKNG SCREW F/IM NAIL Ø 5.0MM / L 48MM / XL25 | Trauma | EA
02420050S | 10886982329509 | 2.0MM VOLT(TM) HOOK PLATE 6H/47MM/STERILE | Trauma | EA
229461 | 10886982159687 | 4.5MM LCP(TM) STRAIGHT RECON PLATE 16 HOLES/303MM | Trauma | EA
209845 | 10886982151148 | 7.3MM CANNULATED SCREW 32MM THREAD/45MM | Trauma | EA
04117406 | 10886982106186 | 2.7MM/3.5MM TI VA-LCP MEDL DSTL HUM PL 6H/RT/134MM-XLONG | Trauma | EA
02124406 | 10886982042736 | 4.5MM VA-LCP CURVED CONDYLAR PLATE/6 HOLE/159MM/RIGHT | Trauma | EA
04420003S | 10886982330826 | 2.0MM VOLT(TM) COMPACT STRT PL 7H/38MM/STERILE | Trauma | EA
04226622 | 10886982123244 | 4.5MM TI HEADLESS COMPRESSION SCREW/SHORT THREAD/22MM | Trauma | EA
208830 | 10886982149893 | 7.3MM CANNULATED SCREW 16MM THREAD/30MM | Trauma | EA
201974 | 10886982143341 | 1.8MM BUTTRESS PIN/24MM | Trauma | EA
402888 | 10886982206787 | 2.7MM TI CORTEX SCREW SLF-TPNG WITH T8 STARDRIVE RECESS 28MM | Trauma | EA
04535670TS | 10886982346339 | 4.0MM VOLT(TM) CANC SCR 70MM PART THRD T15 STER | Trauma | EA
04045120TS | 10886982302366 | LOCKING SCREW FOR IM NAIL Ø 5MM/ 120MM/ XL25/ STERILE | Trauma | EA
04114504 | 10886982104564 | 1.5MM TI LCP PLATE/6 HOLE WITH GUIDES | Trauma | EA
02535324 | 10886982325273 | 3.5MM VOLT(TM) LOCKING SCREW 24MM T15 | Trauma | EA
69034080 | 10886982252647 | SCREW RACK ASSEMBLY TFN LOCKING SET | Trauma | EA
02424385S | 10886982319470 | 2.4MM VOLT(TM) LOCKING SCREW 85MM T8 STERILE | Trauma | EA
04233133S | 10886982290281 | RFNA / 11MM / 320MM PERIPROSTHETIC BEND / STERILE | Trauma | EA
409900 | 10886982210234 | 7.3MM TI CANNULATED SCREW 32MM THREAD/100MM | Trauma | EA
02222140 | 10886982056016 | 5.0MM VA LOCKING SCREW SLF-TPNG W/T25 STARDRIVE/40MM | Trauma | EA
04535645 | 10886982320872 | 4.0MM VOLT(TM) CANC SCR 45MM PART THRD T15 | Trauma | EA
02118554 | 10886982039606 | 2.7MM METAPHYSEAL SCR SLF-TPNG W/T8 STRDRV RECESS/54MM | Trauma | EA
04107202 | 10886982099808 | 2.7MM/3.5MM TI VA-LCP OLECRANON PL 2H/RT/90MM | Trauma | EA
294783SHA | 10886982182128 | 5.0MM SELF-DRILLING SCHANZ SCREW 125MM/HA COATING-STERILE | Trauma | EA
407040 | 10886982208156 | 4.0MM TI CANCELLOUS BONE SCREW PARTIALLY THREADED/40MM | Trauma | EA
29225 | 20886982180442 | 2.5MM KIRSCHNER WIRE W/TROCAR POINT 150MM | Trauma | EA
49220 | 20886982236293 | 2.0MM TI KIRSCHNER WIRE 150MM | Trauma | EA
04420342 | 10886982317940 | 2.0MM VOLT(TM) LOCKING SCREW 42MM T6 | Trauma | EA
280345 | 10886982175397 | DHS®/DCS® ONE-STEP LAG SCREW 12.7MM THREAD/145MM | Trauma | EA
40183096 | 10886982205131 | 2.0MM TI CORTEX SCREW SELF-TAPPING 30MM | Trauma | EA
458936 | 10886982230812 | 5.0MM TI LOCKING SCREW 36MM- FOR IM NAILS | Trauma | EA
04117502 | 10886982106322 | 2.7MM/3.5MM TI VA-LCP MEDL DSTL HUM PL 2H/LT/82MM-MEDIUM | Trauma | EA
02222136 | 10886982055996 | 5.0MM VA LOCKING SCREW SLF-TPNG W/T25 STARDRIVE/36MM | Trauma | EA
04252570 | 10886982304469 | 5.0MM TI BLUNTED POINT SCHANZ SCREW 70MM THRD/250MM | Trauma | EA
280750S | 10886982176264 | DHS®/DCS® LAG SCREW 12.7MM THREAD/75MM-STERILE | Trauma | EA
SD03232015 | 10886982350039 | CRE DRILL GUIDE 15MM | Trauma | EA
02535614 | 10886982319814 | 4.0MM VOLT(TM) CANC SCR 14MM PART THRD T15 | Trauma | EA
02118412 | 10886982039026 | 2.7MM VA-LCP LATERAL DISTAL FIBULA PLATE/11 HOLES/RIGHT | Trauma | EA
04045222TS | 10886982300881 | LOCKING SCREW FOR IM NAIL Ø 4MM/ 22MM/ XL25/ STERILE | Trauma | EA
04170625 | 10886982304483 | 6.0MM TI SELF-DRILLING SCHANZ SCREW 25MM THRD/175MM | Trauma | EA
02204050 | 10886982049490 | 4.0MM LOCKING SCREW SLF-TPNG WITH T25 STARDRIVE RECESS 50MM | Trauma | EA
04032110S | 10886982094872 | 11.0MM TI TROCH FIXATION NAIL SCREW/110MM - STERILE | Trauma | EA
04535158 | 10886982326218 | 3.5MM VOLT(TM) CORTEX SCREW 58MM T15 | Trauma | EA
02211236 | 10886982054227 | 2.4/2.7MM VA-LCP FIRST MTP FUSION PL/MED/0 DEG/RIGHT | Trauma | EA
02207105 | 10886982051905 | 7.3MM CANNULATED LOCKING SCREW 105MM | Trauma | EA
04252585SHA | 10886982305374 | 5.0MM TI BLUNTED POINT SCHANZ SCREW 85MM THRD/250MM/HA STER | Trauma | EA
04045032S | 10886982294388 | LOCKING SCREW FOR IM NAIL Ø 5MM/ 32MM/ XL25/ STERILE | Trauma | EA
02222160 | 10886982056085 | 5.0MM VA LOCKING SCREW SLF-TPNG W/T25 STARDRIVE/60MM | Trauma | EA
04226685 | 10886982123725 | 4.5MM TI HEADLESS COMPRESSION SCREW/SHORT THREAD/85MM | Trauma | EA
02226330 | 10886982059383 | 2.4MM HEADLESS COMPRESSION SCREW-LONG THREAD 30MM | Trauma | EA
04045544 | 10886982294166 | LOW PROF LCKNG SCREW F/IM NAIL Ø 4.0MM / L 44MM / XL25 | Trauma | EA
04015557S | 10886982089038 | 5.0MM TI DUAL CORE LCKNG SCREW T25 STRDRV 67MM F/IM NAIL-STE | Trauma | EA
40135897 | 10886982204073 | 2.0MM TI CORTEX SCRW SLF-TPNG WITH STARDRIVE RECESS 8MM | Trauma | EA
02210160 | 10886982053237 | 2.4MM VA LCKNG SCREW SLF-TPNG WITH STARDRIVE RECESS 60MM | Trauma | EA
207658 | 10886982148339 | 4.0MM CANNULATED SCREW-SHORT THREAD 58MM | Trauma | EA
02230110 | 10886982061577 | 1.5MM HEADLESS COMPRESSION SCREW 10MM | Trauma | EA
04038110 | 10886982098542 | TFNA SCREW 110MM | Trauma | EA
04045415 | 10886982293862 | LOW PROF LCKNG SCREW F/IM NAIL Ø 5.0MM / L 115MM / XL25 | Trauma | EA
03424180 | 10886982335968 | 1.8MM VOLT(TM) DRILL BIT AO QC 115MM/30MM CALIBRATION | Trauma | EA
209765S | 10886982151070 | 7.3MM CANNULATED SCREW FULLY THREADED/165MM-STERILE | Trauma | EA
402626 | 10886982206152 | 3.0MM TI CANNULATED SCREW SHORT THREAD/26MM | Trauma | EA
280504S | 10886982175700 | DHS®/DCS® LAG SCREW 14.0MM THREAD/100MM-STERILE | Trauma | EA
04005575 | 10886982086402 | 5.0MM TI LOCKING SCREW W/T25 STARDRIVE 85MM FOR IM NAILS | Trauma | EA
202632 | 10886982144423 | 3.0MM CANNULATED SCREW SHORT THREAD/32MM | Trauma | EA
04424344TS | 10886982319258 | 2.4MM VOLT(TM) LOCKING SCREW 44MM T8 STERILE | Trauma | EA
404822 | 10886982207333 | 3.5MM TI CORTEX SCREW SELF-TAPPING 22MM | Trauma | EA
02124417 | 10886982042958 | 4.5MM VA-LCP CURVED CONDYLAR PLATE/16 HOLE/336MM/LEFT | Trauma | EA
04045388S | 10886982295378 | LOW PROF LCKNG SCREW F/IM NAIL Ø 5.0MM / L 88MM/ XL25/ STER | Trauma | EA
217070 | 10886982155597 | 6.5MM CANCELLOUS BONE SCREW 32MM THREAD/70MM | Trauma | EA
02206275S | 10886982051578 | 3.5MM CRTX SCREW/LOW PROF HD SELF-TAPPING/STRDRV/75MM-STER | Trauma | EA
04535088 | 10886982327741 | 3.5MM VOLT(TM) 1/3 TUBULAR PL 8H/95MM | Trauma | EA
20138297 | 10886982142030 | 2.0MM CORTEX SCREW SLF-TPNG WITH STARDRIVE RECESS 40MM | Trauma | EA
04420116 | 10886982317049 | 2.0MM VOLT(TM) CORTEX SCREW 16MM T6 | Trauma | EA
02226121 | 10886982058287 | 3.0MM HEADLESS COMPRESSION SCREW-LONG THREAD 21MM | Trauma | EA
412120S | 10886982210654 | 3.5MM TI LOCKING SCR SLF-TPNG W/STARDRIVE RECESS/48MM-STER | Trauma | EA
209135 | 10886982150448 | 7.0MM CANNULATED SCREW 32MM THREAD/135MM | Trauma | EA
40080696 | 10886982203625 | 1.5MM TI CORTEX SCREW SELF-TAPPING 6MM | Trauma | EA
04535008 | 10886982328960 | 3.5MM VOLT(TM) STRAIGHT PLATE 8H/111MM | Trauma | EA
02206016S | 10886982050113 | 3.5MM CRTX SCREW/LOW PROF HD SELF-TAPPING/HEXDRV/16MM-STER | Trauma | EA
04227345S | 10886982125231 | 6.5MM TI HEADLESS COMPRESSION SCR/32MM THRD/145MM-STERILE | Trauma | EA
03311046 | 10886982078056 | REDUCTION WIRE 1.5MM DIA HALF POINT TIP | Trauma | EA
02112041 | 10886982032935 | 3.5MM LCP MEDL ANT CLAVICLE PL 7 HOLE/91MM | Trauma | EA
04527185 | 10886982323187 | 2.7MM VOLT(TM) CORTEX SCREW 85MM T8 | Trauma | EA
04115431 | 10886982104946 | 2.4MM TI VA-LCP DRSL DSTL RAD L-PLATE -20°/3H HD/3H SHAFT | Trauma | EA
280660 | 10886982175977 | DHS®/DCS® ONE-STEP LAG SCREW 14MM DIA. THREAD / 60MM | Trauma | EA
02221054S | 10886982055620 | 2.0MM FLIP ANCHOR CABLE ASSEMBLY/600MM-STERILE | Trauma | EA
42231234TS | 10886982306777 | 5.0MM VAL SCREW/OPTILINK(TM) SLF-TPNG/STRDRV/34MM/STER | Trauma | EA
04535828TS | 10886982321213 | 4.0MM VOLT(TM) CANC SCR 28MM FULL THRD T15 STERILE | Trauma | EA
02420130TS | 10886982314673 | 2.0MM VOLT(TM) CORTEX SCREW 30MM T6 STERILE | Trauma | EA
02110115 | 10886982030375 | LCP DIA-META VOLAR DISTAL RADIUS PL 15H SHAFT/LT | Trauma | EA
412134S | 10886982210821 | 3.5MM TI LOCKING SCR SLF-TPNG W/STARDRIVE RECESS/44MM-STER | Trauma | EA
02424322 | 10886982316462 | 2.4MM VOLT(TM) LOCKING SCREW 22MM T8 | Trauma | EA
441264 | 10886982221445 | 3.5MM TI LCP® POSTEROLATERAL DISTAL HUMERUS PLATE 5H-RIGHT | Trauma | EA
223681 | 10886982158130 | 3.5MM LCP PLATE 20 HOLES 267MM | Trauma | EA
209050 | 10886982150271 | 7.0MM CANNULATED SCREW 32MM THREAD/50MM | Trauma | EA
03010023 | 10886982066992 | RADIOGRAPHIC CANAL WIDTH ESTIMATOR FOR IM NAILS | Trauma | EA
04527175S | 10886982324146 | 2.7MM VOLT(TM) CORTEX SCREW 75MM T8 STERILE | Trauma | EA
02206045S | 10886982050410 | 3.5MM CRTX SCREW/LOW PROF HD SELF-TAPPING/HEXDRV/45MM-STER | Trauma | EA
207928 | 10886982148704 | 4.0MM CANCELLOUS BONE SCREW 5.0MM HEAD-PART THRDD/28MM | Trauma | EA
412219 | 10886982211033 | 5.0MM TI LOCKING SCR SLF-TPNG WITH T25 STARDRIVE RECESS 50MM | Trauma | EA
242501 | 10886982168603 | 2.4MM LCP® DISTAL RADIUS L-PLATE/-90 DEG 2H HD/4H SHAFT | Trauma | EA
439935 | 10886982219121 | 3.5MM TI LCP® PROXIMAL TIBIA PLATE 4 HOLES/81MM-LEFT | Trauma | EA
02172625 | 10886982303851 | 6.0MM BLUNTED POINT SCHANZ SCREW 25MM THRD/175MM | Trauma | EA
44132 | 10886982221728 | TI ONE-THIRD TUBULAR PLATE WITH COLLAR 2 HOLES/25MM | Trauma | EA
02127146 | 10886982043276 | 3.5MM VARIABLE ANGLE LOCKING SCREW/SLF-TPNG/STRDRV/46MM | Trauma | EA
02117807 | 10886982037442 | 2.7MM/3.5MM VA-LCP LAT DISTAL HUMERUS PL 7H/RT/147MM - XLNG | Trauma | EA
04038085S | 10886982098450 | TFNA SCREW 85MM - STERILE | Trauma | EA
209955 | 10886982151360 | 7.3MM CANNULATED SCREW 32MM THREAD/155MM | Trauma | EA
22211 | 10886982156495 | SEMI-TUBULAR PLATE 11 HOLES/183MM | Trauma | EA
445101 | 10886982223425 | 3.5MM TI LCP® RECONSTRUCTION PLATE 10 HOLES/140MM | Trauma | EA
391883 | 10886982198358 | ATTACHMENT BIT | Trauma | EA
02250540S | 10886982308337 | 5.0MM SELF-DRILLING SCHANZ SCREW 40MM THRD/250MM/STERILE | Trauma | EA
409625 | 10886982209900 | 7.3MM TI CANNULATED SCREW FULLY THREADED/25MM | Trauma | EA
04228514 | 10886982263193 | 2.0MM TI QUICK INSERTION SCREW 14MM | Trauma | EA
391106 | 10886982198143 | MEDIUM CABLE PASSER- 45 DEG ANGLE | Trauma | EA
04045548TS | 10886982301468 | LOW PROF LCKNG SCREW F/IM NAIL Ø 4.0MM / L 48MM / XL25/ STER | Trauma | EA
04424071S | 10886982337597 | 2.4MM VOLT(TM) CONDYLAR PLATE 10H/88MM/STERILE | Trauma | EA
02424160S | 10886982314208 | 2.4MM VOLT(TM) CORTEX SCREW 60MM T8 STERILE | Trauma | EA
04252685S | 10886982308474 | 6.0MM TI BLUNTED POINT SCHANZ SCREW 85MM THRD/250MM/STERILE | Trauma | EA
04005518 | 10886982085863 | 5.0MM TI LOCKING SCREW W/T25 STARDRIVE 28MM FOR IM NAILS | Trauma | EA
04031020S | 10886982093912 | 5.0MM TI RECON SCREW W/T25 STARDRIVE 50MM-STERILE | Trauma | EA
02221131 | 10886982275769 | 3.5/4.5MM VA PPFX PROX FEMUR PLATE/12HOLES/LEFT | Trauma | EA
412224 | 10886982211088 | 5.0MM TI LOCKING SCR SLF-TPNG WITH T25 STARDRIVE RECESS 75MM | Trauma | EA
49230 | 20886982236347 | 3.0MM TI KIRSCHNER WIRE 150MM | Trauma | EA
04230110S | 10886982125293 | 1.5MM TI HEADLESS COMPRESSION SCREW 10MM-STERILE | Trauma | EA
04045078TS | 10886982302861 | LOCKING SCREW FOR IM NAIL Ø 5.0MM / L 78MM / XL25/ STER | Trauma | EA
201668 | 10886982142344 | 2.4MM CORTEX SCREW SELF-TAPPING 38MM | Trauma | EA
401782 | 10886982204776 | 2.4MM TI CORTEX SCREW SLF-TPNG WITH T8 STARDRIVE RECESS-32MM | Trauma | EA
401759 | 10886982204639 | 2.4MM TI CORTEX SCREW SLF-TPNG WITH T8 STARDRIVE RECESS 9MM | Trauma | EA
02112109 | 10886982033390 | 2.7MM/3.5MM LCP POSTLAT DISTAL FIBULA PLATE 4H/LEFT/90MM | Trauma | EA
02420115TS | 10886982314475 | 2.0MM VOLT(TM) CORTEX SCREW 15MM T6 STERILE | Trauma | EA
414066 | 10886982212603 | 4.5MM TI CORTEX SCREW 66MM | Trauma | EA
02536034 | 10886982329158 | 3.5MM VOLT(TM) T-PLATE 4H HEAD/4H SHAFT/56MM | Trauma | EA
02206270 | 10886982051547 | 3.5MM CRTX SCREW/LOW PROF HD SELF-TAPPING/STAR DRIVE/70MM | Trauma | EA
401772 | 10886982204721 | 2.4MM TI CORTEX SCREW SLF-TPNG WITH T8 STARDRIVE RECESS 22MM | Trauma | EA
02535205S | 10886982327031 | 3.5MM VOLT(TM) CORTEX SCREW 105MM T15 STERILE | Trauma | EA
229331 | 10886982159441 | 4.5MM LCP(TM) STRAIGHT RECON PLATE 3 HOLES/56MM | Trauma | EA
02535824 | 10886982320308 | 4.0MM VOLT(TM) CANC SCR 24MM FULL THRD T15 | Trauma | EA
04226024 | 10886982121660 | 3.0MM TI HEADLESS COMPRESSION SCREW-SHORT THREAD 24MM | Trauma | EA
02206242 | 10886982051202 | 3.5MM CRTX SCREW/LOW PROF HD SELF-TAPPING/STAR DRIVE/42MM | Trauma | EA
204065 | 10886982145635 | 3.5MM CORTEX SCREW 65MM | Trauma | EA
392966 | 10886982198914 | REDUCTION HANDLE | Trauma | EA
200689 | 10886982141385 | 1.3MM CORTEX SCREW SELF-TAPPING 9MM | Trauma | EA
402834 | 10886982206619 | 2.7MM TI CORTEX SCREW SELF-TAPPING 34MM | Trauma | EA
357403 | 10886982196262 | 6.0MM/10.0MM STEPPED DRILL BIT CANNULATED/LARGE QC/435MM | Trauma | EA
04111650 | 10886982101907 | 2.4MM TI VA-LCP 2-CLMN VLR DST RADIUS PL 6H HD/5H SHAFT/RT | Trauma | EA
247362 | 10886982170835 | 2.0MM LCP(TM) ADAPTION PLATE 12 HOLES 81MM | Trauma | EA
294782 | 10886982182074 | 5.0MM SELF-DRILLING SCHANZ SCREW 30MM THRD/100MM | Trauma | EA
04015542S | 10886982088949 | 5.0MM TI DUAL CORE LCKNG SCREW T25 STRDRV 52MM F/IM NAIL-STE | Trauma | EA
04152420S | 10886982307910 | 4.0MM TI BLUNTED POINT SCHANZ SCREW 20MM THRD/150MM/STERILE | Trauma | EA
02127310 | 10886982043801 | 3.5MM VA-LCP PROX TIBIA PLATE LARGE BEND/4H/87MM/RIGHT | Trauma | EA
241041 | 10886982165589 | 3.5MM LCP T-PLATE 3H HEAD/ 4H SHAFT/63MM-OBLIQUE RIGHT | Trauma | EA
03108001 | 10886982071514 | PEDIATRIC LCP HIP PLATE GUIDING BLOCK FOR 3.5MM SCREWS | Trauma | EA
02206010 | 10886982050045 | 3.5MM CRTX SCREW/LOW PROF HD SELF-TAPPING/HEX DRIVE/10MM | Trauma | EA
02100115 | 10886982028501 | 3.5MM LOCKING LOW PROFILE RECON PLATE 15 HOLES | Trauma | EA
02420144TS | 10886982314819 | 2.0MM VOLT(TM) CORTEX SCREW 44MM T6 STERILE | Trauma | EA
04424050 | 10886982334541 | 2.4MM VOLT(TM) HOOK PLATE 6H/56MM | Trauma | EA
239938 | 10886982163271 | 3.5MM LCP® PROXIMAL TIBIA PLATE 8 HOLES/133MM-RIGHT | Trauma | EA
413032 | 10886982211811 | 3.5MM TI LOCKING SCREW SELF-TAPPING 32MM | Trauma | EA
02536007 | 10886982327994 | 3.5MM VOLT(TM) METAPHYSEAL PL 7H/87MM | Trauma | EA
04112911 | 10886982279620 | 2.7MM TI VA LCP BUTTON HOOK PLATE/ 9MM/ RIGHT | Trauma | EA
442506 | 10886982222985 | 2.4MM TI LCP(TM) DISTAL RADIUS L-PLATE /-90DEG 3H HD/3H SHAF | Trauma | EA
04535008S | 10886982328984 | 3.5MM VOLT(TM) STRAIGHT PLATE 8H/111MM/STERILE | Trauma | EA
02535128TS | 10886982324450 | 3.5MM VOLT(TM) CORTEX SCREW 28MM T15 STERILE | Trauma | EA
04527115TS | 10886982332868 | 2.7MM VOLT(TM) CORTEX SCREW 15MM T8 STERILE | Trauma | EA
04424107 | 10886982318060 | 2.4MM VOLT(TM) CORTEX SCREW 7MM T8 | Trauma | EA
02206036S | 10886982050311 | 3.5MM CRTX SCREW/LOW PROF HD SELF-TAPPING/HEXDRV/36MM-STER | Trauma | EA
02420005 | 10886982329318 | 2.0MM VOLT(TM) COMP STRGHT PL 10H/52MM | Trauma | EA
204060 | 10886982145604 | 3.5MM CORTEX SCREW 60MM | Trauma | EA
02211260 | 10886982054661 | 2.4/2.7MM VA-LCP L-FUSION PL LONG/RIGHT | Trauma | EA
498837S | 10886982237019 | 3.5MM TI CERCLAGE POSITIONING PIN-STERILE | Trauma | EA
413426 | 10886982212207 | 5.0MM TI LOCKING HEAD SCREW SELF-DRILLING 26MM | Trauma | EA
04005408 | 10886982085207 | 4.0MM TI LOCKING SCREW W/T25 STARDRIVE 18MM FOR IM NAILS | Trauma | EA
280800S | 10886982176288 | DHS®/DCS® LAG SCREW 12.7MM THREAD/80MM-STERILE | Trauma | EA
02150435S | 10886982307644 | 4.0MM SELF-DRILLING SCHANZ SCREW 35MM THRD/150MM/STERILE | Trauma | EA
40181296 | 10886982204936 | 2.0MM TI CORTEX SCREW SELF-TAPPING 12MM | Trauma | EA
214030 | 10886982153470 | 4.5MM CORTEX SCREW 30MM | Trauma | EA
208411 | 10886982149183 | 6.5MM CANNULATED SCREW 16MM THREAD 80MM | Trauma | EA
216080 | 10886982155276 | 6.5MM CANCELLOUS BONE SCREW 16MM THREAD/80MM | Trauma | EA
04420007 | 10886982335449 | 2.0MM VOLT(TM) STRAIGHT PLATE 7H/52MM | Trauma | EA
245920 | 10886982170408 | 3.5MM LOW PROFILE RECON J-PLATE 10 HOLES-RIGHT | Trauma | EA
02207540 | 10886982052278 | 7.3MM CANNULATED CONICAL SCREW PARTIALLY THREADED/140MM | Trauma | EA
02252555 | 10886982303783 | 5.0MM BLUNTED POINT SCHANZ SCREW 55MM THRD/250MM | Trauma | EA
02120604 | 10886982040145 | 3.5MM LOCKING ATTACHMENT PLATE F/4.5MM PROX FEMUR PL/8 HOLE | Trauma | EA
04420338TS | 10886982317919 | 2.0MM VOLT(TM) LOCKING SCREW 38MM T6 STERILE | Trauma | EA
412218S | 10886982275455 | 5.0MM TI LOCKING SCR SLF-TPNG W/T25 STARDRIVE 48MM-STERILE | Trauma | EA
204115 | 10886982145758 | 3.5MM CORTEX SCREW 115MM | Trauma | EA
03427060 | 10886982336514 | 2.7 VOLT(TM) DEPTH GAUGE 0 TO 60MM | Trauma | EA
04420150TS | 10886982317438 | 2.0MM VOLT(TM) CORTEX SCREW 50MM T6 STERILE | Trauma | EA
02114513 | 10886982035103 | 1.5MM LCP Y-PLATE/3H HEAD 8 HOLE SHAFT WITH GUIDES | Trauma | EA
02207040 | 10886982051776 | 7.3MM CANNULATED LOCKING SCREW 40MM | Trauma | EA
208432 | 10886982149374 | 6.5MM CANNULATED SCREW 32MM THREAD 50MM | Trauma | EA
04210944 | 10886982118844 | 2.4MM TI CORTEX SCREW SLF-TPNG WITH T8 STARDRIVE RECESS 44MM | Trauma | EA
40138297 | 10886982204271 | 2.0MM TI CORTEX SCRW SLF-TPNG WITH STARDRIVE RECESS 40MM | Trauma | EA
04114006 | 10886982104403 | 1.5MM TI LCP T-PLATE/3H HEAD 8 HOLE SHAFT | Trauma | EA
201014 | 10886982141644 | 2.0MM CORTEX SCREW 14MM | Trauma | EA
440046 | 10886982220226 | 4.5MM TI LCP® PROXIMAL TIBIA PLATE 14 HOLES/262MM-RIGHT | Trauma | EA
04114514 | 10886982104700 | 1.5MM TI LCP CONDYLAR PLATE 6 HOLE SHAFT WITH GUIDES | Trauma | EA
04420144 | 10886982317360 | 2.0MM VOLT(TM) CORTEX SCREW 44MM T6 | Trauma | EA
02424119 | 10886982315748 | 2.4MM VOLT(TM) CORTEX SCREW 19MM T8 | Trauma | EA
04045528TS | 10886982301215 | LOW PROF LCKNG SCREW F/IM NAIL Ø 4.0MM / L 28MM / XL25/ STER | Trauma | EA
04120710 | 10886982109927 | 3.5MM TI LCP POSTEROMEDIAL PROXIMAL TIBIA PLATE 10H/183MM | Trauma | EA
02527346TS | 10886982333582 | 2.7MM VOLT(TM) LOCKING SCREW 46MM T8 STERILE | Trauma | EA
04227280 | 10886982124968 | 6.5MM TI HEADLESS COMPRESSION SCREW/32MM THREAD/80MM | Trauma | EA
04226656 | 10886982123589 | 4.5MM TI HEADLESS COMPRESSION SCREW/SHORT THREAD/56MM | Trauma | EA
204875 | 10886982146571 | 3.5MM CORTEX SCREW SELF-TAPPING 75MM | Trauma | EA
04045352 | 10886982293626 | LOW PROF LCKNG SCREW F/IM NAIL Ø 5.0MM / L 52MM / XL25 | Trauma | EA
401774TS | 10886982262875 | 2.4MM TI CORTEX SCREW SLF-TPNG WITH T8 STARDRIVE 24MM STERIL | Trauma | EA
02205290 | 10886982050021 | 5.0MM CANNULATED CONICAL SCREW 90MM | Trauma | EA
239990 | 10886982163950 | 4.5MM LCP® MEDIAL PROXIMAL TIBIA PLATE 10H/RIGHT 214MM | Trauma | EA
280740S | 10886982176233 | DHS®/DCS® ONE-STEP LAG SCREW 14MM DIA. THREAD/140M-STERILE | Trauma | EA
04045120S | 10886982294739 | LOCKING SCREW FOR IM NAIL Ø 5MM/ 120MM/ XL25/ STERILE | Trauma | EA
04112030 | 10886982102645 | 3.5MM TI LCP SUP ANT CLAVICLE PLATE 8H/RT/120MM | Trauma | EA
401892 | 10886982205346 | 2.0MM TI LOCKING SCR SLF-TPNG WITH STARDRIVE RECESS 22MM | Trauma | EA
04527130TS | 10886982332967 | 2.7MM VOLT(TM) CORTEX SCREW 30MM T8 STERILE | Trauma | EA
04535838 | 10886982321305 | 4.0MM VOLT(TM) CANC SCR 38MM FULL THRD T15 | Trauma | EA
04233917S | 10886982288790 | RFNA / 9MM / 160MM PERIPROSTHETIC BEND / STERILE | Trauma | EA
04536035 | 10886982329080 | 3.5MM VOLT(TM) T-PLATE 3H HEAD/5H SHAFT/67MM | Trauma | EA
04420326 | 10886982317780 | 2.0MM VOLT(TM) LOCKING SCREW 26MM T6 | Trauma | EA
02152425SHA | 10886982304773 | 4.0MM BLUNTED POINT SCHANZ SCREW 25MM THRD/150MM/HA STER | Trauma | EA
04206236 | 10886982117687 | 3.5MM TI CRTX SCR/LOW PROF HD SELF-TAPPING/STARDRIVE/36MM | Trauma | EA
207750 | 10886982148551 | 4.0MM CANNULATED SCREW LONG THREAD/50MM | Trauma | EA
02226010 | 10886982057662 | 3.0MM HEADLESS COMPRESSION SCREW-SHORT THREAD 10MM | Trauma | EA
212106 | 10886982151803 | 3.5MM LOCKING SCREW SLF-TPNG W/STARDRIVE(TM) RECESS 20MM | Trauma | EA
02205105 | 10886982049834 | 5.0MM CANNULATED LOCKING SCREW 105MM | Trauma | EA
02535156 | 10886982324726 | 3.5MM VOLT(TM) CORTEX SCREW 56MM T15 | Trauma | EA
02535820 | 10886982320261 | 4.0MM VOLT(TM) CANC SCR 20MM FULL THRD T15 | Trauma | EA
213440 | 10886982153289 | 5.0MM LOCKING SCREW SELF-DRILLING 40MM | Trauma | EA
201813 | 10886982142962 | 2.0MM CORTEX SCREW SELF-TAPPING 13MM | Trauma | EA
280285S | 10886982175144 | DHS®/DCS® ONE-STEP LAG SCREW 12.7MM THREAD/85MM-STERILE | Trauma | EA
04420316 | 10886982317643 | 2.0MM VOLT(TM) LOCKING SCREW 16MM T6 | Trauma | EA
412125 | 10886982210746 | 3.5MM TI LOCKING SCR SLF-TPNG WITH STARDRIVE RECESS 65MM | Trauma | EA
04420350TS | 10886982318039 | 2.0MM VOLT(TM) LOCKING SCREW 50MM T6 STERILE | Trauma | EA
04045064S | 10886982294548 | LOCKING SCREW FOR IM NAIL Ø 5MM/ 64MM/ XL25/ STERILE | Trauma | EA
42231214 | 10886982259295 | 5.0MM VAL SCREW/OPTILINK(TM) SLF-TPNG/STRDRV/14MM | Trauma | EA
02227345S | 10886982061522 | 6.5MM HEADLESS COMPRESSION SCR/32MM THRD/145MM-STERILE | Trauma | EA
02111721 | 10886982032270 | 2.4MM VA-LCP 2-CLMN VLR DSTL RADIUS PL 7H HD/2H SHAFT/LEFT | Trauma | EA
02127140TS | 10886982307125 | 3.5MM VARIABLE ANGLE LOCKING SCREW/SLF-TPNG/STRDRV/40MM | Trauma | EA
04227045 | 10886982124388 | 6.5MM TI HEADLESS COMPRESSION SCREW/16MM THREAD/45MM | Trauma | EA
4436296 | 10886982223234 | 2.0MM TI CONDYLAR PLATE 7 HOLES/39MM-RIGHT | Trauma | EA
04227285 | 10886982124982 | 6.5MM TI HEADLESS COMPRESSION SCREW/32MM THREAD/85MM | Trauma | EA
201766TS | 10886982262967 | 2.4MM CORTEX SCREW SLF-TPNG WITH T8 STARDRIVE 16MM STERILE | Trauma | EA
04420026S | 10886982330987 | 2.0MM VOLT(TM) ADAPTION PLATE 6H/33MM/STERILE | Trauma | EA
04005616 | 10886982086488 | 6.0MM TI LOCKING SCREW W/T25 STARDRIVE 26MM FOR IM NAILS | Trauma | EA
412210 | 10886982210944 | 5.0MM TI LOCKING SCR SLF-TPNG WITH T25 STARDRIVE RECESS 32MM | Trauma | EA
494798 | 10886982236890 | 6.0MM TI SELF-DRILLING SCHANZ SCREW 80MM THRD/250MM | Trauma | EA
02214118 | 10886982055514 | 1.5MM CORTEX SCREW SLF-TPNG WITH T4 STARDRIVE RECESS 18MM | Trauma | EA
414895 | 10886982213914 | 4.5MM TI CORTEX SCREW SELF-TAPPING 95MM | Trauma | EA
04205080 | 10886982116420 | 5.0MM TI CANNULATED LOCKING SCREW 80MM | Trauma | EA
207065 | 10886982147967 | 4.0MM CANCELLOUS BONE SCREW PARTIALLY THREADED/65MM | Trauma | EA
02424071S | 10886982337511 | 2.4MM VOLT(TM) CONDYLAR PLATE 10H/88MM/STERILE | Trauma | EA
04111631 | 10886982101846 | 2.4MM TI VA-LCP 2-CLMN VLR DST RADIUS PL 6H HD/3H SHAFT/LT | Trauma | EA
02424158 | 10886982316141 | 2.4MM VOLT(TM) CORTEX SCREW 58MM T8 | Trauma | EA
02127148TS | 10886982307163 | 3.5MM VARIABLE ANGLE LOCKING SCREW/SLF-TPNG/STRDRV/48MM | Trauma | EA
04424185S | 10886982319555 | 2.4MM VOLT(TM) CORTEX SCREW 85MM T8 STERILE | Trauma | EA
02420071 | 10886982337467 | 2.0MM VOLT(TM) CONDYLAR PLATE 10H/73MM | Trauma | EA
02222114 | 10886982055880 | 5.0MM VA LOCKING SCREW SLF-TPNG W/T25 STARDRIVE/14MM | Trauma | EA
02240018 | 10886982063434 | 3.7MM CANNULATED LOCKING SCREW 18MM | Trauma | EA
04424041 | 10886982337771 | 2.4MM VOLT(TM) ADPTN COMBI PL 20H/177MM | Trauma | EA
29258 | 20886982180640 | 2.0MM KIRSCHNER WIRE, TROCAR POINTS ON BOTH ENDS 150MM | Trauma | EA
241151 | 10886982165985 | 3.5MM LCP T-PLATE 3H HEAD/ 5H SHAFT/67MM-RIGHT ANGLE | Trauma | EA
02221153 | 10886982276490 | 3.5MM VA PPFX DSTL FEMUR SPAN ATTCHMT PL/4H LNG/LEFT | Trauma | EA
239937 | 10886982163257 | 3.5MM LCP® PROXIMAL TIBIA PLATE 6 HOLES/107MM-LEFT | Trauma | EA
02152440 | 10886982303905 | 4.0MM BLUNTED POINT SCHANZ SCREW 40MM THRD/150MM | Trauma | EA
02227145S | 10886982061089 | 6.5MM HEADLESS COMPRESSION SCR/16MM THRD/145MM-STERILE | Trauma | EA
02130354 | 10886982045393 | 2.0MM VAL PHALANGEAL BASE PL 2 HOLES HD-6 HOLES SHAFT | Trauma | EA
02424008S | 10886982329806 | 2.4MM VOLT(TM) STRAIGHT PLATE 8H/78MM/STERILE | Trauma | EA
04003033S | 10886982081704 | 6.5MM TI RECON SCREW WITH T25 STARDRIVE 115MM-STERILE | Trauma | EA
SD399190 | 10886982351579 | SHOULDER HOOK 2.2 MM TIP / 235 MM LENGTH | Trauma | EA
02252585S | 10886982308405 | 5.0MM BLUNTED POINT SCHANZ SCREW 85MM THRD/250MM/STERILE | Trauma | EA
04114502 | 10886982104526 | 1.5MM TI LCP PLATE/4 HOLE WITH GUIDES | Trauma | EA
04045084TS | 10886982302274 | LOCKING SCREW FOR IM NAIL Ø 5MM/ 84MM/ XL25/ STERILE | Trauma | EA
04045278S | 10886982294890 | LOCKING SCREW FOR IM NAIL Ø 4MM/ 78MM/ XL25/ STERILE | Trauma | EA
02214115 | 10886982055491 | 1.5MM CORTEX SCREW SLF-TPNG WITH T4 STARDRIVE RECESS 15MM | Trauma | EA
208045 | 10886982148865 | 7.0MM CANNULATED SCREW 16MM THREAD/45MM | Trauma | EA
SD219002 | 10886982003089 | LARGE WASHER 15.0MM FOR 3.5MM CORTEX SCREWS | Trauma | EA
02527116 | 10886982322289 | 2.7MM VOLT(TM) CORTEX SCREW 16MM T8 | Trauma | EA
02424336TS | 10886982316615 | 2.4MM VOLT(TM) LOCKING SCREW 36MM T8 STERILE | Trauma | EA
458995S | 10886982231222 | 5.0MM TI LOCKING SCREW 95MM- FOR IM NAILS-STERILE | Trauma | EA
406085 | 10886982207678 | 4.0MM TI CANCELLOUS BONE SCREW FULLY THREADED/85MM | Trauma | EA
02206268S | 10886982051530 | 3.5MM CRTX SCREW/LOW PROF HD SELF-TAPPING/STRDRV/68MM-STER | Trauma | EA
04210116TS | 10886982262608 | 2.4MM TI VA LOCKING SCREW STARDRIVE 16MM STERILE | Trauma | EA
02535084S | 10886982327598 | 3.5MM VOLT(TM) 1/3 TUBULAR PL 4H/47MM/STERILE | Trauma | EA
02100120 | 10886982028532 | 3.5MM LOCKING LOW PROFILE RECON PLATE 20 HOLES | Trauma | EA
294777SHA | 10886982182005 | 4.0MM SELF-DRILLING SCHANZ SCREW 125MM/HA COATING-STERILE | Trauma | EA
04045560 | 10886982294241 | LOW PROF LCKNG SCREW F/IM NAIL Ø 4.0MM / L 60MM / XL25 | Trauma | EA
04045040 | 10886982292773 | LOCKING SCREW FOR IM NAIL Ø 5MM/ 40MM/ XL25 | Trauma | EA
440042 | 10886982220141 | 4.5MM TI LCP® PROXIMAL TIBIA PLATE 10 HOLES/190MM-RIGHT | Trauma | EA
209925 | 10886982151308 | 7.3MM CANNULATED SCREW 32MM THREAD/125MM | Trauma | EA
201980 | 10886982143372 | 1.8MM BUTTRESS PIN/30MM | Trauma | EA
02227040S | 10886982060662 | 6.5MM HEADLESS COMPRESSION SCR/16MM THRD/40MM-STERILE | Trauma | EA
217150 | 10886982155757 | 6.5MM CANCELLOUS BONE SCREW 32MM THREAD/150MM | Trauma | EA
04005530S | 10886982085993 | 5.0MM TI LOCKING SCREW W/T25 STARDRIVE 40MM F/IM NAIL-STER | Trauma | EA
02170625SHA | 10886982305015 | 6.0MM SELF-DRILLING SCHANZ SCREW 25MM THRD/175MM/HA STER | Trauma | EA
02250685 | 10886982304223 | 6.0MM SELF-DRILLING SCHANZ SCREW 85MM THRD/250MM | Trauma | EA
441681 | 10886982222220 | 2.4MM TI LCP® RADIAL HEAD RIM PLATE 2 HOLES-LEFT | Trauma | EA
207060 | 10886982147950 | 4.0MM CANCELLOUS BONE SCREW PARTIALLY THREADED/60MM | Trauma | EA
02226626 | 10886982059567 | 4.5MM HEADLESS COMPRESSION SCREW/SHORT THREAD/26MM | Trauma | EA
04228518 | 10886982263230 | 2.0MM TI QUICK INSERTION SCREW 18MM | Trauma | EA
04535865TS | 10886982346353 | 4.0MM VOLT(TM) CANC SCR 65MM FULL THRD T15 STER | Trauma | EA
217100 | 10886982155658 | 6.5MM CANCELLOUS BONE SCREW 32MM THREAD/100MM | Trauma | EA
04124221 | 10886982110787 | 3.5MM TI LCP PROXIMAL TIBIA PL LOW BEND 14 HOLES/206MM/LEFT | Trauma | EA
406490 | 10886982208002 | 4.0MM TI CORTEX SCREW SELF-TAPPING/90MM | Trauma | EA
224761 | 10886982158741 | 4.5MM/3.5MM LCP® METAPHYSEAL PLATE 16 HOLES | Trauma | EA
02527053 | 10886982330611 | 2.7MM VOLT(TM) T-PLATE 3H HEAD/6H/58MM | Trauma | EA
312911 | 10886982188014 | GUIDING BLOCK FOR 3.5MM LCP OLECRANON PLATE-LEFT | Trauma | EA
04118550 | 10886982109149 | 2.7MM TI METAPHYSEAL SCR/SLF- TPNG W/T8 STRDRV RECESS/50MM | Trauma | EA
390037 | 10886982198051 | 8.0MM/11.0MM COMBINATION CLAMP | Trauma | EA
401788 | 10886982204806 | 2.4MM TI CORTEX SCREW SLF-TPNG WITH T8 STARDRIVE RECESS-38MM | Trauma | EA
02527001S | 10886982330321 | 2.7MM VOLT(TM) COMPACT STRT PL 5H/41MM/STERILE | Trauma | EA
02420126TS | 10886982314635 | 2.0MM VOLT(TM) CORTEX SCREW 26MM T6 STERILE | Trauma | EA
04424332TS | 10886982319135 | 2.4MM VOLT(TM) LOCKING SCREW 32MM T8 STERILE | Trauma | EA
207644 | 10886982148261 | 4.0MM CANNULATED SCREW SHORT THREAD/44MM | Trauma | EA
04230119 | 10886982125460 | 1.5MM TI HEADLESS COMPRESSION SCREW 19MM | Trauma | EA
402874 | 10886982206718 | 2.7MM TI CORTEX SCREW SLF-TPNG WITH T8 STARDRIVE RECESS 14MM | Trauma | EA
04424344 | 10886982319241 | 2.4MM VOLT(TM) LOCKING SCREW 44MM T8 | Trauma | EA
424701 | 10886982216977 | 4.5MM TI NARROW LCP® PLATE 20 HOLES/368MM | Trauma | EA
04420067 | 10886982337863 | 2.0MM VOLT(TM) T-PLATE 5H HEAD/10H/73MM | Trauma | EA
02112118 | 10886982033574 | 2.7MM/3.5MM LCP POSTLAT DISTAL FIBULA PLATE 9H/RIGHT/155MM | Trauma | EA
40180996 | 10886982204875 | 2.0MM TI CORTEX SCREW SELF-TAPPING 9MM | Trauma | EA
409715 | 10886982210081 | 7.3MM TI CANNULATED SCREW FULLY THREADED/115MM | Trauma | EA
02226324 | 10886982059260 | 2.4MM HEADLESS COMPRESSION SCREW-LONG THREAD 24MM | Trauma | EA
245091 | 10886982169631 | 3.5MM LCP RECONSTRUCTION PLATE 9 HOLES/126MM | Trauma | EA
04045400S | 10886982295408 | LOW PROF LCKNG SCREW F/IM NAIL Ø 5.0MM / L 100MM/ XL25/ STER | Trauma | EA
217145 | 10886982155740 | 6.5MM CANCELLOUS BONE SCREW 32MM THREAD/145MM | Trauma | EA
02527068S | 10886982337405 | 2.7MM VOLT(TM) HOOK PLATE 10H/98MM/STERILE | Trauma | EA
245912 | 10886982170378 | 3.5MM LOW PROFILE CURVED RECON PLATE 88MM RADIUS 12 HOLES | Trauma | EA
02112090 | 10886982033215 | 3.5MM LCP SUPERIOR CLAVICLE PLATE W/LAT EXTN/6H/RT/105MM | Trauma | EA
406010 | 10886982207463 | 4.0MM TI CANCELLOUS BONE SCREW FULLY THREADED/10MM | Trauma | EA
02535116 | 10886982324320 | 3.5MM VOLT(TM) CORTEX SCREW 16MM T15 | Trauma | EA
02535170S | 10886982326966 | 3.5MM VOLT(TM) CORTEX SCREW 70MM T15 STERILE | Trauma | EA
04150425S | 10886982307828 | 4.0MM TI SELF-DRILLING SCHANZ SCREW 25MM THRD/150MM/STERILE | Trauma | EA
02226220 | 10886982058805 | 2.4MM HEADLESS COMPRESSION SCREW-SHORT THREAD 20MM | Trauma | EA
02221124 | 10886982275547 | 3.5/4.5MM VA PPFX PROX FEMUR PLATE/11HOLES/RIGHT | Trauma | EA
02420004 | 10886982329295 | 2.0MM VOLT(TM) COMP STRGHT PL 8H/43MM | Trauma | EA
04045252 | 10886982293343 | LOCKING SCREW FOR IM NAIL Ø 4MM/ 52MM/ XL25 | Trauma | EA
02535086S | 10886982327673 | 3.5MM VOLT(TM) 1/3 TUBULAR PL 6H/71MM/STERILE | Trauma | EA
02224030S | 10886982056153 | LCP DHHS ENHANCED COMPRESSION SCREW-STERILE | Trauma | EA
04045415TS | 10886982302441 | LOW PROF LCKNG SCREW F/IM NAIL Ø 5.0MM / L 115MM / XL25/ STE | Trauma | EA
205242 | 10886982147158 | 3.5MM CANNULATED SCREW FULLY THREADED/42MM | Trauma | EA
04111741 | 10886982102188 | 2.4MM TI VA-LCP 2-CLMN VLR DST RADIUS PL 7H HD/4H SHAFT/LT | Trauma | EA
04535344 | 10886982326676 | 3.5MM VOLT(TM) LOCKING SCREW 44MM T15 | Trauma | EA
02207635 | 10886982052643 | 7.3MM CANNULATED SCFE SCREW 20MM THREAD/130MM | Trauma | EA
226591 | 10886982159090 | 4.5MM BROAD LCP® PLATE 9 HOLES/170MM | Trauma | EA
04527309 | 10886982323262 | 2.7MM VOLT(TM) LOCKING SCREW 9MM T8 | Trauma | EA
SD03111701 | 10886982288172 | FIXED ANGLED GUIDE BLOCKS 7 HOLE LEFT | Trauma | EA
02150445SHA | 10886982304711 | 4.0MM SELF-DRILLING SCHANZ SCREW 45MM THRD/150MM/HA STER | Trauma | EA
04150440SHA | 10886982305220 | 4.0MM TI SELF-DRILLING SCHANZ SCREW 40MM THRD/150MM/HA STER | Trauma | EA
02124414 | 10886982042897 | 4.5MM VA-LCP CURVED CONDYLAR PLATE/14 HOLE/301MM/RIGHT | Trauma | EA
02226116 | 10886982058188 | 3.0MM HEADLESS COMPRESSION SCREW-LONG THREAD 16MM | Trauma | EA
02112030 | 10886982032874 | 3.5MM LCP SUP ANT CLAVICLE PLATE 8H/RT/120MM | Trauma | EA
04206228 | 10886982117601 | 3.5MM TI CRTX SCR/LOW PROF HD SELF-TAPPING/STARDRIVE/28MM | Trauma | EA
212111 | 10886982151858 | 3.5MM LOCKING SCREW SLF-TPNG W/STARDRIVE(TM) RECESS 30MM | Trauma | EA
29102 | 20886982180084 | 1.25MM CERCLAGE WIRE WITH EYE 280MM | Trauma | EA
02221512 | 10886982055828 | 5.0MM PERIPROSTHETIC LOCKING SCREW SLF-TPNG STARDRIVE 12MM | Trauma | EA
441276 | 10886982221544 | 3.5MM TI LCP® POSTLAT DISTAL HUMERUS PL-LAT SUPPORT 7H-RT | Trauma | EA
407024 | 10886982208101 | 4.0MM TI CANCELLOUS BONE SCREW PARTIALLY THREADED/24MM | Trauma | EA
03045034S | 10886982300843 | COUNTERSINK / Ø 7.4MM QUICK COUPLING / STERILE | Trauma | EA
214935 | 10886982154989 | 4.5MM CORTEX SCREW SELF-TAPPING 135MM | Trauma | EA
201820 | 10886982143006 | 2.0MM CORTEX SCREW SELF-TAPPING 20MM | Trauma | EA
04152415 | 10886982304155 | 4.0MM TI BLUNTED POINT SCHANZ SCREW 15MM THRD/150MM | Trauma | EA
04152440SHA | 10886982305473 | 4.0MM TI BLUNTED POINT SCHANZ SCREW 40MM THRD/150MM/HA STER | Trauma | EA
422254 | 10886982215406 | TI LCP(TM) DISTAL FEMUR PLATE 9 HOLES/236MM-RIGHT | Trauma | EA
417145 | 10886982214416 | 6.5MM TI CANCELLOUS BONE SCREW 32MM THREAD/145MM | Trauma | EA
04045544TS | 10886982301291 | LOW PROF LCKNG SCREW F/IM NAIL Ø 4.0MM / L 44MM / XL25/ STER | Trauma | EA
02211028 | 10886982053657 | 2.7MM VA LCKNG SCREW SLF-TPNG WITH T8 STARDRIVE RECESS 28MM | Trauma | EA
02211230 | 10886982054104 | 2.4/2.7MM VA-LCP FIRST MTP FUSION PL/SM/0 DEG/RIGHT | Trauma | EA
498803S | 10886982236944 | 4.5MM TI THREADED CERCLAGE POSITIONING PIN-STERILE | Trauma | EA
245924 | 10886982170422 | 3.5MM LOW PROFILE RECON J-PLATE 14 HOLES-RIGHT | Trauma | EA
04045390S | 10886982295385 | LOW PROF LCKNG SCREW F/IM NAIL Ø 5.0MM / L 90MM/ XL25/ STER | Trauma | EA
02535165TS | 10886982345950 | 3.5MM VOLT(TM) CORTEX SCREW 65MM T15 STER | Trauma | EA
209980S | 10886982151476 | 7.3MM CANNULATED SCREW 32MM THREAD/180MM-STERILE | Trauma | EA
04045358TS | 10886982301024 | LOW PROF LCKNG SCREW F/IM NAIL Ø 5.0MM / L 58MM / XL25/ STER | Trauma | EA
412221 | 10886982211057 | 5.0MM TI LOCKING SCR SLF-TPNG WITH T25 STARDRIVE RECESS 60MM | Trauma | EA
03424002 | 10886982335913 | BENDING PIN FOR 2.4MM VOLT(TM) PLATES | Trauma | EA
04420001 | 10886982330772 | 2.0MM VOLT(TM) COMP STRGHT PL 5H/29MM | Trauma | EA
04535675 | 10886982320964 | 4.0MM VOLT(TM) CANC SCR 75MM PART THRD T15 | Trauma | EA
04032095S | 10886982094841 | 11.0MM TI TROCH FIXATION NAIL SCREW/95MM - STERILE | Trauma | EA
02207050 | 10886982051790 | 7.3MM CANNULATED LOCKING SCREW 50MM | Trauma | EA
02240048 | 10886982063588 | 3.7MM CANNULATED LOCKING SCREW 48MM | Trauma | EA
02535158 | 10886982324740 | 3.5MM VOLT(TM) CORTEX SCREW 58MM T15 | Trauma | EA
04015522S | 10886982088826 | 5.0MM TI DUAL CORE LCKNG SCREW T25 STRDRV 32MM F/IM NAIL-STE | Trauma | EA
04210942 | 10886982118837 | 2.4MM TI CORTEX SCREW SLF-TPNG WITH T8 STARDRIVE RECESS 42MM | Trauma | EA
02535360S | 10886982327062 | 3.5MM VOLT(TM) LOCKING SCREW 60MM T15 STERILE | Trauma | EA
04210142 | 10886982118738 | 2.4MM TI VA LCKNG SCR SLF-TPNG WITH STARDRIVE RECESS 42MM | Trauma | EA
02424111 | 10886982315588 | 2.4MM VOLT(TM) CORTEX SCREW 11MM T8 | Trauma | EA
40137697 | 10886982204219 | 2.0MM TI CORTEX SCRW SLF-TPNG WITH STARDRIVE RECESS 28MM | Trauma | EA
201780 | 10886982142832 | 2.4MM CORTEX SCREW SLF-TPNG WITH T8 STARDRIVE RECESS 30MM | Trauma | EA
02226220S | 10886982058812 | 2.4MM HEADLESS COMPRESSION SCR 20MM/SHORT THREAD-STERILE | Trauma | EA
429411 | 10886982217622 | 4.5MM TI LCP(TM) STRAIGHT RECON PLATE 11 HOLES/208MM | Trauma | EA
02200032 | 10886982047892 | 3.5MM STARDRIVE CORTEX SCREW SELF-TAPPING 32MM | Trauma | EA
04117107 | 10886982105523 | 2.7MM/3.5MM TI VA-LCP POSTLAT DHP-LAT SUPT 7H/LT/127MM-LONG | Trauma | EA
214050 | 10886982153579 | 4.5MM CORTEX SCREW 50MM | Trauma | EA
02535695S | 10886982321718 | 4.0MM VOLT(TM) CANC SCR 95MM PART THRD T15 STERILE | Trauma | EA
04233428S | 10886982291110 | RFNA / 14MM / 280MM STANDARD BEND / STERILE | Trauma | EA
02112615 | 10886982279392 | 2.7MM VA LCP CLAVICLE PLATE LATERAL/ CS3/ RIGHT | Trauma | EA
245916 | 10886982170392 | 3.5MM LOW PROFILE CURVED RECON PLATE 88MM RADIUS 16 HOLES | Trauma | EA
02112145 | 10886982034038 | 2.7MM/3.5MM LCP LATERAL DISTAL FIBULA PLATE 7H/LEFT/125MM | Trauma | EA
422256 | 10886982215444 | TI LCP(TM) DISTAL FEMUR PLATE 11 HOLES/276MM-RIGHT | Trauma | EA
02535334TS | 10886982325389 | 3.5MM VOLT(TM) LOCKING SCREW 34MM T15 STERILE | Trauma | EA
224759 | 10886982158734 | 4.5MM/3.5MM LCP® METAPHYSEAL PLATE 14 HOLES | Trauma | EA
02527106 | 10886982322029 | 2.7MM VOLT(TM) CORTEX SCREW 6MM T8 | Trauma | EA
406448 | 10886982207883 | 4.0MM TI CORTEX SCREW SELF-TAPPING/48MM | Trauma | EA
04150450 | 10886982304124 | 4.0MM TI SELF-DRILLING SCHANZ SCREW 50MM THRD/150MM | Trauma | EA
02424126 | 10886982315823 | 2.4MM VOLT(TM) CORTEX SCREW 26MM T8 | Trauma | EA
04005460S | 10886982085733 | 4.0MM TI LOCKING SCREW W/T25 STARDRIVE 70MM F/IM NAILS-STER | Trauma | EA
03420158 | 10886982336255 | 2.0 VOLT(TM) THREADED DRILL GUIDE FOR 1.5MM DRILL BITS | Trauma | EA
400533 | 10886982203489 | 1.0MM TI CORTEX SCREW SELF-TAPPING 13MM | Trauma | EA
439971 | 10886982219725 | 3.5MM TI LCP® MEDIAL PROXIMAL TIBIA PLATE 20H/LEFT 301MM | Trauma | EA
02226212S | 10886982058652 | 2.4MM HEADLESS COMPRESSION SCR 12MM/SHORT THREAD-STERILE | Trauma | EA
213045 | 10886982153180 | 3.5MM LOCKING SCREW SELF-TAPPING 45MM | Trauma | EA
02535092S | 10886982327437 | 3.5MM VOLT(TM) 1/3 TUBULAR PL 12H/143MM/STERILE | Trauma | EA
04025416S | 10886982090348 | 4.0MM TI ANGULAR STABLE LCKNG SCR T25 26MM F/IM NAILS-STER | Trauma | EA
04206028 | 10886982116765 | 3.5MM TI CRTX SCR/LOW PROF HD SELF-TAPPING/HEXDRIVE/28MM | Trauma | EA
412215S | 10886982275424 | 5.0MM TI LOCKING SCR SLF-TPNG W/T25 STARDRIVE 42MM-STERILE | Trauma | EA
413344 | 10886982212054 | 5.0MM TI LOCKING HEAD SCREW SELF-TAPPING 44MM | Trauma | EA
04211034 | 10886982119094 | 2.7MM TI VA LCKNG SCR SLF-TPNG WITH T8 STARDRIVE RECESS 34MM | Trauma | EA
04045374 | 10886982293732 | LOW PROF LCKNG SCREW F/IM NAIL Ø 5.0MM / L 74MM / XL25 | Trauma | EA
02231255 | 10886982062185 | 5.0MM VARIABLE ANGLE LOCKNG SCREW/SLF-TPNG/STRDRV/55MM | Trauma | EA
02424150 | 10886982316066 | 2.4MM VOLT(TM) CORTEX SCREW 50MM T8 | Trauma | EA
03110029 | 10886982071996 | GUIDE BLOCK FOR VOLAR COLUMN PLATE/7 HOLE HEAD/LEFT | Trauma | EA
424756 | 10886982217035 | 4.5MM/3.5MM TI LCP® METAPHYSEAL PLATE 11 HOLES | Trauma | EA
402238 | 10886982205889 | 2.7MM TI LOCKING SCR SLF-TPNG WITH T8 STARDRIVE RECESS-38MM | Trauma | EA
04115230 | 10886982104809 | 2.4MM TI VA-LCP DRSL DSTL RAD L-PLATE +90°/3H HD/3H SHAFT | Trauma | EA
04130262 | 10886982113108 | 1.5MM TI VAL BOX PLATE 4 HOLES | Trauma | EA
426581 | 10886982217158 | 4.5MM TI BROAD LCP® PLATE 8 HOLES/152MM | Trauma | EA
02227125 | 10886982060990 | 6.5MM HEADLESS COMPRESSION SCREW/16MM THREAD/125MM | Trauma | EA
409645 | 10886982209948 | 7.3MM TI CANNULATED SCREW FULLY THREADED/45MM | Trauma | EA
29108 | 20886982180145 | 0.8MM CERCLAGE WIRE WITH EYE 280MM | Trauma | EA
04420072 | 10886982338006 | 2.0MM VOLT(TM) Y-PLATE 10H/80MM | Trauma | EA
441454 | 10886982222053 | 3.5MM TI LCP(TM) ANTEROLATERAL DISTAL TIBIA PL 19 HOLES/RIGH | Trauma | EA
213034 | 10886982153142 | 3.5MM LOCKING SCREW SELF-TAPPING 34MM | Trauma | EA
02206050S | 10886982050472 | 3.5MM CRTX SCREW/LOW PROF HD SELF-TAPPING/HEXDRV/50MM-STER | Trauma | EA
02114005 | 10886982034809 | 1.5MM LCP ADAPTION PLATE 12 HOLE | Trauma | EA
SD03108003 | 10886982002754 | PEDIATRIC LCP HIP PLATE GUIDE BLOCK WITH 2.5MM HOLE | Trauma | EA
03118106 | 10886982073655 | GUIDE BLOCK FOR 2.7MM VA-LCP LATERAL DISTAL FIBULA PL/RT | Trauma | EA
04535350 | 10886982326737 | 3.5MM VOLT(TM) LOCKING SCREW 50MM T15 | Trauma | EA
02527175S | 10886982323989 | 2.7MM VOLT(TM) CORTEX SCREW 75MM T8 STERILE | Trauma | EA
04535132TS | 10886982325969 | 3.5MM VOLT(TM) CORTEX SCREW 32MM T15 STERILE | Trauma | EA
02226754S | 10886982060358 | 4.5MM HEADLESS COMPRESSION SCR/LONG THRD/54MM-STERILE | Trauma | EA
02115851 | 10886982035608 | 2.4MM VA-LCP VOLAR RIM DISTAL RADIUS PLATE/7H HD/5H SHAFT/LT | Trauma | EA
282650 | 10886982179135 | 150 DEG LCP® DHHS(TM) SIDEPLATE-STD BARREL 2 HOLES | Trauma | EA
402721 | 10886982206329 | 3.0MM TI CANNULATED SCREW LONG THREAD/21MM | Trauma | EA
04535200S | 10886982327260 | 3.5MM VOLT(TM) CORTEX SCREW 100MM T15 STERILE | Trauma | EA
04045242S | 10886982295163 | LOCKING SCREW FOR IM NAIL Ø 4MM/ 42MM/ XL25/ STERILE | Trauma | EA
22358 | 10886982157942 | 3.5MM LC-DCP® PLATE 8 HOLES/103MM | Trauma | EA
04221005S | 10886982121004 | 5.0MM TI CRIMP POSITIONING PIN STERILE | Trauma | EA
03311204 | 10886982078469 | CONNECTING PLATE/4 HOLES | Trauma | EA
02130312 | 10886982045195 | 2.0MM VA-LCKNG SCREW SLF-TPNG WITH T6 STARDRIVE RECESS 12MM | Trauma | EA
04226226 | 10886982122643 | 2.4MM TI HEADLESS COMPRESSION SCREW-SHORT THREAD 26MM | Trauma | EA
02250585SHA | 10886982304964 | 5.0MM SELF-DRILLING SCHANZ SCREW 85MM THRD/250MM/HA STER | Trauma | EA
209700 | 10886982150875 | 7.3MM CANNULATED SCREW FULLY THREADED/100MM | Trauma | EA
SD03311005 | 10886982349835 | WRENCH / 11MM SLOTTED SOCKET | Trauma | EA
02227300 | 10886982061331 | 6.5MM HEADLESS COMPRESSION SCREW/32MM THREAD/100MM | Trauma | EA
201616 | 10886982142061 | 2.4MM CORTEX SCREW SELF-TAPPING/16MM | Trauma | EA
04172625S | 10886982308207 | 6.0MM TI BLUNTED POINT SCHANZ SCREW 25MM THRD/175MM/STERILE | Trauma | EA
02152450SHA | 10886982304827 | 4.0MM BLUNTED POINT SCHANZ SCREW 50MM THRD/150MM/HA STER | Trauma | EA
02240060 | 10886982063649 | 3.7MM CANNULATED LOCKING SCREW 60MM | Trauma | EA
04205040 | 10886982116345 | 5.0MM TI CANNULATED LOCKING SCREW 40MM | Trauma | EA
04045228S | 10886982294791 | LOCKING SCREW FOR IM NAIL Ø 4MM/ 28MM/ XL25/ STERILE | Trauma | EA
213028 | 10886982153111 | 3.5MM LOCKING SCREW SELF-TAPPING 28MM | Trauma | EA
04112083 | 10886982102928 | 3.5MM TI LCP SUPERIOR CLAVICLE PLATE/7 HOLES/LEFT/100MM | Trauma | EA
02424348TS | 10886982316738 | 2.4MM VOLT(TM) LOCKING SCREW 48MM T8 STERILE | Trauma | EA
02226211S | 10886982058638 | 2.4MM HEADLESS COMPRESSION SCR 11MM/SHORT THREAD-STERILE | Trauma | EA
458958S | 10886982231048 | 5.0MM TI LOCKING SCREW 58MM- FOR IM NAILS-STERILE | Trauma | EA
02207630 | 10886982052599 | 7.3MM CANNULATED SCFE SCREW 20MM THREAD/105MM | Trauma | EA
02226123 | 10886982058324 | 3.0MM HEADLESS COMPRESSION SCREW-LONG THREAD 23MM | Trauma | EA
241450 | 10886982167194 | 3.5MM LCP® ANTEROLATERAL DISTAL TIBIA PL 15 HOLES/RIGHT | Trauma | EA
04150445 | 10886982304117 | 4.0MM TI SELF-DRILLING SCHANZ SCREW 45MM THRD/150MM | Trauma | EA
04227080S | 10886982124531 | 6.5MM TI HEADLESS COMPRESSION SCR/16MM THRD/80MM-STERILE | Trauma | EA
03527203S | 10886982336682 | 2.0MM VOLT(TM) DRILL BIT AO QC 175MM/90MM CALIB/STERILE | Trauma | EA
204240 | 10886982145956 | 3.5MM SHAFT SCREW 40MM | Trauma | EA
402832 | 10886982206602 | 2.7MM TI CORTEX SCREW SELF-TAPPING 32MM | Trauma | EA
217120 | 10886982155696 | 6.5MM CANCELLOUS BONE SCREW 32MM THREAD/120MM | Trauma | EA
02226654 | 10886982059840 | 4.5MM HEADLESS COMPRESSION SCREW/SHORT THREAD/54MM | Trauma | EA
03312840 | 10886982260956 | MAXFRAME(TM) RADIOGRAPHIC MARKER | Trauma | EA
02211410 | 10886982054982 | 2.7MM VA-LCKING ANTEROLATERAL CALCANEAL PL SHORT 40MM RIGHT | Trauma | EA
04233248S | 10886982290939 | RFNA / 12MM / 480MM STANDARD BEND / STERILE | Trauma | EA
04424328TS | 10886982319098 | 2.4MM VOLT(TM) LOCKING SCREW 28MM T8 STERILE | Trauma | EA
401884 | 10886982205308 | 2.0MM TI LOCKING SCR SLF-TPNG WITH STARDRIVE RECESS 14MM | Trauma | EA
292708 | 20886982180848 | 1.6MM KIRSCHNER WIRE W/ THREADED TIP 100MM | Trauma | EA
04005436S | 10886982085498 | 4.0MM TI LOCKING SCREW W/T25 STARDRIVE 46MM F/IM NAILS-STER | Trauma | EA
42231670 | 10886982259141 | 5.0MM CANN VAL SCREW OPTILINK(TM)/70MM | Trauma | EA
04005456S | 10886982085696 | 4.0MM TI LOCKING SCREW W/T25 STARDRIVE 66MM F/IM NAILS-STER | Trauma | EA
02206030 | 10886982050243 | 3.5MM CRTX SCREW/LOW PROF HD SELF-TAPPING/HEX DRIVE/30MM | Trauma | EA
02118536 | 10886982039422 | 2.7MM METAPHYSEAL SCR SLF-TPNG W/T8 STRDRV RECESS/36MM | Trauma | EA
04527346 | 10886982323743 | 2.7MM VOLT(TM) LOCKING SCREW 46MM T8 | Trauma | EA
04003023S | 10886982081506 | 6.5MM TI RECON SCREW WITH T25 STARDRIVE 65MM-STERILE | Trauma | EA
02170625S | 10886982308481 | 6.0MM SELF-DRILLING SCHANZ SCREW 25MM THRD/175MM/STERILE | Trauma | EA
04226775S | 10886982124197 | 4.5MM TI HEADLESS COMPRESSION SCR/LONG THRD/75MM-STERILE | Trauma | EA
04005585S | 10886982086457 | 5.0MM TI LOCKING SCREW W/T25 STARDRIVE 95MM F/IM NAIL-STER | Trauma | EA
02424111TS | 10886982315595 | 2.4MM VOLT(TM) CORTEX SCREW 11MM T8 STERILE | Trauma | EA
02227090 | 10886982060853 | 6.5MM HEADLESS COMPRESSION SCREW/16MM THREAD/90MM | Trauma | EA
60536002 | 10886982345394 | 2.7/3.5/4.0 VOLT(TM) SCR RACK 10-60 1H 1/3W ALUM FRAME | Trauma | EA
02117506 | 10886982036827 | 2.7MM/3.5MM VA-LCP MEDL DSTL HUMERUS PL 6H/LT/134MM-XLONG | Trauma | EA
402715 | 10886982206268 | 3.0MM TI CANNULATED SCREW LONG THREAD/15MM | Trauma | EA
02211245 | 10886982054401 | 2.4/2.7MM VA-LCP FIRST MTP FUSION PL/REV/0 DEG/LEFT | Trauma | EA
04045084 | 10886982293053 | LOCKING SCREW FOR IM NAIL Ø 5MM/ 84MM/ XL25 | Trauma | EA
08025044S | 20886982131918 | RESORBABLE SLEEVE FOR 5.0MM ANGULAR STABLE LCKNG SCR-STER | Trauma | EA
208970 | 10886982150202 | 7.3MM CANNULATED SCREW 16MM THREAD/170MM | Trauma | EA
02227295S | 10886982061324 | 6.5MM HEADLESS COMPRESSION SCR/32MM THRD/95MM-STERILE | Trauma | EA
04227340 | 10886982125200 | 6.5MM TI HEADLESS COMPRESSION SCREW/32MM THREAD/140MM | Trauma | EA
02117401 | 10886982036506 | 2.7MM/3.5MM VA-LCP MEDL DSTL HUMERUS PL 1H/RT/69MM-SHORT | Trauma | EA
04250540SHA | 10886982305602 | 5.0MM TI SELF-DRILLING SCHANZ SCREW 40MM THRD/250MM/HA STER | Trauma | EA
02114014 | 10886982034922 | 1.5MM LCP CONDYLAR PLATE 6 HOLE SHAFT | Trauma | EA
02424068 | 10886982337375 | 2.4MM VOLT(TM) HOOK PLATE 10H/89MM | Trauma | EA
02226336 | 10886982059444 | 2.4MM HEADLESS COMPRESSION SCREW-LONG THREAD 36MM | Trauma | EA
414846 | 10886982213730 | 4.5MM TI CORTEX SCREW SELF-TAPPING 46MM | Trauma | EA
441923 | 10886982222534 | 3.5MM TI LCP® PROXIMAL HUMERUS PLATE-LONG 10H SHAFT/232MM | Trauma | EA
247364 | 10886982170842 | 2.4MM LCP(TM) PLATE 10 HOLES 84MM | Trauma | EA
239993 | 10886982164018 | 4.5MM LCP® MEDIAL PROXIMAL TIBIA PLATE 12H/LEFT 250MM | Trauma | EA
04005585 | 10886982086440 | 5.0MM TI LOCKING SCREW W/T25 STARDRIVE 95MM FOR IM NAILS | Trauma | EA
422393 | 10886982215871 | 5.0MM TI LOCKING SCREW SELF-DRILLING 40MM | Trauma | EA
04130255 | 10886982112965 | 1.5MM TI VAL CONDYLAR PLATE 2 HOLES HD-6 HOLES SHAFT | Trauma | EA
04233243S | 10886982290472 | RFNA / 12MM / 420MM PERIPROSTHETIC BEND / STERILE | Trauma | EA
214544 | 10886982154187 | 4.5MM CANNULATED SCREW PARTIALLY THREADED/44MM | Trauma | EA
494771 | 10886982236388 | 4.0MM/3.0MM TI SELF-DRILLING SCHANZ SCREW 20MM THRD/80MM | Trauma | EA
416030 | 10886982214027 | 6.5MM TI CANCELLOUS BONE SCREW 16MM THREAD/30MM | Trauma | EA
04424322 | 10886982319029 | 2.4MM VOLT(TM) LOCKING SCREW 22MM T8 | Trauma | EA
02226790 | 10886982060525 | 4.5MM HEADLESS COMPRESSION SCREW/LONG THREAD/90MM | Trauma | EA
02112046 | 10886982033017 | 2.7MM/3.5MM VA-LCP LAT ANT CLAVICLE PLATE/9 HOLE/89MM | Trauma | EA
404810 | 10886982207272 | 3.5MM TI CORTEX SCREW SELF-TAPPING 10MM | Trauma | EA
04535318TS | 10886982326423 | 3.5MM VOLT(TM) LOCKING SCREW 18MM T15 STERILE | Trauma | EA
417060 | 10886982214249 | 6.5MM TI CANCELLOUS BONE SCREW 32MM THREAD/60MM | Trauma | EA
02424115TS | 10886982315670 | 2.4MM VOLT(TM) CORTEX SCREW 15MM T8 STERILE | Trauma | EA
02226122 | 10886982058300 | 3.0MM HEADLESS COMPRESSION SCREW-LONG THREAD 22MM | Trauma | EA
04005622S | 10886982086556 | 6.0MM TI LOCKING SCREW W/T25 STARDRIVE 32MM F/IM NAIL-STER | Trauma | EA
02207611 | 10886982052407 | 7.3MM CANNULATED SCFE SCREW 10MM THREAD/100MM | Trauma | EA
04226670S | 10886982123671 | 4.5MM TI HEADLESS COMPRESSION SCR/SHORT THRD/70MM-STERILE | Trauma | EA
04527067S | 10886982337344 | 2.7MM VOLT(TM) T-PLATE 5H HEAD/10H/95MM/STERILE | Trauma | EA
04005458S | 10886982085719 | 4.0MM TI LOCKING SCREW W/T25 STARDRIVE 68MM F/IM NAILS-STER | Trauma | EA
02227085 | 10886982060839 | 6.5MM HEADLESS COMPRESSION SCREW/16MM THREAD/85MM | Trauma | EA
04226227 | 10886982122667 | 2.4MM TI HEADLESS COMPRESSION SCREW-SHORT THREAD 27MM | Trauma | EA
04210108TS | 10886982262554 | 2.4MM TI VA LOCKING SCREW STARDRIVE 8MM STERILE | Trauma | EA
02127114TS | 10886982306845 | 3.5MM VARIABLE ANGLE LOCKING SCREW/SLF-TPNG/STRDRV/14MM | Trauma | EA
02127311 | 10886982043825 | 3.5MM VA-LCP PROX TIBIA PLATE LARGE BEND/4H/87MM/LEFT | Trauma | EA
02115640 | 10886982035509 | 2.4MM VA-LCP DRSL DRP/INTMD CLMN/+90°/2H HD/4H SHAFT | Trauma | EA
03527206 | 10886982336354 | 2.7 VOLT(TM) CRTX/LCKNG DRILL GUIDE FOR 2.0MM DRILL BITS | Trauma | EA
02204020 | 10886982049346 | 4.0MM LOCKING SCREW SLF-TPNG WITH T25 STARDRIVE RECESS 20MM | Trauma | EA
02535855 | 10886982320520 | 4.0MM VOLT(TM) CANC SCR 55MM FULL THRD T15 | Trauma | EA
02127154 | 10886982043313 | 3.5MM VARIABLE ANGLE LOCKING SCREW/SLF-TPNG/STRDRV/54MM | Trauma | EA
04038090S | 10886982098474 | TFNA SCREW 90MM - STERILE | Trauma | EA
02226744S | 10886982060259 | 4.5MM HEADLESS COMPRESSION SCR/LONG THRD/44MM-STERILE | Trauma | EA
408895 | 10886982209771 | 7.3MM TI CANNULATED SCREW 16MM THREAD/95MM | Trauma | EA
458942S | 10886982230881 | 5.0MM TI LOCKING SCREW 42MM- FOR IM NAILS-STERILE | Trauma | EA
412826 | 10886982211675 | 2.4MM TI LOCKING SCR SLF-TPNG WITH STARDRIVE RECESS 26MM | Trauma | EA
402822 | 10886982206558 | 2.7MM TI CORTEX SCREW SELF-TAPPING 22MM | Trauma | EA
214026 | 10886982153456 | 4.5MM CORTEX SCREW 26MM | Trauma | EA
60527007 | 10886982341877 | 2.7 VOLT(TM) INSTRUMENTS 1 HIGH 1/3 WIDTH ALUM TRAY | Trauma | EA
04424346 | 10886982319265 | 2.4MM VOLT(TM) LOCKING SCREW 46MM T8 | Trauma | EA
441453 | 10886982222046 | 3.5MM TI LCP(TM) ANTEROLATERAL DISTAL TIBIA PL 17 HOLES/LEFT | Trauma | EA
04045220 | 10886982293480 | LOCKING SCREW FOR IM NAIL Ø 4MM/ 20MM/ XL25 | Trauma | EA
04535348 | 10886982326713 | 3.5MM VOLT(TM) LOCKING SCREW 48MM T15 | Trauma | EA
03311043 | 10886982078049 | REDUCTION WIRE/2.0MM DIAMETER 400MM LONG | Trauma | EA
02231246 | 10886982062154 | 5.0MM VARIABLE ANGLE LOCKNG SCREW/SLF-TPNG/STRDRV/46MM | Trauma | EA
209965S | 10886982151414 | 7.3MM CANNULATED SCREW 32MM THREAD/165MM-STERILE | Trauma | EA
02233105S | 10886982289308 | LOCKING ATTACHMENT WASHER F/ RFNA / 10 DEG/ LEFT/ STER | Trauma | EA
208402 | 10886982149091 | 6.5MM CANNULATED SCREW 16MM THREAD 35MM | Trauma | EA
04535828 | 10886982321206 | 4.0MM VOLT(TM) CANC SCR 28MM FULL THRD T15 | Trauma | EA
04535812 | 10886982321046 | 4.0MM VOLT(TM) CANC SCR 12MM FULL THRD T15 | Trauma | EA
201883 | 10886982143181 | 2.0MM LOCKING SCREW SLF-TPNG WITH STARDRIVE RECESS 13MM | Trauma | EA
214058 | 10886982153616 | 4.5MM CORTEX SCREW 58MM | Trauma | EA
04117004 | 10886982105264 | 2.7MM/3.5MM TI VA-LCP POSTLAT DHP-LAT SUPT 4H/RT/88MM-MED | Trauma | EA
02535004S | 10886982328816 | 3.5MM VOLT(TM) STRAIGHT PLATE 4H/59MM/STERILE | Trauma | EA
217135 | 10886982155726 | 6.5MM CANCELLOUS BONE SCREW 32MM THREAD/135MM | Trauma | EA
22356 | 10886982157904 | 3.5MM LC-DCP® PLATE 6 HOLES/77MM | Trauma | EA
40137597 | 10886982204202 | 2.0MM TI CORTEX SCRW SLF-TPNG WITH STARDRIVE RECESS 26MM | Trauma | EA
402640 | 10886982206244 | 3.0MM TI CANNULATED SCREW SHORT THREAD/40MM | Trauma | EA
209760S | 10886982151056 | 7.3MM CANNULATED SCREW FULLY THREADED/160MM-STERILE | Trauma | EA
04130111 | 10886982112422 | 1.3MM TI LCKNG SCREW SLF-TPNG WITH T4 STARDRIVE RECESS 11MM | Trauma | EA
24816 | 10886982171146 | 3.5MM DCP® PLATE 16 HOLES/194MM | Trauma | EA
04130011 | 10886982112286 | 1.3MM TI CORTEX SCREW SLF-TPNG WITH T4 STARDRIVE RECESS 11MM | Trauma | EA
04226016 | 10886982121509 | 3.0MM TI HEADLESS COMPRESSION SCREW-SHORT THREAD 16MM | Trauma | EA
02535009S | 10886982329011 | 3.5MM VOLT(TM) STRAIGHT PLATE 9H/124MM/STERILE | Trauma | EA
42231710S | 10886982259288 | 5.0MM CANN VAL SCREW OPTILINK(TM)/110MM/STERILE | Trauma | EA
04536010 | 10886982327789 | 3.5MM VOLT(TM) METAPHYSEAL PL 10H/130MM | Trauma | EA
42231675 | 10886982259158 | 5.0MM CANN VAL SCREW OPTILINK(TM)/75MM | Trauma | EA
207090 | 10886982148018 | 4.0MM CANCELLOUS BONE SCREW PARTIALLY THREADED/90MM | Trauma | EA
407644 | 10886982208453 | 4.0MM TI CANNULATED SCREW SHORT THREAD/44MM | Trauma | EA
04420032 | 10886982330994 | 2.0MM VOLT(TM) ADAPTION PLATE 12H/65MM | Trauma | EA
402729 | 10886982206404 | 3.0MM TI CANNULATED SCREW LONG THREAD/29MM | Trauma | EA
02207510 | 10886982052216 | 7.3MM CANNULATED CONICAL SCREW PARTIALLY THREADED/110MM | Trauma | EA
02206232S | 10886982051110 | 3.5MM CRTX SCREW/LOW PROF HD SELF-TAPPING/STRDRV/32MM-STER | Trauma | EA
02527346 | 10886982333575 | 2.7MM VOLT(TM) LOCKING SCREW 46MM T8 | Trauma | EA
04025424S | 10886982090386 | 4.0MM TI ANGULAR STABLE LCKNG SCR T25 34MM F/IM NAILS-STER | Trauma | EA
42231685 | 10886982259172 | 5.0MM CANN VAL SCREW OPTILINK(TM)/85MM | Trauma | EA
02227305S | 10886982061362 | 6.5MM HEADLESS COMPRESSION SCR/32MM THRD/105MM-STERILE | Trauma | EA
02527001 | 10886982330314 | 2.7MM VOLT(TM) COMP STRGHT PL 5H/41MM | Trauma | EA
02527053S | 10886982330628 | 2.7MM VOLT(TM) T-PLATE 3H HEAD/6H/58MM/STERILE | Trauma | EA
426652 | 10886982217325 | 4.5MM TI CURVED BROAD LCP® PLATE 15 HOLES/282MM | Trauma | EA
03111037 | 10886982072351 | 17MM REAMING GUIDE F/2.4MM VAL INTERCARPAL FUSION PLATE | Trauma | EA
03010078 | 10886982067487 | 4.5MM/6.5MM STEPPED DRILL BIT LARGE QC/485MM | Trauma | EA
208428 | 10886982149350 | 6.5MM CANNULATED SCREW 16MM THREAD 180MM | Trauma | EA
02222155 | 10886982056078 | 5.0MM VA LOCKING SCREW SLF-TPNG W/T25 STARDRIVE/55MM | Trauma | EA
209940 | 10886982151339 | 7.3MM CANNULATED SCREW 32MM THREAD/140MM | Trauma | EA
214564 | 10886982154262 | 4.5MM CANNULATED SCREW PARTIALLY THREADED/64MM | Trauma | EA
04045378TS | 10886982301123 | LOW PROF LCKNG SCREW F/IM NAIL Ø 5.0MM / L 78MM / XL25/ STER | Trauma | EA
02205095 | 10886982049810 | 5.0MM CANNULATED LOCKING SCREW 95MM | Trauma | EA
02527134 | 10886982332134 | 2.7MM VOLT(TM) CORTEX SCREW 34MM T8 | Trauma | EA
04420001S | 10886982330789 | 2.0MM VOLT(TM) COMPACT STRT PL 5H/29MM/STERILE | Trauma | EA
202024 | 10886982143471 | 2.7MM CORTEX SCREW 24MM | Trauma | EA
02424107 | 10886982315502 | 2.4MM VOLT(TM) CORTEX SCREW 7MM T8 | Trauma | EA
219972 | 10886982156273 | WASHER 6.5MM | Trauma | EA
03535251 | 10886982336385 | 2.5MM VOLT(TM) DRILL BIT AO QC 140MM/45MM CALIBRATION | Trauma | EA
214858 | 10886982154781 | 4.5MM CORTEX SCREW SELF-TAPPING 58MM | Trauma | EA
217115 | 10886982155689 | 6.5MM CANCELLOUS BONE SCREW 32MM THREAD/115MM | Trauma | EA
03424240 | 10886982336026 | 2.4MM VOLT(TM) DRILL BIT AO QUICK COUPLING 135MM | Trauma | EA
04045372TS | 10886982301093 | LOW PROF LCKNG SCREW F/IM NAIL Ø 5.0MM / L 72MM / XL25/ STER | Trauma | EA
04045068S | 10886982294562 | LOCKING SCREW FOR IM NAIL Ø 5MM/ 68MM/ XL25/ STERILE | Trauma | EA
414100 | 10886982212696 | 4.5MM TI CORTEX SCREW 100MM | Trauma | EA
02150450 | 10886982303653 | 4.0MM SELF-DRILLING SCHANZ SCREW 50MM THRD/150MM | Trauma | EA
04420107 | 10886982316868 | 2.0MM VOLT(TM) CORTEX SCREW 7MM T6 | Trauma | EA
02420106TS | 10886982314277 | 2.0MM VOLT(TM) CORTEX SCREW 6MM T6 STERILE | Trauma | EA
02252655SHA | 10886982305138 | 6.0MM BLUNTED POINT SCHANZ SCREW 55MM THRD/250MM/HA STER | Trauma | EA
44136 | 10886982221797 | TI ONE-THIRD TUBULAR PLATE WITH COLLAR 6 HOLES/73MM | Trauma | EA
205244 | 10886982147165 | 3.5MM CANNULATED SCREW FULLY THREADED/44MM | Trauma | EA
02211058 | 10886982053800 | 2.7MM VA LCKNG SCREW SLF-TPNG WITH T8 STARDRIVE RECESS 58MM | Trauma | EA
02112009 | 10886982032614 | 3.5MM LCP SUP ANT CLAVICLE PL W/LAT EXTN 6H/LT/108MM | Trauma | EA
02230117 | 10886982061713 | 1.5MM HEADLESS COMPRESSION SCREW 17MM | Trauma | EA
422225 | 10886982215123 | TI LCP PROXIMAL LATERAL TIBIA PL 9 HOLES/220MM-LEFT | Trauma | EA
02226736S | 10886982060174 | 4.5MM HEADLESS COMPRESSION SCR/LONG THRD/36MM-STERILE | Trauma | EA
429441 | 10886982217653 | 4.5MM TI LCP(TM) STRAIGHT RECON PLATE 14 HOLES/265MM | Trauma | EA
442477 | 10886982222824 | 2.4MM TI LCP® DISTAL RADIUS T-PLATE 3H HEAD/3H SHAFT | Trauma | EA
02204026 | 10886982049377 | 4.0MM LOCKING SCREW SLF-TPNG WITH T25 STARDRIVE RECESS 26MM | Trauma | EA
02206236 | 10886982051141 | 3.5MM CRTX SCREW/LOW PROF HD SELF-TAPPING/STAR DRIVE/36MM | Trauma | EA
04019020 | 10886982089625 | 4.5MM TI MULTILOC SCREW LENGTH 20MM | Trauma | EA
02240285 | 10886982064028 | 3.7MM CANNULATED CONICAL SCREW 25MM THREAD/85MM | Trauma | EA
04118554 | 10886982109187 | 2.7MM TI METAPHYSEAL SCR/SLF- TPNG W/T8 STRDRV RECESS/54MM | Trauma | EA
02424332 | 10886982316561 | 2.4MM VOLT(TM) LOCKING SCREW 32MM T8 | Trauma | EA
SD03164020 | 10886982350480 | 3.2 CALIBIRATED DRILL BIT | Trauma | EA
280800 | 10886982176271 | DHS®/DCS® LAG SCREW 12.7MM THREAD/80MM | Trauma | EA
02115250 | 10886982035264 | 2.4MM VA-LCP DORSAL DISTAL RAD L-PLATE +90°/3H HD/5H SHAFT | Trauma | EA
414748 | 10886982213464 | 4.5MM TI CANNULATED SCREW FULLY THREADED/48MM | Trauma | EA
04111640 | 10886982101860 | 2.4MM TI VA-LCP 2-CLMN VLR DST RADIUS PL 6H HD/4H SHAFT/RT | Trauma | EA
02112082 | 10886982033130 | 3.5MM LCP SUPERIOR CLAVICLE PLATE/7 HOLE/RIGHT/100MM | Trauma | EA
02206270S | 10886982051554 | 3.5MM CRTX SCREW/LOW PROF HD SELF-TAPPING/STRDRV/70MM-STER | Trauma | EA
02226736 | 10886982060167 | 4.5MM HEADLESS COMPRESSION SCREW/LONG THREAD/36MM | Trauma | EA
02226018 | 10886982057822 | 3.0MM HEADLESS COMPRESSION SCREW-SHORT THREAD 18MM | Trauma | EA
04038125 | 10886982098603 | TFNA SCREW 125MM | Trauma | EA
439993 | 10886982219923 | 4.5MM TI LCP® MEDIAL PROXIMAL TIBIA PLATE 12H/LEFT 250MM | Trauma | EA
02535318 | 10886982324948 | 3.5MM VOLT(TM) LOCKING SCREW 18MM T15 | Trauma | EA
02240275 | 10886982064004 | 3.7MM CANNULATED CONICAL SCREW 25MM THREAD/75MM | Trauma | EA
214532 | 10886982154125 | 4.5MM CANNULATED SCREW PARTIALLY THREADED/32MM | Trauma | EA
04535156 | 10886982326195 | 3.5MM VOLT(TM) CORTEX SCREW 56MM T15 | Trauma | EA
04046695S | 10886982302014 | RECON SCREW FOR IM NAIL Ø 6.5MM/ 95MM/ XL40/ STERILE | Trauma | EA
458940S | 10886982230867 | 5.0MM TI LOCKING SCREW 40MM- FOR IM NAILS-STERILE | Trauma | EA
04226329S | 10886982123091 | 2.4MM TI HDLSS COMPRESSION SCR 29MM/LONG THREAD-STERILE | Trauma | EA
04019026S | 10886982089694 | 4.5MM TI MULTILOC SCREW LENGTH 26MM-STERILE | Trauma | EA
49216 | 20886982236255 | 1.6MM TI KIRSCHNER WIRE 150MM | Trauma | EA
02117207 | 10886982036162 | 2.7MM/3.5MM VA-LCP POSTLAT DSTL HUM PL 7H/RT/127MM-LONG | Trauma | EA
02118009 | 10886982037725 | 2.7/3.5MM VA-LCP MEDIAL DISTAL TIBIA PLATE/10 HOLES/LEFT | Trauma | EA
245884 | 10886982170323 | 3.5MM LOW PROFILE CURVED RECON PLATE 108MM RADIUS 14 HOLES | Trauma | EA
200690 | 10886982141392 | 1.3MM CORTEX SCREW SELF-TAPPING 10MM | Trauma | EA
02420067 | 10886982337191 | 2.0MM VOLT(TM) T-PLATE 5H HEAD/10H/73MM | Trauma | EA
02214104 | 10886982055385 | 1.5MM CORTEX SCREW SLF-TPNG WITH T4 STARDRIVE RECESS 4MM | Trauma | EA
404838 | 10886982207418 | 3.5MM TI CORTEX SCREW SELF-TAPPING 38MM | Trauma | EA
02206240S | 10886982051196 | 3.5MM CRTX SCREW/LOW PROF HD SELF-TAPPING/STRDRV/40MM-STER | Trauma | EA
397994 | 10886982201294 | TOMOFIX OSTEOTOMY CHISEL 20MM WIDTH | Trauma | EA
04045354TS | 10886982301451 | LOW PROF LCKNG SCREW F/IM NAIL Ø 5.0MM / L 54MM / XL25/ STER | Trauma | EA
242104 | 10886982167927 | 4.5MM LCP® PROXIMAL FEMUR PLATE 4 HOLES/175MM-LEFT | Trauma | EA
04250640 | 10886982304568 | 6.0MM TI SELF-DRILLING SCHANZ SCREW 40MM THRD/250MM | Trauma | EA
04527340TS | 10886982323699 | 2.7MM VOLT(TM) LOCKING SCREW 40MM T8 STERILE | Trauma | EA
02535622TS | 10886982319906 | 4.0MM VOLT(TM) CANC SCR 22MM PART THRD T15 STERILE | Trauma | EA
04527340 | 10886982323682 | 2.7MM VOLT(TM) LOCKING SCREW 40MM T8 | Trauma | EA
04420107TS | 10886982316875 | 2.0MM VOLT(TM) CORTEX SCREW 7MM T6 STERILE | Trauma | EA
04117404 | 10886982106148 | 2.7MM/3.5MM TI VA-LCP MEDL DSTL HUM PL 4H/RT/108MM-LONG | Trauma | EA
04535165 | 10886982326232 | 3.5MM VOLT(TM) CORTEX SCREW 65MM T15 | Trauma | EA
04535860TS | 10886982346346 | 4.0MM VOLT(TM) CANC SCR 60MM FULL THRD T15 STER | Trauma | EA
202016 | 10886982143433 | 2.7MM CORTEX SCREW 16MM | Trauma | EA
04124216 | 10886982110725 | 3.5MM TI LCP PROXIMAL TIBIA PL LOW BEND 12 HOLES/180MM/RIGHT | Trauma | EA
02527057 | 10886982338259 | 2.7MM VOLT(TM) TINE PLATE 6H/61MM | Trauma | EA
207660 | 10886982148346 | 4.0MM CANNULATED SCREW-SHORT THREAD 60MM | Trauma | EA
24599 | 10886982170491 | 2.7MM CALCANEAL RECONSTRUCTION PLATE 9 HOLES/72MM | Trauma | EA
03312090 | 10886982260710 | MAXFRAME(TM) FULL RING 90MM/ALUMINUM | Trauma | EA
04045540S | 10886982295569 | LOW PROF LCKNG SCREW F/IM NAIL Ø 4.0MM / L 40MM / XL25/ STER | Trauma | EA
412214S | 10886982275417 | 5.0MM TI LOCKING SCR SLF-TPNG W/T25 STARDRIVE 40MM-STERILE | Trauma | EA
04172540 | 10886982304391 | 5.0MM TI BLUNTED POINT SCHANZ SCREW 40MM THRD/175MM | Trauma | EA
04200032 | 10886982115751 | 3.5MM TI STARDRIVE CORTEX SCREW SELF-TAPPING 32MM | Trauma | EA
03430000 | 10886982340788 | JEWELERS SCREWDRIVER HANDLE AO QUICK COUPLING | Trauma | EA
04112153 | 10886982103888 | 2.7MM/3.5MM TI LCP LAT DISTAL FIBULA PLATE 11H/LEFT 177MM | Trauma | EA
412114 | 10886982210524 | 3.5MM TI LOCKING SCR SLF-TPNG WITH STARDRIVE RECESS 35MM | Trauma | EA
04005540 | 10886982086082 | 5.0MM TI LOCKING SCREW W/T25 STARDRIVE 50MM FOR IM NAILS | Trauma | EA
204045 | 10886982145512 | 3.5MM CORTEX SCREW 45MM | Trauma | EA
200687 | 10886982141361 | 1.3MM CORTEX SCREW SELF-TAPPING 7MM | Trauma | EA
02535150TS | 10886982324672 | 3.5MM VOLT(TM) CORTEX SCREW 50MM T15 STERILE | Trauma | EA
04535334 | 10886982326577 | 3.5MM VOLT(TM) LOCKING SCREW 34MM T15 | Trauma | EA
29252 | 20886982180602 | 1.25MM KIRSCHNER WIRE, TROCAR POINTS ON BOTH ENDS 150MM | Trauma | EA
02150445S | 10886982307668 | 4.0MM SELF-DRILLING SCHANZ SCREW 45MM THRD/150MM/STERILE | Trauma | EA
04226022 | 10886982121622 | 3.0MM TI HEADLESS COMPRESSION SCREW-SHORT THREAD 22MM | Trauma | EA
02424317 | 10886982316387 | 2.4MM VOLT(TM) LOCKING SCREW 17MM T8 | Trauma | EA
423601 | 10886982216366 | 3.5MM TI LCP® PLATE 10 HOLES 137MM | Trauma | EA
204026 | 10886982145413 | 3.5MM CORTEX SCREW 26MM | Trauma | EA
214852 | 10886982154750 | 4.5MM CORTEX SCREW SELF-TAPPING 52MM | Trauma | EA
29457 | 10886982181596 | 5.0MM SCHANZ SCREW BLUNTED TROCAR POINT 250MM | Trauma | EA
423414 | 10886982216021 | 3.5MM TI LCP® METAPHYSEAL PLATE 14 HOLES | Trauma | EA
02527385 | 10886982333827 | 2.7MM VOLT(TM) LOCKING SCREW 85MM T8 | Trauma | EA
03536002 | 10886982339683 | GUIDE BLOCK/ SHORT FOR VOLT(TM) PROXIMAL HUMERUS PL | Trauma | EA
04424352TS | 10886982319333 | 2.4MM VOLT(TM) LOCKING SCREW 52MM T8 STERILE | Trauma | EA
209455 | 10886982150554 | 7.0MM CANNULATED SCREW FULLY THREADED/55MM | Trauma | EA
04152455S | 10886982307989 | 4.0MM TI BLUNTED POINT SCHANZ SCREW 55MM THRD/150MM/STERILE | Trauma | EA
414064 | 10886982212597 | 4.5MM TI CORTEX SCREW 64MM | Trauma | EA
02227340S | 10886982061508 | 6.5MM HEADLESS COMPRESSION SCR/32MM THRD/140MM-STERILE | Trauma | EA
04420128 | 10886982317209 | 2.0MM VOLT(TM) CORTEX SCREW 28MM T6 | Trauma | EA
04107406 | 10886982099945 | 2.7/3.5MM TI VA-LCP X-ARTICLR PROXIMAL ULNA PL 6H/RT/131MM | Trauma | EA
02211411 | 10886982055002 | 2.7MM VA-LCKING ANTEROLATERAL CALCANEAL PL SHORT 40MM LEFT | Trauma | EA
04424318TS | 10886982318978 | 2.4MM VOLT(TM) LOCKING SCREW 18MM T8 STERILE | Trauma | EA
02211214 | 10886982053985 | 2.4/2.7MM VA-LCKNG OPNG WEDGE PLATE/6MM SPACER | Trauma | EA
407616 | 10886982208316 | 4.0MM TI CANNULATED SCREW SHORT THREAD/16MM | Trauma | EA
323055 | 10886982190727 | 1.6MM WIRE SLEEVE | Trauma | EA
408464 | 10886982209405 | 6.5MM TI CANNULATED SCREW FULLY THREADED 40MM | Trauma | EA
04420006S | 10886982330888 | 2.0MM VOLT(TM) STRAIGHT PLATE 6H/45MM/STERILE | Trauma | EA
02527309TS | 10886982333278 | 2.7MM VOLT(TM) LOCKING SCREW 9MM T8 STERILE | Trauma | EA
04535812TS | 10886982321053 | 4.0MM VOLT(TM) CANC SCR 12MM FULL THRD T15 STERILE | Trauma | EA
02535114TS | 10886982324313 | 3.5MM VOLT(TM) CORTEX SCREW 14MM T15 STERILE | Trauma | EA
04535895S | 10886982321985 | 4.0MM VOLT(TM) CANC SCR 95MM FULL THRD T15 STERILE | Trauma | EA
02206044 | 10886982050380 | 3.5MM CRTX SCREW/LOW PROF HD SELF-TAPPING/HEX DRIVE/44MM | Trauma | EA
04210148 | 10886982118769 | 2.4MM TI VA LCKNG SCR SLF-TPNG WITH STARDRIVE RECESS 48MM | Trauma | EA
04130268 | 10886982113221 | 1.5MM TI VAL METACARPAL NECK PLATE | Trauma | EA
04250655 | 10886982304643 | 6.0MM TI SELF-DRILLING SCHANZ SCREW 55MM THRD/250MM | Trauma | EA
241276 | 10886982166432 | 3.5MM LCP® POSTEROLATERAL DSTL HUMERUS PL-LAT SUPPORT 7H-RT | Trauma | EA
04527158TS | 10886982346155 | 2.7MM VOLT(TM) CORTEX SCREW 58MM T8 STERILE | Trauma | EA
02527122TS | 10886982322630 | 2.7MM VOLT(TM) CORTEX SCREW 22MM T8 STERILE | Trauma | EA
02424156TS | 10886982316134 | 2.4MM VOLT(TM) CORTEX SCREW 56MM T8 STERILE | Trauma | EA
04150420S | 10886982307811 | 4.0MM TI SELF-DRILLING SCHANZ SCREW 20MM THRD/150MM/STERILE | Trauma | EA
201042 | 10886982141781 | 2.0MM CORTEX SCREW 42MM | Trauma | EA
04005630 | 10886982086624 | 6.0MM TI LOCKING SCREW W/T25 STARDRIVE 40MM FOR IM NAILS | Trauma | EA
214915 | 10886982154941 | 4.5MM CORTEX SCREW SELF-TAPPING 115MM | Trauma | EA
04025466S | 10886982090591 | 4.0MM TI ANGULAR STABLE LCKNG SCR T25 76MM F/IM NAILS-STER | Trauma | EA
441269 | 10886982221490 | 3.5MM TI LCP® POSTEROLATERAL DISTAL HUMERUS PLATE 9H-LEFT | Trauma | EA
02535618TS | 10886982319869 | 4.0MM VOLT(TM) CANC SCR 18MM PART THRD T15 STERILE | Trauma | EA
494777 | 10886982236524 | 4.0MM TI SELF-DRILLING SCHANZ SCREW 40MM THRD/125MM | Trauma | EA
04538509 | 10886982344779 | 3.5 VOLT(TM) PROX HUM PLATE LONG/9H/214MM | Trauma | EA
02535084 | 10886982327574 | 3.5MM VOLT(TM) 1/3 TUBULAR PL 4H/47MM | Trauma | EA
04527146 | 10886982323002 | 2.7MM VOLT(TM) CORTEX SCREW 46MM T8 | Trauma | EA
02424154TS | 10886982316110 | 2.4MM VOLT(TM) CORTEX SCREW 54MM T8 STERILE | Trauma | EA
04003026 | 10886982081551 | 6.5MM TI RECON SCREW WITH T25 STARDRIVE 80MM | Trauma | EA
02424119TS | 10886982315755 | 2.4MM VOLT(TM) CORTEX SCREW 19MM T8 STERILE | Trauma | EA
02227070S | 10886982060785 | 6.5MM HEADLESS COMPRESSION SCR/16MM THRD/70MM-STERILE | Trauma | EA
40135997 | 10886982204080 | 2.0MM TI CORTEX SCRW SLF-TPNG WITH STARDRIVE RECESS 9MM | Trauma | EA
02112510 | 10886982034472 | 3.5MM LCP LOW BEND MEDIAL DSTL TIBIA PLATE/4H/RIGHT/109MM | Trauma | EA
SD03045001 | 10886982351586 | XL25 SOLID SCREWDRIVER 325MM LENGTH | Trauma | EA
414940 | 10886982214003 | 4.5MM TI CORTEX SCREW SELF-TAPPING 140MM | Trauma | EA
60536005 | 10886982345363 | 3.5 VOLT(TM) PLATES 1 HIGH 2/3 WIDTH ALUM TRAY | Trauma | EA
04045524TS | 10886982301192 | LOW PROF LCKNG SCREW F/IM NAIL Ø 4.0MM / L 24MM / XL25/ STER | Trauma | EA
02230118 | 10886982061737 | 1.5MM HEADLESS COMPRESSION SCREW 18MM | Trauma | EA
21997 | 10886982156266 | WASHER 4.5MM | Trauma | EA
02536010S | 10886982327796 | 3.5MM VOLT(TM) METAPHYSEAL PL 10H/130MM/STERILE | Trauma | EA
214080 | 10886982153708 | 4.5MM CORTEX SCREW 80MM | Trauma | EA
04045230S | 10886982295101 | LOCKING SCREW FOR IM NAIL Ø 4MM/ 30MM/ XL25/ STERILE | Trauma | EA
401776 | 10886982204745 | 2.4MM TI CORTEX SCREW SLF-TPNG WITH T8 STARDRIVE RECESS 26MM | Trauma | EA
02424107TS | 10886982315519 | 2.4MM VOLT(TM) CORTEX SCREW 7MM T8 STERILE | Trauma | EA
02150420S | 10886982307613 | 4.0MM SELF-DRILLING SCHANZ SCREW 20MM THRD/150MM/STERILE | Trauma | EA
02226136 | 10886982058522 | 3.0MM HEADLESS COMPRESSION SCREW-LONG THREAD 36MM | Trauma | EA
04424005 | 10886982334367 | 2.4MM VOLT(TM) COMP STRGHT PL 10H/70MM | Trauma | EA
04045384 | 10886982293787 | LOW PROF LCKNG SCREW F/IM NAIL Ø 5.0MM / L 84MM / XL25 | Trauma | EA
02118303 | 10886982038685 | 2.7MM VA-LCP DISTAL TIBIA L-PLATE/4 HOLES/LEFT | Trauma | EA
421321 | 10886982214874 | 1.3MM TI EXTENDED H-PLATE/ LEFT | Trauma | EA
407746 | 10886982208729 | 4.0MM TI CANNULATED SCREW LONG THREAD/46MM | Trauma | EA
42231236 | 10886982259400 | 5.0MM VAL SCREW/OPTILINK(TM) SLF-TPNG/STRDRV/36MM | Trauma | EA
04045542S | 10886982295576 | LOW PROF LCKNG SCREW F/IM NAIL Ø 4.0MM / L 42MM / XL25/ STER | Trauma | EA
04045070TS | 10886982302823 | LOCKING SCREW FOR IM NAIL Ø 5.0MM / L 70MM / XL25/ STER | Trauma | EA
04527114TS | 10886982332851 | 2.7MM VOLT(TM) CORTEX SCREW 14MM T8 STERILE | Trauma | EA
414105 | 10886982212702 | 4.5MM TI CORTEX SCREW 105MM | Trauma | EA
04015530 | 10886982088864 | 5.0MM TI DUAL CORE LCKNG SCREW T25 STARDRIVE 40MM F/IM NAILS | Trauma | EA
04202980 | 10886982307354 | 2.7MM TI CORTEX SCREW SLF-TPNG WITH T8 STARDRIVE RECESS 80MM | Trauma | EA
206450 | 10886982147653 | 4.0MM CORTEX SCREW SELF-TAPPING 50MM | Trauma | EA
02001300 | 10886982027535 | 4.5MM LCP® CURVED CONDYLAR PLATE 10 HOLES/242MM-LEFT | Trauma | EA
422404 | 10886982215932 | 5.0MM TI LOCKING SCREW SELF-TAPPING 18MM | Trauma | EA
04115530 | 10886982105004 | 2.4MM TI VA-LCP DRSL DSTL RAD PLATE/RADIAL COLUMN/5H SHAFT | Trauma | EA
206426 | 10886982147530 | 4.0MM CORTEX SCREW SELF-TAPPING 26MM | Trauma | EA
02210109 | 10886982052841 | 2.4MM VA LCKNG SCREW SLF-TPNG WITH STARDRIVE RECESS 9MM | Trauma | EA
418018 | 10886982214522 | 6.5MM TI CANCELLOUS BONE SCREW WITH 4.0MM CORE DIA/105MM | Trauma | EA
02527014S | 10886982330482 | 2.7MM VOLT(TM) STRAIGHT PLATE 14H/144MM/STERILE | Trauma | EA
458946 | 10886982230911 | 5.0MM TI LOCKING SCREW 46MM- FOR IM NAILS | Trauma | EA
441051 | 10886982220851 | 3.5MM TI LCP® T-PLATE 3H HEAD/ 5H SHAFT/74MM-OBLIQUE RIGHT | Trauma | EA
207617 | 10886982148087 | 4.0MM CANNULATED SCREW SHORT THREAD/17MM | Trauma | EA
02226025 | 10886982057969 | 3.0MM HEADLESS COMPRESSION SCREW-SHORT THREAD 25MM | Trauma | EA
207736 | 10886982148483 | 4.0MM CANNULATED SCREW LONG THREAD/36MM | Trauma | EA
04031021 | 10886982093929 | 5.0MM TI RECON SCREW W/T25 STARDRIVE 55MM | Trauma | EA
02420041 | 10886982336965 | 2.0MM VOLT(TM) ADPTN COMBI PL 20H/153MM | Trauma | EA
241690 | 10886982167521 | 2.4MM LCP® RADIAL HEAD NECK PLATE 2 HOLES | Trauma | EA
224621 | 10886982158581 | 4.5MM NARROW LCP® PLATE 12 HOLES/224MM | Trauma | EA
42231246TS | 10886982306982 | 5.0MM VAL SCREW/OPTILINK(TM) SLF-TPNG/STRDRV/46MM/STER | Trauma | EA
418220 | 10886982214737 | 6.5MM TI CANCELLOUS BONE SCREW WITH 4.0MM CORE DIA/120MM | Trauma | EA
407726 | 10886982208620 | 4.0MM TI CANNULATED SCREW LONG THREAD/26MM | Trauma | EA
02211046 | 10886982053749 | 2.7MM VA LCKNG SCREW SLF-TPNG WITH T8 STARDRIVE RECESS 46MM | Trauma | EA
208467 | 10886982149688 | 6.5MM CANNULATED SCREW FULLY THREADED 55MM | Trauma | EA
04005428S | 10886982085412 | 4.0MM TI LOCKING SCREW W/T25 STARDRIVE 38MM F/IM NAILS-STER | Trauma | EA
406436 | 10886982207821 | 4.0MM TI CORTEX SCREW SELF-TAPPING/36MM | Trauma | EA
24047 | 10886982165084 | LATERAL TIBIAL HEAD BUTTRESS PLATE 7 HOLES/149MM-RIGHT | Trauma | EA
02227030 | 10886982060617 | 6.5MM HEADLESS COMPRESSION SCREW/16MM THREAD/30MM | Trauma | EA
208476 | 10886982149770 | 6.5MM CANNULATED SCREW FULLY THREADED 100MM | Trauma | EA
04420132TS | 10886982317254 | 2.0MM VOLT(TM) CORTEX SCREW 32MM T6 STERILE | Trauma | EA
02226228S | 10886982058973 | 2.4MM HEADLESS COMPRESSION SCR 28MM/SHORT THREAD-STERILE | Trauma | EA
02231010 | 10886982061812 | 5.0MM PERIPROSTHETIC VA LCKNG SCREW/SLF-TPNG/STRDRV/10MM | Trauma | EA
02206080 | 10886982050748 | 3.5MM CRTX SCREW/LOW PROF HD SELF-TAPPING/HEX DRIVE/80MM | Trauma | EA
02111640 | 10886982032034 | 2.4MM VA-LCP 2-CLMN VLR DSTL RADIUS PL 6H HD/4H SHAFT/RIGHT | Trauma | EA
02424152TS | 10886982316097 | 2.4MM VOLT(TM) CORTEX SCREW 52MM T8 STERILE | Trauma | EA
02535670S | 10886982321664 | 4.0MM VOLT(TM) CANC SCR 70MM PART THRD T15 STERILE | Trauma | EA
281021 | 10886982176462 | 130 DEG DHS® PLATE-STANDARD BARREL 2 HOLES/46MM | Trauma | EA
02100367 | 10886982028969 | 3.5MM LOCKING LOW PROFILE RECON J-PLATE 16 HOLES LEFT | Trauma | EA
402872 | 10886982206701 | 2.7MM TI CORTEX SCREW SLF-TPNG WITH T8 STARDRIVE RECESS 12MM | Trauma | EA
44207 | 10886982222671 | TI QUARTER-TUBULAR PLATE WITH COLLAR 7 HOLES/55MM | Trauma | EA
441682 | 10886982222244 | 2.4MM TI LCP® RADIAL HEAD RIM PLATE 3 HOLES-RIGHT | Trauma | EA
04210112TS | 10886982262585 | 2.4MM TI VA LOCKING SCREW STARDRIVE 12MM STERILE | Trauma | EA
242506 | 10886982168658 | 2.4MM LCP® DISTAL RADIUS L-PLATE/-90 DEG 3H HD/3H SHAFT | Trauma | EA
03118045S | 10886982073549 | 2.8MM COMPRESSION WIRE 45MM THREAD/200MM LENGTH-STER | Trauma | EA
441161 | 10886982221315 | 3.5MM TI LCP® T-PLATE 4H HEAD/ 6H SHAFT/78MM-RIGHT ANGLE | Trauma | EA
02527340 | 10886982334183 | 2.7MM VOLT(TM) LOCKING SCREW 40MM T8 | Trauma | EA
02230116 | 10886982061690 | 1.5MM HEADLESS COMPRESSION SCREW 16MM | Trauma | EA
02535616TS | 10886982319845 | 4.0MM VOLT(TM) CANC SCR 16MM PART THRD T15 STERILE | Trauma | EA
02535880S | 10886982321770 | 4.0MM VOLT(TM) CANC SCR 80MM FULL THRD T15 STERILE | Trauma | EA
22365 | 10886982158079 | 3.5MM LC-DCP® PLATE 15 HOLES/195MM | Trauma | EA
02207615 | 10886982052445 | 7.3MM CANNULATED SCFE SCREW 10MM THREAD/120MM | Trauma | EA
04211407 | 10886982120335 | 2.7MM TI VA-LOCKING CALCANEAL PLATE W/TABS MEDIUM 64MM LEFT | Trauma | EA
412812 | 10886982211590 | 2.4MM TI LOCKING SCR SLF-TPNG WITH STARDRIVE RECESS 12MM | Trauma | EA
04424340 | 10886982319203 | 2.4MM VOLT(TM) LOCKING SCREW 40MM T8 | Trauma | EA
04424057S | 10886982338440 | 2.4MM VOLT(TM) TINE PLATE 6H/55MM/STERILE | Trauma | EA
04045264S | 10886982294821 | LOCKING SCREW FOR IM NAIL Ø 4MM/ 64MM/ XL25/ STERILE | Trauma | EA
424621 | 10886982216847 | 4.5MM TI NARROW LCP® PLATE 12 HOLES/224MM | Trauma | EA
226621 | 10886982159151 | 4.5MM BROAD LCP® PLATE 12 HOLES/224MM | Trauma | EA
02214013 | 10886982055309 | 1.5MM LOCKING SCREW SLF-TPNG WITH T4 STARDRIVE RECESS 13MM | Trauma | EA
02207602 | 10886982052315 | 7.3MM CANNULATED SCFE SCREW 10MM THREAD/55MM | Trauma | EA
02127175 | 10886982043375 | 3.5MM VARIABLE ANGLE LOCKING SCREW/SLF-TPNG/STRDRV/75MM | Trauma | EA
02110015 | 10886982030269 | LCP DIA-META VOLAR DISTAL RADIUS PL 15H SHAFT/RT | Trauma | EA
216135 | 10886982155382 | 6.5MM CANCELLOUS BONE SCREW 16MM THREAD/135MM | Trauma | EA
02115350 | 10886982035325 | 2.4MM VA-LCP DORSAL DISTAL RAD T-PLATE/3H HD/5H SHAFT | Trauma | EA
40180796 | 10886982204844 | 2.0MM TI CORTEX SCREW SELF-TAPPING 7MM | Trauma | EA
02527138TS | 10886982332189 | 2.7MM VOLT(TM) CORTEX SCREW 38MM T8 STERILE | Trauma | EA
449680 | 10886982224194 | 2.7MM TI LCP(TM) PLATE 4 HOLES/40MM | Trauma | EA
436504 | 10886982217936 | 3.5MM TI LCP OLECRANON PLATE 4 HOLES/RIGHT/112MM | Trauma | EA
402240 | 10886982205896 | 2.7MM TI LOCKING SCR SLF-TPNG WITH T8 STARDRIVE RECESS-40MM | Trauma | EA
03530010 | 10886982336316 | COUNTERSINK F/2.0 TO 2.7MM VOLT(TM) SCREWS/ AO QC | Trauma | EA
04025524S | 10886982090645 | 5.0MM TI ANGULAR STABLE LCKNG SCR T25 34MM F/IM NAILS-STER | Trauma | EA
280665S | 10886982175991 | DHS®/DCS® ONE-STEP LAG SCREW 14MM DIA. THREAD/65MM-STERILE | Trauma | EA
02527154TS | 10886982332677 | 2.7MM VOLT(TM) CORTEX SCREW 54MM T8 STERILE | Trauma | EA
402210 | 10886982205728 | 2.7MM TI LOCKING SCR SLF-TPNG WITH T8 STARDRIVE RECESS-10MM | Trauma | EA
04045080 | 10886982293039 | LOCKING SCREW FOR IM NAIL Ø 5MM/ 80MM/ XL25 | Trauma | EA
04424059S | 10886982338488 | 2.4MM VOLT(TM) TINE PLATE 10H/89MM/STERILE | Trauma | EA
04535870TS | 10886982346360 | 4.0MM VOLT(TM) CANC SCR 70MM FULL THRD T15 STER | Trauma | EA
212326 | 10886982152589 | 3.5MM CONICAL SCREW SLF-TPNG FULLY THREADED 70MM | Trauma | EA
04535004S | 10886982328823 | 3.5MM VOLT(TM) STRAIGHT PLATE 4H/59MM/STERILE | Trauma | EA
426611 | 10886982217219 | 4.5MM TI BROAD LCP® PLATE 11 HOLES/206MM | Trauma | EA
02221154 | 10886982276537 | 3.5MM VA PPFX DSTL FEMUR SPAN ATTCHMT PL/6H/RIGHT | Trauma | EA
247374 | 10886982170880 | 2.7MM LCP(TM) PLATE 10 HOLES/94MM | Trauma | EA
02226232 | 10886982059024 | 2.4MM HEADLESS COMPRESSION SCREW-SHORT THREAD 32MM | Trauma | EA
04226332 | 10886982123121 | 2.4MM TI HEADLESS COMPRESSION SCREW-LONG THREAD 32MM | Trauma | EA
03311392 | 10886982078780 | TI FEMORAL ARCH PLATE 180MM DIA/120 DEGREE | Trauma | EA
441690 | 10886982222329 | 2.4MM TI LCP® RADIAL HEAD NECK PLATE 2 HOLES | Trauma | EA
214060 | 10886982153623 | 4.5MM CORTEX SCREW 60MM | Trauma | EA
02130222 | 10886982044730 | 1.5MM VA-LCKNG SCREW SLF-TPNG WITH T4 STARDRIVE RECESS 22MM | Trauma | EA
406452 | 10886982207906 | 4.0MM TI CORTEX SCREW SELF-TAPPING/52MM | Trauma | EA
02240022 | 10886982063458 | 3.7MM CANNULATED LOCKING SCREW 22MM | Trauma | EA
04527000S | 10886982334916 | 2.7MM VOLT(TM) COMPACT STRT PL 4H/34MM/STERILE | Trauma | EA
02118413 | 10886982039040 | 2.7MM VA-LCP LATERAL DISTAL FIBULA PLATE/11 HOLES/LEFT | Trauma | EA
SD311691 | 10886982350077 | 7.0MM CAN TAP LARGE QUICK COUPLING | Trauma | EA
207022 | 10886982147851 | 4.0MM CANCELLOUS BONE SCREW PARTIALLY THREADED/22MM | Trauma | EA
429391 | 10886982217608 | 4.5MM TI LCP(TM) STRAIGHT RECON PLATE 9 HOLES/170MM | Trauma | EA
04112813 | 10886982279514 | 2.7MM TI VA LCP HOOK PLATE LONG/ 12MM/ RIGHT | Trauma | EA
04025418S | 10886982090355 | 4.0MM TI ANGULAR STABLE LCKNG SCR T25 28MM F/IM NAILS-STER | Trauma | EA
04424040 | 10886982334527 | 2.4MM VOLT(TM) ADAPTION PLATE 20H/125MM | Trauma | EA
441285 | 10886982221612 | 3.5MM TI LCP® MEDIAL DISTAL HUMERUS PLATE 5 HOLES-LEFT | Trauma | EA
212324 | 10886982152565 | 3.5MM CONICAL SCREW SLF-TPNG FULLY THREADED 60MM | Trauma | EA
407632 | 10886982208392 | 4.0MM TI CANNULATED SCREW SHORT THREAD/32MM | Trauma | EA
04005516S | 10886982085856 | 5.0MM TI LOCKING SCREW W/T25 STARDRIVE 26MM F/IM NAIL-STER | Trauma | EA
02527150 | 10886982332370 | 2.7MM VOLT(TM) CORTEX SCREW 50MM T8 | Trauma | EA
04005426S | 10886982085399 | 4.0MM TI LOCKING SCREW W/T25 STARDRIVE 36MM F/IM NAILS-STER | Trauma | EA
04227105S | 10886982124630 | 6.5MM TI HEADLESS COMPRESSION SCR/16MM THRD/105MM-STERILE | Trauma | EA
02240016 | 10886982063427 | 3.7MM CANNULATED LOCKING SCREW 16MM | Trauma | EA
04046710S | 10886982302045 | RECON SCREW FOR IM NAIL Ø 6.5MM/ 110MM/ XL40/ STERILE | Trauma | EA
04535057S | 10886982328465 | 3.5MM VOLT(TM) RECON PLATE 7H/82MM/STERILE | Trauma | EA
224581 | 10886982158505 | 4.5MM NARROW LCP® PLATE 8 HOLES/152MM | Trauma | EA
02231234 | 10886982062093 | 5.0MM VARIABLE ANGLE LOCKNG SCREW/SLF-TPNG/STRDRV/34MM | Trauma | EA
69031970 | 10886982252326 | SMALL FRAGMENT SET--LC-DCP® SCREW RACK F/TI SLF-TPNG SCR | Trauma | EA
02210946 | 10886982053268 | 2.4MM CORTEX SCREW SLF-TPNG WITH T8 STARDRIVE RECESS 46MM | Trauma | EA
04205090 | 10886982116444 | 5.0MM TI CANNULATED LOCKING SCREW 90MM | Trauma | EA
40136097 | 10886982204097 | 2.0MM TI CORTEX SCRW SLF-TPNG WITH STARDRIVE RECESS 10MM | Trauma | EA
04527113 | 10886982325051 | 2.7MM VOLT(TM) CORTEX SCREW 13MM T8 | Trauma | EA
236113 | 10886982160454 | 100 DEG TODDLER OSTEOTOMY PLATE 38MM/8MM | Trauma | EA
02424146 | 10886982316028 | 2.4MM VOLT(TM) CORTEX SCREW 46MM T8 | Trauma | EA
03108002 | 10886982071521 | PEDIATRIC LCP HIP PLATE GUIDING BLOCK FOR 5.0MM SCREWS | Trauma | EA
SD211080 | 10886982002945 | 3.9MM PELVIC SCREW 80MM | Trauma | EA
04117007 | 10886982105301 | 2.7MM/3.5MM TI VA-LCP POSTLAT DHP-LAT SUPT 7H/RT/127MM-LONG | Trauma | EA
04005562S | 10886982086310 | 5.0MM TI LOCKING SCREW W/T25 STARDRIVE 72MM F/IM NAIL-STER | Trauma | EA
204844 | 10886982146403 | 3.5MM CORTEX SCREW SELF-TAPPING 44MM | Trauma | EA
241685 | 10886982167514 | 2.4MM LCP® RADIAL HEAD RIM PLATE 4 HOLES-LEFT | Trauma | EA
408480 | 10886982209566 | 6.5MM TI CANNULATED SCREW FULLY THREADED 120MM | Trauma | EA
04250585S | 10886982308115 | 5.0MM TI SELF-DRILLING SCHANZ SCREW 85MM THRD/250MM/STERILE | Trauma | EA
60133150 | 10886982269751 | UNIVERSAL SF SCREW RACK | Trauma | EA
02535062 | 10886982328113 | 3.5MM VOLT(TM) RECON PLATE 12H/142MM | Trauma | EA
02535318TS | 10886982324955 | 3.5MM VOLT(TM) LOCKING SCREW 18MM T15 STERILE | Trauma | EA
04211400 | 10886982120199 | 2.7MM TI VA-LOCKING CALCANEAL PLATE SMALL 58MM RIGHT | Trauma | EA
04005620 | 10886982086525 | 6.0MM TI LOCKING SCREW W/T25 STARDRIVE 30MM FOR IM NAILS | Trauma | EA
458995 | 10886982231215 | 5.0MM TI LOCKING SCREW 95MM- FOR IM NAILS | Trauma | EA
24139 | 10886982166920 | ONE-THIRD TUBULAR PLATE WITH COLLAR 9 HOLES/109MM | Trauma | EA
413340 | 10886982212030 | 5.0MM TI LOCKING HEAD SCREW SELF-TAPPING 40MM | Trauma | EA
04045420S | 10886982295446 | LOW PROF LCKNG SCREW F/IM NAIL Ø 5.0MM / L 120MM/ XL25/ STER | Trauma | EA
02226640 | 10886982059703 | 4.5MM HEADLESS COMPRESSION SCREW/SHORT THREAD/40MM | Trauma | EA
426701 | 10886982217455 | 4.5MM TI BROAD LCP® PLATE 20 HOLES/368MM | Trauma | EA
02252570S | 10886982308399 | 5.0MM BLUNTED POINT SCHANZ SCREW 70MM THRD/250MM/STERILE | Trauma | EA
04420338 | 10886982317902 | 2.0MM VOLT(TM) LOCKING SCREW 38MM T6 | Trauma | EA
04538505 | 10886982345271 | 3.5 VOLT(TM) PROX HUM PLATE LONG/5H/142MM | Trauma | EA
407728 | 10886982208637 | 4.0MM TI CANNULATED SCREW LONG THREAD/28MM | Trauma | EA
02108311 | 10886982029676 | PEDIATRIC LCP(TM) HIP PLATE 3.5MM 110° | Trauma | EA
02100301 | 10886982028709 | 3.5MM SPRING PLATE/1 HOLE | Trauma | EA
412225 | 10886982211095 | 5.0MM TI LOCKING SCR SLF-TPNG WITH T25 STARDRIVE RECESS 80MM | Trauma | EA
02424001S | 10886982329684 | 2.4MM VOLT(TM) COMPACT STRT PL 5H/38MM/STERILE | Trauma | EA
04424050S | 10886982334558 | 2.4MM VOLT(TM) HOOK PLATE 6H/56MM/STERILE | Trauma | EA
202211 | 10886982143952 | 2.7MM LOCKING SCREW SLF-TPNG WITH T8 STARDRIVE RECESS 11MM | Trauma | EA
404834 | 10886982207395 | 3.5MM TI CORTEX SCREW SELF-TAPPING 34MM | Trauma | EA
SD03333500 | 10886982348296 | DIRECT MEASURING DEVICE 100MM WIRE | Trauma | EA
424531 | 10886982216663 | 4.5MM TI NARROW LCP® PLATE 3 HOLES/62MM | Trauma | EA
04117905 | 10886982107107 | 2.7MM/3.5MM TI VA-LCP LAT DSTL HUMERUS PL 5H/LT/121MM-LONG | Trauma | EA
447706 | 10886982224064 | 2.4/2.7MM TI LOCKING X-PLATE LARGE 36X20MM | Trauma | EA
04536037 | 10886982329127 | 3.5MM VOLT(TM) T-PLATE 3H HEAD/7H SHAFT/90MM | Trauma | EA
208401 | 10886982149084 | 6.5MM CANNULATED SCREW 16MM THREAD 30MM | Trauma | EA
02226646 | 10886982059765 | 4.5MM HEADLESS COMPRESSION SCREW/SHORT THREAD/46MM | Trauma | EA
408436 | 10886982209160 | 6.5MM TI CANNULATED SCREW 32MM THREAD 70MM | Trauma | EA
04045395TS | 10886982302403 | LOW PROF LCKNG SCREW F/IM NAIL Ø 5.0MM / L 95MM / XL25/ STER | Trauma | EA
02112084 | 10886982033178 | 3.5MM LCP SUPERIOR CLAVICLE PLATE/8 HOLE/RIGHT/115MM | Trauma | EA
02206244S | 10886982051233 | 3.5MM CRTX SCREW/LOW PROF HD SELF-TAPPING/STRDRV/44MM-STER | Trauma | EA
SD312751 | 10886982350152 | 5TH MET WIRE GUIDE | Trauma | EA
209510 | 10886982150660 | 7.0MM CANNULATED SCREW FULLY THREADED/110MM | Trauma | EA
02221064S | 10886982055682 | SMALL WASHER FOR 2.0MM CABLE STERILE | Trauma | EA
04025580S | 10886982090898 | 5.0MM TI ANGULAR STABLE LCKNG SCR T25 90MM F/IM NAILS-STER | Trauma | EA
02227285S | 10886982061287 | 6.5MM HEADLESS COMPRESSION SCR/32MM THRD/85MM-STERILE | Trauma | EA
04535160 | 10886982326225 | 3.5MM VOLT(TM) CORTEX SCREW 60MM T15 | Trauma | EA
02127146TS | 10886982307156 | 3.5MM VARIABLE ANGLE LOCKING SCREW/SLF-TPNG/STRDRV/46MM | Trauma | EA
02535390 | 10886982325686 | 3.5MM VOLT(TM) LOCKING SCREW 90MM T15 | Trauma | EA
02111900 | 10886982032454 | 2.7MM LCP ULNA OSTEOTOMY PLATE 6 HOLES | Trauma | EA
280515S | 10886982175762 | DHS®/DCS® LAG SCREW 14.0MM THREAD/115MM-STERILE | Trauma | EA
04535390 | 10886982326881 | 3.5MM VOLT(TM) LOCKING SCREW 90MM T15 | Trauma | EA
04211221 | 10886982119452 | 2.4MM/2.7MM TI VA-LOCKING CUBOID PLATE/LEFT | Trauma | EA
04535054S | 10886982328342 | 3.5MM VOLT(TM) RECON PLATE 4H/46MM/STERILE | Trauma | EA
205218 | 10886982147035 | 3.5MM CANNULATED SCREW FULLY THREADED/18MM | Trauma | EA
SD357507 | 10886982006226 | DRILL COUPLING BIOPSY CONNECTOR/77MM LONG | Trauma | EA
02130012 | 10886982044181 | 1.3MM CORTEX SCREW SLF-TPNG WITH T4 STARDRIVE RECESS 12MM | Trauma | EA
207754 | 10886982148575 | 4.0MM CANNULATED SCREW-LONG THREAD 54MM | Trauma | EA
04420111TS | 10886982316950 | 2.0MM VOLT(TM) CORTEX SCREW 11MM T6 STERILE | Trauma | EA
04045400TS | 10886982302410 | LOW PROF LCKNG SCREW F/IM NAIL Ø 5.0MM / L 100MM / XL25/ STE | Trauma | EA
201884 | 10886982143198 | 2.0MM LOCKING SCREW SLF-TPNG WITH STARDRIVE RECESS 14MM | Trauma | EA
04118570 | 10886982109347 | 2.7MM TI METAPHYSEAL SCR/SLF- TPNG W/T8 STRDRV RECESS 70MM | Trauma | EA
04420118TS | 10886982317094 | 2.0MM VOLT(TM) CORTEX SCREW 18MM T6 STERILE | Trauma | EA
498839S | 10886982237033 | 4.5MM TI CERCLAGE POSITIONING PIN-STERILE | Trauma | EA
04005464 | 10886982085764 | 4.0MM TI LOCKING SCREW W/T25 STARDRIVE 74MM FOR IM NAILS | Trauma | EA
02117303 | 10886982036322 | 2.7MM/3.5MM VA-LCP POSTLAT DSTL HUM PL 3H/LT/75MM-SHORT | Trauma | EA
04420124TS | 10886982317179 | 2.0MM VOLT(TM) CORTEX SCREW 24MM T6 STERILE | Trauma | EA
04535370 | 10886982326843 | 3.5MM VOLT(TM) LOCKING SCREW 70MM T15 | Trauma | EA
04527110TS | 10886982334077 | 2.7MM VOLT(TM) CORTEX SCREW 10MM T8 STERILE | Trauma | EA
02226628 | 10886982059581 | 4.5MM HEADLESS COMPRESSION SCREW/SHORT THREAD/28MM | Trauma | EA
03311850 | 10886982079251 | CARBON FIBER FULL RING 200MM DIAMETER | Trauma | EA
408440 | 10886982209207 | 6.5MM TI CANNULATED SCREW 32MM THREAD 90MM | Trauma | EA
242492 | 10886982168566 | LCP® DISTAL RADIUS PLATE-VOLAR LEFT/LONG | Trauma | EA
02424309 | 10886982316226 | 2.4MM VOLT(TM) LOCKING SCREW 9MM T8 | Trauma | EA
04424053 | 10886982334589 | 2.4MM VOLT(TM) T-PLATE 3H HEAD/6H/53MM | Trauma | EA
04045328TS | 10886982301321 | LOW PROF LCKNG SCREW F/IM NAIL Ø 5.0MM / L 28MM / XL25/ STER | Trauma | EA
02424120TS | 10886982315779 | 2.4MM VOLT(TM) CORTEX SCREW 20MM T8 STERILE | Trauma | EA
02221460 | 10886982055743 | 5.0MM PERIPROSTHETIC LCKNG SCR SELF-TAPPING 10MM | Trauma | EA
280400S | 10886982175441 | DHS®/DCS® LAG SCREW 12.7MM THREAD/140MM-STERILE | Trauma | EA
04226215 | 10886982122421 | 2.4MM TI HEADLESS COMPRESSION SCREW-SHORT THREAD 15MM | Trauma | EA
04110203 | 10886982100429 | TI VA-LCP VOLAR DISTAL RADIUS PLATE 5H HEAD/3H SHAFT/LT | Trauma | EA
205220 | 10886982147042 | 3.5MM CANNULATED SCREW FULLY THREADED/20MM | Trauma | EA
04527122TS | 10886982332929 | 2.7MM VOLT(TM) CORTEX SCREW 22MM T8 STERILE | Trauma | EA
04045358 | 10886982293657 | LOW PROF LCKNG SCREW F/IM NAIL Ø 5.0MM / L 58MM / XL25 | Trauma | EA
202971 | 10886982145291 | 2.7MM CORTEX SCREW SLF-TPNG WITH T8 STARDRIVE RECESS 70MM | Trauma | EA
02111730 | 10886982032294 | 2.4MM VA-LCP 2-CLMN VLR DSTL RADIUS PL 7H HD/3H SHAFT/RIGHT | Trauma | EA
02111301 | 10886982031600 | 2.4MM VAL INTERCARPAL FUSION PLATE/7 HOLE/17MM | Trauma | EA
04226122 | 10886982122025 | 3.0MM TI HEADLESS COMPRESSION SCREW-LONG THREAD 22MM | Trauma | EA
04535814 | 10886982321060 | 4.0MM VOLT(TM) CANC SCR 14MM FULL THRD T15 | Trauma | EA
209055 | 10886982150288 | 7.0MM CANNULATED SCREW 32MM THREAD/55MM | Trauma | EA
04420320TS | 10886982317735 | 2.0MM VOLT(TM) LOCKING SCREW 20MM T6 STERILE | Trauma | EA
02112811 | 10886982279866 | 2.7MM VA LCP HOOK PLATE LONG/ 9MM/ RIGHT | Trauma | EA
241278 | 10886982166470 | 3.5MM LCP® POSTEROLATERAL DSTL HUMERUS PL-LAT SUPPORT 9H-RT | Trauma | EA
241371 | 10886982166890 | LCP ONE-THIRD TUBULAR PLATE WITH COLLAR 7 HOLES/81MM | Trauma | EA
SD391105 | 10886982314178 | MEDIUM-LARGE CABLE PASSER | Trauma | EA
413385 | 10886982212153 | 5.0MM TI LOCKING HEAD SCREW SELF-TAPPING 85MM | Trauma | EA
04112094 | 10886982103062 | 3.5MM TI LCP SUPERIOR CLAVICLE PLATE W/LAT EXTN/8H/RT/130MM | Trauma | EA
04117003 | 10886982105240 | 2.7MM/3.5MM TI VA-LCP POSTLAT DHP-LAT SUPT 3H/RT/75MM-SHORT | Trauma | EA
02204046 | 10886982049476 | 4.0MM LOCKING SCREW SLF-TPNG WITH T25 STARDRIVE RECESS 46MM | Trauma | EA
414840 | 10886982213709 | 4.5MM TI CORTEX SCREW SELF-TAPPING 40MM | Trauma | EA
207026 | 10886982147875 | 4.0MM CANCELLOUS BONE SCREW PARTIALLY THREADED/26MM | Trauma | EA
212820 | 10886982152879 | 2.4MM LOCKING SCREW SLF-TPNG WITH STARDRIVE RECESS 20MM | Trauma | EA
421312 | 10886982214850 | 1.3MM TI STRAIGHT PLATE 12 HOLES/47MM | Trauma | EA
04031031S | 10886982094131 | 5.0MM TI RECON SCREW W/T25 STARDRIVE 105MM-STERILE | Trauma | EA
04045262S | 10886982294814 | LOCKING SCREW FOR IM NAIL Ø 4MM/ 62MM/ XL25/ STERILE | Trauma | EA
04117307 | 10886982105967 | 2.7MM/3.5MM TI VA-LCP POSTLAT DSTL HUM PL 7H/LT/127MM-LONG | Trauma | EA
440161 | 10886982220417 | 4.5MM TI LCP® T-PLATE 6 HOLES 115MM | Trauma | EA
04535312TS | 10886982326362 | 3.5MM VOLT(TM) LOCKING SCREW 12MM T15 STERILE | Trauma | EA
04210144 | 10886982118745 | 2.4MM TI VA LCKNG SCR SLF-TPNG WITH STARDRIVE RECESS 44MM | Trauma | EA
421306 | 10886982214843 | 1.3MM TI STRAIGHT PLATE 6 HOLES/23MM | Trauma | EA
04535326TS | 10886982326508 | 3.5MM VOLT(TM) LOCKING SCREW 26MM T15 STERILE | Trauma | EA
02535140 | 10886982324566 | 3.5MM VOLT(TM) CORTEX SCREW 40MM T15 | Trauma | EA
02527322 | 10886982333414 | 2.7MM VOLT(TM) LOCKING SCREW 22MM T8 | Trauma | EA
04535055S | 10886982328380 | 3.5MM VOLT(TM) RECON PLATE 5H/58MM/STERILE | Trauma | EA
04527148 | 10886982323026 | 2.7MM VOLT(TM) CORTEX SCREW 48MM T8 | Trauma | EA
439941 | 10886982219244 | 3.5MM TI LCP® PROXIMAL TIBIA PLATE 10 HOLES/159MM-LEFT | Trauma | EA
02226320 | 10886982059185 | 2.4MM HEADLESS COMPRESSION SCREW-LONG THREAD 20MM | Trauma | EA
204110 | 10886982145741 | 3.5MM CORTEX SCREW 110MM | Trauma | EA
212219 | 10886982152268 | 5.0MM LOCKING SCREW SLF-TPNG WITH T25 STARDRIVE RECESS 50MM | Trauma | EA
04527375 | 10886982323903 | 2.7MM VOLT(TM) LOCKING SCREW 75MM T8 | Trauma | EA
04233141S | 10886982290328 | RFNA / 11MM / 400MM PERIPROSTHETIC BEND / STERILE | Trauma | EA
04226742 | 10886982123947 | 4.5MM TI HEADLESS COMPRESSION SCREW/LONG THREAD/42MM | Trauma | EA
02424108 | 10886982315526 | 2.4MM VOLT(TM) CORTEX SCREW 8MM T8 | Trauma | EA
04424032 | 10886982334503 | 2.4MM VOLT(TM) ADAPTION PLATE 12H/75MM | Trauma | EA
04535358S | 10886982327291 | 3.5MM VOLT(TM) LOCKING SCREW 58MM T15 STERILE | Trauma | EA
202816 | 10886982144744 | 2.7MM CORTEX SCREW SELF-TAPPING 16MM | Trauma | EA
292621 | 10886982180711 | 1.25 THREADED GUIDE WIRE- SPADE POINT ON BOTH ENDS 150MM | Trauma | EA
22454 | 10886982158413 | 4.5MM NARROW LC-DCP® PLATE 4 HOLES/70MM | Trauma | EA
236508 | 10886982160775 | 3.5MM LCP OLECRANON PLATE 8 HOLES/RIGHT/164MM | Trauma | EA
04005416S | 10886982085290 | 4.0MM TI LOCKING SCREW W/T25 STARDRIVE 26MM F/IM NAILS-STER | Trauma | EA
226721 | 10886982159397 | 4.5MM BROAD LCP® PLATE 22 HOLES/404MM | Trauma | EA
04032001S | 10886982094773 | 130° SET SCREW FOR TI TROCH FIXATION NAIL - STERILE | Trauma | EA
04527071 | 10886982337993 | 2.7MM VOLT(TM) CONDYLAR PLATE 10H/95MM | Trauma | EA
02535356TS | 10886982325600 | 3.5MM VOLT(TM) LOCKING SCREW 56MM T15 STERILE | Trauma | EA
04420068 | 10886982337917 | 2.0MM VOLT(TM) HOOK PLATE 10H/76MM | Trauma | EA
04045538 | 10886982294135 | LOW PROF LCKNG SCREW F/IM NAIL Ø 4.0MM / L 38MM / XL25 | Trauma | EA
04527126 | 10886982325150 | 2.7MM VOLT(TM) CORTEX SCREW 26MM T8 | Trauma | EA
04527309TS | 10886982323279 | 2.7MM VOLT(TM) LOCKING SCREW 9MM T8 STERILE | Trauma | EA
02535082S | 10886982327512 | 3.5MM VOLT(TM) 1/3 TUBULAR PL 2H/23MM/STERILE | Trauma | EA
02130254 | 10886982044839 | 1.5MM VAL PHALANGEAL BASE PL 2 HOLES HD-6 HOLES SHAFT | Trauma | EA
40136397 | 10886982204127 | 2.0MM TI CORTEX SCRW SLF-TPNG WITH STARDRIVE RECESS 13MM | Trauma | EA
02152445S | 10886982307767 | 4.0MM BLUNTED POINT SCHANZ SCREW 45MM THRD/150MM/STERILE | Trauma | EA
449689 | 10886982224286 | 2.7MM TI LCP(TM) L-PLATE LT 2H HEAD/3H SHAFT | Trauma | EA
412127 | 10886982210760 | 3.5MM TI LOCKING SCR SLF-TPNG WITH STARDRIVE RECESS 75MM | Trauma | EA
04005662 | 10886982086884 | 6.0MM TI LOCKING SCREW W/T25 STARDRIVE 72MM FOR IM NAILS | Trauma | EA
442509 | 10886982223012 | 2.4MM TI LCP(TM) DISTAL RADIUS L-PLATE/+20DEG 3H HD/4H SHAFT | Trauma | EA
414854 | 10886982213778 | 4.5MM TI CORTEX SCREW SELF-TAPPING 54MM | Trauma | EA
02420071S | 10886982337474 | 2.0MM VOLT(TM) CONDYLAR PLATE 10H/73MM/STERILE | Trauma | EA
04424390 | 10886982339638 | 2.4MM VOLT(TM) LOCKING SCREW 90MM T8 | Trauma | EA
412201 | 10886982210852 | 5.0MM TI LOCKING SCR SLF-TPNG WITH T25 STARDRIVE RECESS 14MM | Trauma | EA
02211244 | 10886982054388 | 2.4/2.7MM VA-LCP FIRST MTP FUSION PL/REV/0 DEG/RIGHT | Trauma | EA
04115631 | 10886982105066 | 2.4MM TI VA-LCP DRSL DRP/INTMD CLMN/-90°/2H HD/3H SHAFT | Trauma | EA
02535395S | 10886982327130 | 3.5MM VOLT(TM) LOCKING SCREW 95MM T15 STERILE | Trauma | EA
458950 | 10886982230959 | 5.0MM TI LOCKING SCREW 50MM- FOR IM NAILS | Trauma | EA
SD398032 | 10886982344236 | FOOT - 4MM UPRIGHT REDUCTION CLAMP | Trauma | EA
04233235S | 10886982290434 | RFNA / 12MM / 340MM PERIPROSTHETIC BEND / STERILE | Trauma | EA
202814 | 10886982144737 | 2.7MM CORTEX SCREW SELF-TAPPING 14MM | Trauma | EA
414777 | 10886982213563 | 4.5MM TI CANNULATED SCREW FULLY THREADED 80MM | Trauma | EA
04025570S | 10886982090874 | 5.0MM TI ANGULAR STABLE LCKNG SCR T25 80MM F/IM NAILS-STER | Trauma | EA
04211235 | 10886982119612 | 2.4/2.7MM TI VA-LCP FIRST MTP FUSION PL/SM/10 DEG/LEFT | Trauma | EA
02120603 | 10886982040121 | 3.5MM LOCKING ATTACHMENT PLATE F/4.5MM PROX FEMUR PL/4 HOLE | Trauma | EA
282672 | 10886982179333 | 130 DEG LCP® DHHS(TM) SIDEPLATE-SHORT BARREL 4 HOLES | Trauma | EA
04205030 | 10886982116321 | 5.0MM TI CANNULATED LOCKING SCREW 30MM | Trauma | EA
236101 | 10886982160331 | 100 DEG TODDLER OSTEOTOMY PLATE 26MM/4MM | Trauma | EA
211844 | 10886982151674 | 2.4MM CANNULATED SCREW SHORT THREAD 20MM | Trauma | EA
44139 | 10886982221858 | TI ONE-THIRD TUBULAR PLATE WITH COLLAR 9 HOLES/109MM | Trauma | EA
04233234S | 10886982290861 | RFNA / 12MM / 340MM STANDARD BEND / STERILE | Trauma | EA
02221085 | 10886982275622 | 3.5/4.5MM VA PPFX PROX FEMUR HOOK PL/SMALL/5HOLES/LEFT | Trauma | EA
408476 | 10886982209528 | 6.5MM TI CANNULATED SCREW FULLY THREADED 100MM | Trauma | EA
206080 | 10886982147424 | 4.0MM CANCELLOUS BONE SCREW FULLY THREADED/80MM | Trauma | EA
04045224 | 10886982293503 | LOCKING SCREW FOR IM NAIL Ø 4MM/ 24MM/ XL25 | Trauma | EA
04110201 | 10886982100382 | TI VA-LCP VOLAR DISTAL RADIUS PLATE 5H HEAD/3H SHAFT/RT | Trauma | EA
458934S | 10886982230805 | 5.0MM TI LOCKING SCREW 34MM- FOR IM NAILS-STERILE | Trauma | EA
60037008 | 10886982260352 | TFNA BASIC SCREW INSERTION & LOCKING TRAY | Trauma | EA
60012200 | 10886982340924 | TRAY FOR SCREWS PINS AND INSTRUMENTS | Trauma | EA
02130351 | 10886982045331 | 2.0MM VAL STRAIGHT PLATE 12 HOLES | Trauma | EA
02227075S | 10886982060808 | 6.5MM HEADLESS COMPRESSION SCR/16MM THRD/75MM-STERILE | Trauma | EA
414556 | 10886982213259 | 4.5MM TI CANNULATED SCREW PARTIALLY THREADED/56MM | Trauma | EA
04420067S | 10886982337306 | 2.0MM VOLT(TM) T-PLATE 5H HEAD/10H/73MM/STERILE | Trauma | EA
02538507S | 10886982344588 | 3.5 VOLT(TM) PROX HUM PLATE LONG/7H/178MM/STERILE | Trauma | EA
214860 | 10886982154798 | 4.5MM CORTEX SCREW SELF-TAPPING 60MM | Trauma | EA
23720 | 10886982161116 | 95 DEG CONDYLAR PLATE 12 HOLES/50MM/204MM | Trauma | EA
409850 | 10886982210135 | 7.3MM TI CANNULATED SCREW 32MM THREAD/50MM | Trauma | EA
02210956 | 10886982053312 | 2.4MM CORTEX SCREW SLF-TPNG WITH T8 STARDRIVE RECESS 56MM | Trauma | EA
02424307 | 10886982316189 | 2.4MM VOLT(TM) LOCKING SCREW 7MM T8 | Trauma | EA
414868 | 10886982213846 | 4.5MM TI CORTEX SCREW SELF-TAPPING 68MM | Trauma | EA
02226023 | 10886982057921 | 3.0MM HEADLESS COMPRESSION SCREW-SHORT THREAD 23MM | Trauma | EA
04535628TS | 10886982320827 | 4.0MM VOLT(TM) CANC SCR 28MM PART THRD T15 STERILE | Trauma | EA
02424066S | 10886982337221 | 2.4MM VOLT(TM) T-PLATE 3H HEAD/10H/87MM/STERILE | Trauma | EA
29273 | 20886982180923 | 1.6MM KIRSCHNER WIRE W/15MM THREAD-TROCAR POINT 150MM | Trauma | EA
229431 | 10886982159649 | 4.5MM LCP(TM) STRAIGHT RECON PLATE 13 HOLES/246MM | Trauma | EA
202838 | 10886982144850 | 2.7MM CORTEX SCREW SELF-TAPPING 38MM | Trauma | EA
04420122 | 10886982317148 | 2.0MM VOLT(TM) CORTEX SCREW 22MM T6 | Trauma | EA
04228513TS | 10886982263384 | 2.0MM TI QUICK INSERTION SCREW 13MM- STER | Trauma | EA
316494 | 10886982257796 | 0.8MM DRILL BIT/STRYKER J-LATCH F/THREADED HOLE/56MM | Trauma | EA
02130324 | 10886982045270 | 2.0MM VA-LCKNG SCREW SLF-TPNG WITH T6 STARDRIVE RECESS 24MM | Trauma | EA
02127126 | 10886982043177 | 3.5MM VARIABLE ANGLE LOCKING SCREW/SLF-TPNG/STRDRV/26MM | Trauma | EA
02420334TS | 10886982315311 | 2.0MM VOLT(TM) LOCKING SCREW 34MM T6 STERILE | Trauma | EA
02420111 | 10886982314383 | 2.0MM VOLT(TM) CORTEX SCREW 11MM T6 | Trauma | EA
04420002S | 10886982330802 | 2.0MM VOLT(TM) COMPACT STRT PL 6H/34MM/STERILE | Trauma | EA
02211201 | 10886982053824 | 2.4/2.7MM VA-LOCKING X-PLATE EXTRA SMALL | Trauma | EA
02226329S | 10886982059376 | 2.4MM HEADLESS COMPRESSION SCR 29MM/LONG THREAD-STERILE | Trauma | EA
04420117TS | 10886982317070 | 2.0MM VOLT(TM) CORTEX SCREW 17MM T6 STERILE | Trauma | EA
408434 | 10886982209146 | 6.5MM TI CANNULATED SCREW 32MM THREAD 60MM | Trauma | EA
04112114 | 10886982103260 | 2.7MM/3.5MM TI LCP POSTLAT DSTL FIBULA PL 7H/RIGHT/129MM | Trauma | EA
02200090 | 10886982048073 | 3.5MM STARDRIVE CORTEX SCREW SELF-TAPPING 90MM | Trauma | EA
208850 | 10886982149930 | 7.3MM CANNULATED SCREW 16MM THREAD/50MM | Trauma | EA
426641 | 10886982217295 | 4.5MM TI BROAD LCP® PLATE 14 HOLES/260MM | Trauma | EA
29880101S | 10886982182500 | 1.7MM CABLE WITH CRIMP 750MM-STERILE | Trauma | EA
04538510 | 10886982344793 | 3.5 VOLT(TM) PROX HUM PLATE LONG/10H/232MM | Trauma | EA
03535281S | 10886982336644 | 2.8MM VOLT(TM) DRILL BIT AO QC 155MM/60MM CALIB/ STER | Trauma | EA
208040 | 10886982148858 | 7.0MM CANNULATED SCREW 16MM THREAD/40MM | Trauma | EA
04211405 | 10886982120298 | 2.7MM TI VA-LOCKING CALCANEAL PLATE LARGE 70MM LEFT | Trauma | EA
02424002S | 10886982329707 | 2.4MM VOLT(TM) COMPACT STRT PL 6H/44MM/STERILE | Trauma | EA
04527326 | 10886982323545 | 2.7MM VOLT(TM) LOCKING SCREW 26MM T8 | Trauma | EA
02527390 | 10886982333834 | 2.7MM VOLT(TM) LOCKING SCREW 90MM T8 | Trauma | EA
04252655S | 10886982308450 | 6.0MM TI BLUNTED POINT SCHANZ SCREW 55MM THRD/250MM/STERILE | Trauma | EA
325150 | 10886982191397 | ADJUSTING NUT FOR 3.0MM THREADED ROD | Trauma | EA
03311320 | 10886982078650 | TI HALF RING/200MM DIAMETER | Trauma | EA
439939 | 10886982219206 | 3.5MM TI LCP® PROXIMAL TIBIA PLATE 8 HOLES/133MM-LEFT | Trauma | EA
421334 | 10886982214898 | 1.3MM TI T-PLATE 4 HOLES HEAD/ 8 HOLES SHAFT | Trauma | EA
04226732S | 10886982123855 | 4.5MM TI HEADLESS COMPRESSION SCR/LONG THRD/32MM-STERILE | Trauma | EA
04172535S | 10886982308054 | 5.0MM TI BLUNTED POINT SCHANZ SCREW 35MM THRD/175MM/STERILE | Trauma | EA
04424008S | 10886982334411 | 2.4MM VOLT(TM) STRAIGHT PLATE 8H/78MM/STERILE | Trauma | EA
407018 | 10886982208071 | 4.0MM TI CANCELLOUS BONE SCREW PARTIALLY THREADED/18MM | Trauma | EA
408915 | 10886982209818 | 7.3MM TI CANNULATED SCREW 16MM THREAD/115MM | Trauma | EA
200693 | 10886982141422 | 1.3MM CORTEX SCREW SELF-TAPPING 13MM | Trauma | EA
04227100S | 10886982124616 | 6.5MM TI HEADLESS COMPRESSION SCR/16MM THRD/100MM-STERILE | Trauma | EA
02535010S | 10886982328571 | 3.5MM VOLT(TM) STRAIGHT PLATE 10H/137MM/STERILE | Trauma | EA
409945 | 10886982210326 | 7.3MM TI CANNULATED SCREW 32MM THREAD/145MM | Trauma | EA
04150430S | 10886982307835 | 4.0MM TI SELF-DRILLING SCHANZ SCREW 30MM THRD/150MM/STERILE | Trauma | EA
208420 | 10886982149275 | 6.5MM CANNULATED SCREW 16MM THREAD 125MM | Trauma | EA
04168510S | 10886982274649 | ANTIROTATION SCREW FOR FEMORAL NECK SYS 110MM LENGTH - STER | Trauma | EA
04045352S | 10886982295040 | LOW PROF LCKNG SCREW F/IM NAIL Ø 5.0MM / L 52MM / XL25/ STER | Trauma | EA
408403 | 10886982208859 | 6.5MM TI CANNULATED SCREW 16MM THREAD 40MM | Trauma | EA
209420 | 10886982150486 | 7.0MM CANNULATED SCREW FULLY THREADED/20MM | Trauma | EA
02211402 | 10886982054821 | 2.7MM VA-LOCKING CALCANEAL PLATE MEDIUM 64MM RIGHT | Trauma | EA
02226795 | 10886982060549 | 4.5MM HEADLESS COMPRESSION SCREW/LONG THREAD/95MM | Trauma | EA
20138197 | 10886982142023 | 2.0MM CORTEX SCREW SLF-TPNG WITH STARDRIVE RECESS 38MM | Trauma | EA
04424119 | 10886982318305 | 2.4MM VOLT(TM) CORTEX SCREW 19MM T8 | Trauma | EA
04424326 | 10886982319067 | 2.4MM VOLT(TM) LOCKING SCREW 26MM T8 | Trauma | EA
02424112TS | 10886982315618 | 2.4MM VOLT(TM) CORTEX SCREW 12MM T8 STERILE | Trauma | EA
02117406 | 10886982036605 | 2.7MM/3.5MM VA-LCP MEDL DSTL HUMERUS PL 6H/RT/134MM-XLONG | Trauma | EA
02535090S | 10886982327413 | 3.5MM VOLT(TM) 1/3 TUBULAR PL 10H/119MM/STERILE | Trauma | EA
02221174 | 10886982276452 | 3.5MM VA LOCKING ATTCHMT PLATE/4 HOLES | Trauma | EA
03535253S | 10886982336620 | 2.5MM VOLT(TM) DRILL BIT AO QC 205MM/110MM CALIB/ STER | Trauma | EA
239997 | 10886982164094 | 4.5MM LCP® MEDIAL PROXIMAL TIBIA PLATE 16H/LEFT 322MM | Trauma | EA
04130154 | 10886982112576 | 1.3MM TI LCKNG PHALANGE BASE PL-2 HOLES HEAD-5 HOLES SHAFT | Trauma | EA
04527073 | 10886982339645 | 2.7MM VOLT(TM) TRIANGLE PLATE 10H/101MM | Trauma | EA
202234 | 10886982144089 | 2.7MM LOCKING SCREW SLF-TPNG WITH T8 STARDRIVE RECESS 34MM | Trauma | EA
02207280 | 10886982052056 | 7.3MM CANNULATED CONICAL SCREW 80MM | Trauma | EA
04130351 | 10886982113443 | 2.0MM TI VAL STRAIGHT PLATE 12 HOLES | Trauma | EA
04015570 | 10886982089106 | 5.0MM TI DUAL CORE LCKNG SCREW T25 STARDRIVE 80MM F/IM NAILS | Trauma | EA
02200045 | 10886982047960 | 3.5MM STARDRIVE CORTEX SCREW SELF-TAPPING 45MM | Trauma | EA
02226670 | 10886982059949 | 4.5MM HEADLESS COMPRESSION SCREW/SHORT THREAD/70MM | Trauma | EA
0211130401 | 10886982031624 | 1.25MM KIRSCHNER WIRE WITH TROCAR TIP/80MM | Trauma | EA
04227300S | 10886982125057 | 6.5MM TI HEADLESS COMPRESSION SCR/32MM THRD/100MM-STERILE | Trauma | EA
04031029S | 10886982094094 | 5.0MM TI RECON SCREW W/T25 STARDRIVE 95MM-STERILE | Trauma | EA
02150450SHA | 10886982304728 | 4.0MM SELF-DRILLING SCHANZ SCREW 50MM THRD/150MM/HA STER | Trauma | EA
04025562S | 10886982090836 | 5.0MM TI ANGULAR STABLE LCKNG SCR T25 72MM F/IM NAILS-STER | Trauma | EA
436502 | 10886982217899 | 3.5MM TI LCP OLECRANON PLATE 2 HOLES/RIGHT/86MM | Trauma | EA
205014 | 10886982146762 | 3.5MM CANNULATED SCREW PARTIALLY THREADED/14MM | Trauma | EA
04424111 | 10886982318145 | 2.4MM VOLT(TM) CORTEX SCREW 11MM T8 | Trauma | EA
209780 | 10886982151124 | 7.3MM CANNULATED SCREW FULLY THREADED/180MM | Trauma | EA
281430 | 10886982177346 | 150 DEG DHS® PLATE-STANDARD BARREL 3 HOLES/62MM | Trauma | EA
412215 | 10886982210999 | 5.0MM TI LOCKING SCR SLF-TPNG WITH T25 STARDRIVE RECESS 42MM | Trauma | EA
414826 | 10886982213631 | 4.5MM TI CORTEX SCREW SELF-TAPPING 26MM | Trauma | EA
04211251 | 10886982119896 | 2.4/2.7MM TI VA-LCP CLOVERLEAF FUSION PLATE/STANDARD | Trauma | EA
04535626TS | 10886982320803 | 4.0MM VOLT(TM) CANC SCR 26MM PART THRD T15 STERILE | Trauma | EA
245908 | 10886982170354 | 3.5MM LOW PROFILE CURVED RECON PLATE 88MM RADIUS 8 HOLES | Trauma | EA
04226746S | 10886982123992 | 4.5MM TI HEADLESS COMPRESSION SCR/LONG THRD/46MM-STERILE | Trauma | EA
206014 | 10886982147226 | 4.0MM CANCELLOUS BONE SCREW FULLY THREADED/14MM | Trauma | EA
216100 | 10886982155313 | 6.5MM CANCELLOUS BONE SCREW 16MM THREAD/100MM | Trauma | EA
02250585S | 10886982308368 | 5.0MM SELF-DRILLING SCHANZ SCREW 85MM THRD/250MM/STERILE | Trauma | EA
02250555SHA | 10886982304940 | 5.0MM SELF-DRILLING SCHANZ SCREW 55MM THRD/250MM/HA STER | Trauma | EA
02211251 | 10886982054487 | 2.4/2.7MM VA-LCP CLOVERLEAF FUSION PLATE/STANDARD | Trauma | EA
04117104 | 10886982105486 | 2.7MM/3.5MM TI VA-LCP POSTLAT DHP-LAT SUPT 4H/LT/88MM-MED | Trauma | EA
02527156 | 10886982332684 | 2.7MM VOLT(TM) CORTEX SCREW 56MM T8 | Trauma | EA
418045 | 10886982214584 | 6.5MM TI CANCELLOUS BONE SCREW FULLY THREADED/45MM | Trauma | EA
03130277 | 10886982261229 | SILICONE INSERT F/INLINE PL CUTTER 03.130.270 | Trauma | EA
408418 | 10886982209009 | 6.5MM TI CANNULATED SCREW 16MM THREAD 115MM | Trauma | EA
223591 | 10886982157973 | 3.5MM LCP PLATE 9 HOLES 124MM | Trauma | EA
408950 | 10886982209887 | 7.3MM TI CANNULATED SCREW 16MM THREAD/150MM | Trauma | EA
02221005S | 10886982055590 | 5.0MM CRIMP POSITIONING PIN STERILE | Trauma | EA
412213 | 10886982210975 | 5.0MM TI LOCKING SCR SLF-TPNG WITH T25 STARDRIVE RECESS 38MM | Trauma | EA
416055 | 10886982214072 | 6.5MM TI CANCELLOUS BONE SCREW 16MM THREAD/55MM | Trauma | EA
04535118TS | 10886982325822 | 3.5MM VOLT(TM) CORTEX SCREW 18MM T15 STERILE | Trauma | EA
208436 | 10886982149411 | 6.5MM CANNULATED SCREW 32MM THREAD 70MM | Trauma | EA
404826 | 10886982207357 | 3.5MM TI CORTEX SCREW SELF-TAPPING 26MM | Trauma | EA
02172630 | 10886982303868 | 6.0MM BLUNTED POINT SCHANZ SCREW 30MM THRD/175MM | Trauma | EA
400693 | 10886982203571 | 1.3MM TI CORTEX SCREW SELF-TAPPING 13MM | Trauma | EA
212124 | 10886982151988 | 3.5MM LOCKING SCREW SLF-TPNG W/STARDRIVE(TM) RECESS 60MM | Trauma | EA
04527000 | 10886982334909 | 2.7MM VOLT(TM) COMP STRGHT PL 4H/34MM | Trauma | EA
202226 | 10886982144041 | 2.7MM LOCKING SCREW SLF-TPNG WITH T8 STARDRIVE RECESS 26MM | Trauma | EA
04115641 | 10886982105103 | 2.4MM TI VA-LCP DRSL DRP/INTMD CLMN/-90°/2H HD/4H SHAFT | Trauma | EA
04424114 | 10886982318206 | 2.4MM VOLT(TM) CORTEX SCREW 14MM T8 | Trauma | EA
04250570SHA | 10886982305329 | 5.0MM TI SELF-DRILLING SCHANZ SCREW 70MM THRD/250MM/HA STER | Trauma | EA
04112082 | 10886982102904 | 3.5MM TI LCP SUPERIOR CLAVICLE PLATE/7 HOLES/RIGHT/100MM | Trauma | EA
422224 | 10886982215109 | TI LCP PROXIMAL LATERAL TIBIA PL 9 HOLES/220MM-RIGHT | Trauma | EA
04206238 | 10886982117700 | 3.5MM TI CRTX SCR/LOW PROF HD SELF-TAPPING/STARDRIVE/38MM | Trauma | EA
02108301 | 10886982029614 | PEDIATRIC LCP HIP PLATE 2.7MM/110°/2 HOLES | Trauma | EA
03010438S | 10886982068798 | 14.5MM OUTER PROTECTION SLEEVE FOR SUPRAPATELLAR - STERILE | Trauma | EA
04045558TS | 10886982301512 | LOW PROF LCKNG SCREW F/IM NAIL Ø 4.0MM / L 58MM / XL25/ STER | Trauma | EA
03420151S | 10886982336668 | 1.5MM VOLT(TM) DRILL BIT AO QC 120MM/50MM CALIB/STERILE | Trauma | EA
42231690 | 10886982259189 | 5.0MM CANN VAL SCREW OPTILINK(TM)/90MM | Trauma | EA
04424026 | 10886982334480 | 2.4MM VOLT(TM) ADAPTION PLATE 6H/38MM | Trauma | EA
40151896 | 10886982204387 | 2.4MM TI CORTEX SCREW SELF-TAPPING 18MM | Trauma | EA
214540 | 10886982154163 | 4.5MM CANNULATED SCREW PARTIALLY THREADED/40MM | Trauma | EA
407090 | 10886982208255 | 4.0MM TI CANCELLOUS BONE SCREW PARTIALLY THREADED/90MM | Trauma | EA
04025462S | 10886982090577 | 4.0MM TI ANGULAR STABLE LCKNG SCR T25 72MM F/IM NAILS-STER | Trauma | EA
04233929S | 10886982288820 | RFNA / 9MM / 280MM PERIPROSTHETIC BEND / STERILE | Trauma | EA
02206042S | 10886982050373 | 3.5MM CRTX SCREW/LOW PROF HD SELF-TAPPING/HEXDRV/42MM-STER | Trauma | EA
04536008S | 10886982328069 | 3.5MM VOLT(TM) METAPHYSEAL PL 8H/104MM/STERILE | Trauma | EA
04233044S | 10886982289186 | RFNA / 10MM / 440MM STANDARD BEND / STERILE | Trauma | EA
207760 | 10886982148605 | 4.0MM CANNULATED SCREW-LONG THREAD 60MM | Trauma | EA
445071 | 10886982223395 | 3.5MM TI LCP® RECONSTRUCTION PLATE 7 HOLES/98MM | Trauma | EA
04424001S | 10886982331229 | 2.4MM VOLT(TM) COMPACT STRT PL 5H/38MM/STERILE | Trauma | EA
04536035S | 10886982329103 | 3.5MM VOLT(TM) T-PLATE 3H HEAD/5H SHAFT/67MM/STERILE | Trauma | EA
04172635S | 10886982308221 | 6.0MM TI BLUNTED POINT SCHANZ SCREW 35MM THRD/175MM/STERILE | Trauma | EA
408405 | 10886982208873 | 6.5MM TI CANNULATED SCREW 16MM THREAD 50MM | Trauma | EA
04114506 | 10886982104601 | 1.5MM TI LCP T-PLATE/3H HEAD 8 HOLE SHAFT WITH GUIDES | Trauma | EA
04170540 | 10886982304353 | 5.0MM TI SELF-DRILLING SCHANZ SCREW 40MM THRD/175MM | Trauma | EA
214024 | 10886982153449 | 4.5MM CORTEX SCREW 24MM | Trauma | EA
02150425 | 10886982303615 | 4.0MM SELF-DRILLING SCHANZ SCREW 25MM THRD/150MM | Trauma | EA
02226038 | 10886982058140 | 3.0MM HEADLESS COMPRESSION SCREW-SHORT THREAD 38MM | Trauma | EA
02130212 | 10886982044662 | 1.5MM VA-LCKNG SCREW SLF-TPNG WITH T4 STARDRIVE RECESS 12MM | Trauma | EA
04045378 | 10886982293756 | LOW PROF LCKNG SCREW F/IM NAIL Ø 5.0MM / L 78MM / XL25 | Trauma | EA
04112138 | 10886982103581 | 2.7MM/3.5MM TI LCP LAT DISTAL FIBULA PLATE 4H/RIGHT/86MM | Trauma | EA
02127138TS | 10886982306968 | 3.5MM VARIABLE ANGLE LOCKING SCREW/SLF-TPNG/STRDRV/38MM | Trauma | EA
414528 | 10886982213112 | 4.5MM TI CANNULATED SCREW PARTIALLY THREADED/28MM | Trauma | EA
04250570 | 10886982304575 | 5.0MM TI SELF-DRILLING SCHANZ SCREW 70MM THRD/250MM | Trauma | EA
04118575S | 10886982109378 | 2.7MM TI METAPHYSEAL SCREW SLF-TPNG/T8 STRDRV 75MM - STER | Trauma | EA
22612 | 10886982158994 | 4.5MM BROAD DCP® PLATE 12 HOLES/199MM | Trauma | EA
04226758 | 10886982124104 | 4.5MM TI HEADLESS COMPRESSION SCREW/LONG THREAD/58MM | Trauma | EA
20137097 | 10886982141934 | 2.0MM CORTEX SCREW SLF-TPNG WITH STARDRIVE RECESS 20MM | Trauma | EA
04527041S | 10886982337115 | 2.7MM VOLT(TM) ADPTN COMBI PL 20H/177MM/STERILE | Trauma | EA
412106 | 10886982210395 | 3.5MM TI LOCKING SCR SLF-TPNG WITH STARDRIVE RECESS 20MM | Trauma | EA
04005414S | 10886982085276 | 4.0MM TI LOCKING SCREW W/T25 STARDRIVE 24MM F/IM NAILS-STER | Trauma | EA
02240250 | 10886982063922 | 3.7MM CANNULATED CONICAL SCREW 25MM THREAD/50MM | Trauma | EA
60536010 | 10886982345332 | VOLT(TM) SF INSTR/REDUC 1 HIGH 2/3 WIDTH ALUM TRAY | Trauma | EA
407660 | 10886982208538 | 4.0MM TI CANNULATED SCREW- SHORT THREAD 60MM | Trauma | EA
02535360 | 10886982325624 | 3.5MM VOLT(TM) LOCKING SCREW 60MM T15 | Trauma | EA
04005648S | 10886982086815 | 6.0MM TI LOCKING SCREW W/T25 STARDRIVE 58MM F/IM NAIL-STER | Trauma | EA
02206014S | 10886982050090 | 3.5MM CRTX SCREW/LOW PROF HD SELF-TAPPING/HEXDRV/14MM-STER | Trauma | EA
239995 | 10886982164056 | 4.5MM LCP® MEDIAL PROXIMAL TIBIA PLATE 14H/LEFT 286MM | Trauma | EA
02206030S | 10886982050250 | 3.5MM CRTX SCREW/LOW PROF HD SELF-TAPPING/HEXDRV/30MM-STER | Trauma | EA
245101 | 10886982169655 | 3.5MM LCP RECONSTRUCTION PLATE 10 HOLES/140MM | Trauma | EA
394075 | 10886982199553 | DISTRACTOR FOR DISTAL RADIUS FIXATOR | Trauma | EA
04210109 | 10886982118431 | 2.4MM TI VA LCKNG SCR SLF-TPNG WITH STARDRIVE RECESS 9MM | Trauma | EA
02535316 | 10886982324924 | 3.5MM VOLT(TM) LOCKING SCREW 16MM T15 | Trauma | EA
03130279 | 10886982261236 | SILICONE INSERT F/PLATE CUTTER 03.130.271 | Trauma | EA
04206218 | 10886982117502 | 3.5MM TI CRTX SCR/LOW PROF HD SELF-TAPPING/STARDRIVE/18MM | Trauma | EA
281504 | 10886982177483 | 130 DEG DHS® PLATE-SHORT BARREL 4 HOLES/78MM | Trauma | EA
04019038S | 10886982089816 | 4.5MM TI MULTILOC SCREW LENGTH 38MM-STERILE | Trauma | EA
04252655 | 10886982304612 | 6.0MM TI BLUNTED POINT SCHANZ SCREW 55MM THRD/250MM | Trauma | EA
02100207 | 10886982028587 | 3.5MM WIDE ANGLE LOW PROFILE RECON PLATE 7 HOLES | Trauma | EA
60527202 | 10886982341747 | 2.7 VOLT(TM) SCREWS RACK 6-90 2 HIGH 1/3 WIDTH ALUM FRAME | Trauma | EA
401838 | 10886982205209 | 2.0MM TI CORTEX SCREW SELF-TAPPING 38MM | Trauma | EA
02424330TS | 10886982316554 | 2.4MM VOLT(TM) LOCKING SCREW 30MM T8 STERILE | Trauma | EA
02200046 | 10886982047977 | 3.5MM STARDRIVE CORTEX SCREW SELF-TAPPING 46MM | Trauma | EA
02108421 | 10886982030115 | PEDIATRIC LCP CONDYLAR PLATE 5.0MM/90°/5 HOLES | Trauma | EA
447377 | 10886982223999 | 2.4MM TI LCP(TM) PLATE 7 HOLES/60MM | Trauma | EA
214018 | 10886982153418 | 4.5MM CORTEX SCREW 18MM | Trauma | EA
02112106 | 10886982033338 | 2.7MM/3.5MM LCP POSTLAT DISTAL FIBULA PLATE 3H/RIGHT/77MM | Trauma | EA
02250640 | 10886982303899 | 6.0MM SELF-DRILLING SCHANZ SCREW 40MM THRD/250MM | Trauma | EA
280350 | 10886982175410 | DHS®/DCS® LAG SCREW 12.7MM THREAD/135MM | Trauma | EA
04112136 | 10886982103543 | 2.7MM/3.5MM TI LCP LAT DISTAL FIBULA PLATE 3H/RIGHT/73MM | Trauma | EA
02127156 | 10886982043320 | 3.5MM VARIABLE ANGLE LOCKING SCREW/SLF-TPNG/STRDRV/56MM | Trauma | EA
03306002 | 10886982077691 | UPPER SIDE ARM FOR PELVIC C-CLAMP II | Trauma | EA
04045570S | 10886982295729 | LOW PROF LCKNG SCREW F/IM NAIL Ø 4.0MM / L 70MM / XL25/ STER | Trauma | EA
02535838 | 10886982320445 | 4.0MM VOLT(TM) CANC SCR 38MM FULL THRD T15 | Trauma | EA
414125 | 10886982212740 | 4.5MM TI CORTEX SCREW 125MM | Trauma | EA
408446 | 10886982209269 | 6.5MM TI CANNULATED SCREW 32MM THREAD 120MM | Trauma | EA
04535624 | 10886982320773 | 4.0MM VOLT(TM) CANC SCR 24MM PART THRD T15 | Trauma | EA
02420106 | 10886982314246 | 2.0MM VOLT(TM) CORTEX SCREW 6MM T6 | Trauma | EA
408401 | 10886982208835 | 6.5MM TI CANNULATED SCREW 16MM THREAD 30MM | Trauma | EA
209915 | 10886982151285 | 7.3MM CANNULATED SCREW 32MM THREAD/115MM | Trauma | EA
02211418 | 10886982055125 | 3.5MM VA-LCP MEDIAL COLUMN FUSION PLANTAR PLATE 78MM RT | Trauma | EA
402213 | 10886982205759 | 2.7MM TI LOCKING SCR SLF-TPNG WITH T8 STARDRIVE RECESS-13MM | Trauma | EA
04535160S | 10886982327185 | 3.5MM VOLT(TM) CORTEX SCREW 60MM T15 STERILE | Trauma | EA
02252545SHA | 10886982348166 | 5.0MM BLUNTED POINT SCHANZ SCREW 45MM THRD/250MM/HA STER | Trauma | EA
292721 | 10886982180896 | 1.6MM THREADED GUIDE WIRE- SPADE POINT ON BOTH ENDS 150MM | Trauma | EA
408426 | 10886982209085 | 6.5MM TI CANNULATED SCREW 16MM THREAD 160MM | Trauma | EA
294773 | 10886982181886 | 4.0MM/3.0MM SELF-DRILLING SCHANZ SCREW 18MM THRD/65MM | Trauma | EA
02115150 | 10886982035189 | 2.4MM VA-LCP DORSAL DISTAL RAD L-PLATE +90°/2H HD/5H SHAFT | Trauma | EA
424571 | 10886982216748 | 4.5MM TI NARROW LCP® PLATE 7 HOLES/134MM | Trauma | EA
02204040 | 10886982049445 | 4.0MM LOCKING SCREW SLF-TPNG WITH T25 STARDRIVE RECESS 40MM | Trauma | EA
02112085 | 10886982033192 | 3.5MM LCP SUPERIOR CLAVICLE PLATE/8 HOLE/LEFT/115MM | Trauma | EA
04152445 | 10886982304285 | 4.0MM TI BLUNTED POINT SCHANZ SCREW 45MM THRD/150MM | Trauma | EA
02527156TS | 10886982332837 | 2.7MM VOLT(TM) CORTEX SCREW 56MM T8 STERILE | Trauma | EA
02206048 | 10886982050441 | 3.5MM CRTX SCREW/LOW PROF HD SELF-TAPPING/HEX DRIVE/48MM | Trauma | EA
209085 | 10886982150349 | 7.0MM CANNULATED SCREW 32MM THREAD/85MM | Trauma | EA
02152435 | 10886982303691 | 4.0MM BLUNTED POINT SCHANZ SCREW 35MM THRD/150MM | Trauma | EA
02111741 | 10886982032355 | 2.4MM VA-LCP 2-CLMN VLR DSTL RADIUS PL 7H HD/4H SHAFT/LEFT | Trauma | EA
44624 | 10886982223623 | 1.5MM TI T-PLATE 4 HOLES HEAD/ 9 HOLES/50MM | Trauma | EA
202638 | 10886982144454 | 3.0MM CANNULATED SCREW SHORT THREAD/38MM | Trauma | EA
412810 | 10886982211576 | 2.4MM TI LOCKING SCR SLF-TPNG WITH STARDRIVE RECESS 10MM | Trauma | EA
04420002 | 10886982330796 | 2.0MM VOLT(TM) COMP STRGHT PL 6H/34MM | Trauma | EA
02231214 | 10886982061997 | 5.0MM VARIABLE ANGLE LOCKNG SCREW/SLF-TPNG/STRDRV/14MM | Trauma | EA
03311988 | 10886982079527 | TI FOOT RING Ø180MM/LONG | Trauma | EA
02226746S | 10886982060273 | 4.5MM HEADLESS COMPRESSION SCR/LONG THRD/46MM-STERILE | Trauma | EA
02535144 | 10886982324603 | 3.5MM VOLT(TM) CORTEX SCREW 44MM T15 | Trauma | EA
02104032 | 10886982029188 | 3.5MM LCP EXTRA-ARTICLR DISTAL HUMERUS PL 12H/LT 266MM LONG | Trauma | EA
02535326 | 10886982325297 | 3.5MM VOLT(TM) LOCKING SCREW 26MM T15 | Trauma | EA
04211246 | 10886982119834 | 2.4/2.7MM TI VA-LCP FIRST TMT FUSION PLATE/STANDARD | Trauma | EA
02535370TS | 10886982346001 | 3.5MM VOLT(TM) LOCKING SCREW 70MM T15 STER | Trauma | EA
242121 | 10886982168085 | 4.5MM LCP® PROXIMAL FEMUR HOOK PLATE 4 HOLES/169MM | Trauma | EA
22357 | 10886982157928 | 3.5MM LC-DCP® PLATE 7 HOLES/90MM | Trauma | EA
02424312TS | 10886982316295 | 2.4MM VOLT(TM) LOCKING SCREW 12MM T8 STERILE | Trauma | EA
02226034 | 10886982058102 | 3.0MM HEADLESS COMPRESSION SCREW-SHORT THREAD 34MM | Trauma | EA
04005642 | 10886982086747 | 6.0MM TI LOCKING SCREW W/T25 STARDRIVE 52MM FOR IM NAILS | Trauma | EA
02226318 | 10886982059147 | 2.4MM HEADLESS COMPRESSION SCREW-LONG THREAD 18MM | Trauma | EA
390034 | 10886982198020 | ROD ATTACHMENT FOR MEDIUM MULTI-PIN CLAMP | Trauma | EA
04118558 | 10886982109224 | 2.7MM TI METAPHYSEAL SCR/SLF- TPNG W/T8 STRDRV RECESS/58MM | Trauma | EA
04233244S | 10886982290915 | RFNA / 12MM / 440MM STANDARD BEND / STERILE | Trauma | EA
04130012 | 10886982112293 | 1.3MM TI CORTEX SCREW SLF-TPNG WITH T4 STARDRIVE RECESS 12MM | Trauma | EA
04152450 | 10886982304292 | 4.0MM TI BLUNTED POINT SCHANZ SCREW 50MM THRD/150MM | Trauma | EA
04420014S | 10886982330949 | 2.0MM VOLT(TM) STRAIGHT PLATE 14H/99MM/STERILE | Trauma | EA
02424108TS | 10886982315533 | 2.4MM VOLT(TM) CORTEX SCREW 8MM T8 STERILE | Trauma | EA
02130115 | 10886982044358 | 1.3MM LOCKING SCREW SLF-TPNG WITH T4 STARDRIVE RECESS 15MM | Trauma | EA
417075 | 10886982214270 | 6.5MM TI CANCELLOUS BONE SCREW 32MM THREAD/75MM | Trauma | EA
02124212 | 10886982042576 | 3.5MM LCP PROXIMAL TIBIA PLATE LOW BEND 10 HOLES/154MM/RIGHT | Trauma | EA
211890 | 10886982151735 | LCP® DHHS(TM) COMPRESSION SCREW | Trauma | EA
03311960 | 10886982079442 | TI FOOT RING Ø100MM/SHORT | Trauma | EA
02227070 | 10886982060778 | 6.5MM HEADLESS COMPRESSION SCREW/16MM THREAD/70MM | Trauma | EA
02527146 | 10886982332332 | 2.7MM VOLT(TM) CORTEX SCREW 46MM T8 | Trauma | EA
02538005 | 10886982313713 | 3.5 VOLT(TM) PROX HUM PLATE 5H/119MM | Trauma | EA
439988 | 10886982219824 | 4.5MM TI LCP® MEDIAL PROXIMAL TIBIA PLATE 8H/RIGHT 178MM | Trauma | EA
02250655SHA | 10886982305169 | 6.0MM SELF-DRILLING SCHANZ SCREW 55MM THRD/250MM/HA STER | Trauma | EA
204816 | 10886982146267 | 3.5MM CORTEX SCREW SELF-TAPPING 16MM | Trauma | EA
402214 | 10886982205766 | 2.7MM TI LOCKING SCR SLF-TPNG WITH T8 STARDRIVE RECESS-14MM | Trauma | EA
02118514 | 10886982039200 | 2.7MM METAPHYSEAL SCR SLF-TPNG W/T8 STRDRV RECESS/14MM | Trauma | EA
02226795S | 10886982060556 | 4.5MM HEADLESS COMPRESSION SCR/LONG THRD/95MM-STERILE | Trauma | EA
02420026 | 10886982329431 | 2.0MM VOLT(TM) ADAPTION PLATE 6H/33MM | Trauma | EA
02112007 | 10886982032577 | 3.5MM LCP SUP ANT CLAVICLE PL W/LAT EXTN 3H/LT/69MM | Trauma | EA
04226732 | 10886982123848 | 4.5MM TI HEADLESS COMPRESSION SCREW/LONG THREAD/32MM | Trauma | EA
02118548 | 10886982039545 | 2.7MM METAPHYSEAL SCR SLF-TPNG W/T8 STRDRV RECESS/48MM | Trauma | EA
04420136 | 10886982317285 | 2.0MM VOLT(TM) CORTEX SCREW 36MM T6 | Trauma | EA
04424014 | 10886982334442 | 2.4MM VOLT(TM) STRAIGHT PLATE 14H/132MM | Trauma | EA
04233442S | 10886982291189 | RFNA / 14MM / 420MM STANDARD BEND / STERILE | Trauma | EA
280490 | 10886982175632 | DHS®/DCS® LAG SCREW 14.0MM THREAD/90MM | Trauma | EA
04233041S | 10886982289421 | RFNA / 10MM / 400MM PERIPROSTHETIC BEND / STERILE | Trauma | EA
02226240 | 10886982059109 | 2.4MM HEADLESS COMPRESSION SCREW-SHORT THREAD 40MM | Trauma | EA
04233924S | 10886982288530 | RFNA / 9MM / 240MM STANDARD BEND / STERILE | Trauma | EA
209515 | 10886982150677 | 7.0MM CANNULATED SCREW FULLY THREADED/115MM | Trauma | EA
04045524S | 10886982295484 | LOW PROF LCKNG SCREW F/IM NAIL Ø 4.0MM / L 24MM / XL25/ STER | Trauma | EA
02420108TS | 10886982314338 | 2.0MM VOLT(TM) CORTEX SCREW 8MM T6 STERILE | Trauma | EA
04170625SHA | 10886982305381 | 6.0MM TI SELF-DRILLING SCHANZ SCREW 25MM THRD/175MM/HA STER | Trauma | EA
239965 | 10886982163691 | 3.5MM LCP® MEDIAL PROXIMAL TIBIA PLATE 14H/LEFT 223MM | Trauma | EA
04226624 | 10886982123268 | 4.5MM TI HEADLESS COMPRESSION SCREW/SHORT THREAD/24MM | Trauma | EA
294772 | 10886982181855 | 4.0MM/3.0MM SELF-DRILLING SCHANZ SCREW 20MM THRD/100MM | Trauma | EA
214864 | 10886982154811 | 4.5MM CORTEX SCREW SELF-TAPPING 64MM | Trauma | EA
04252585S | 10886982308153 | 5.0MM TI BLUNTED POINT SCHANZ SCREW 85MM THRD/250MM/STERILE | Trauma | EA
03233001S | 10886982288202 | DRILL BIT / CANN / Ø 12.8MM LARGE QUICK COUPLING / STER | Trauma | EA
201892 | 10886982143235 | 2.0MM LOCKING SCREW SLF-TPNG WITH STARDRIVE RECESS 22MM | Trauma | EA
02420342TS | 10886982315397 | 2.0MM VOLT(TM) LOCKING SCREW 42MM T6 STERILE | Trauma | EA
02527313TS | 10886982332998 | 2.7MM VOLT(TM) LOCKING SCREW 13MM T8 STERILE | Trauma | EA
423541 | 10886982216243 | 3.5MM TI LCP® PLATE 4 HOLES 59MM | Trauma | EA
02227290 | 10886982061294 | 6.5MM HEADLESS COMPRESSION SCREW/32MM THREAD/90MM | Trauma | EA
04005590 | 10886982086464 | 5.0MM TI LOCKING SCREW W/T25 STARDRIVE 100MM FOR IM NAILS | Trauma | EA
412207 | 10886982210913 | 5.0MM TI LOCKING SCR SLF-TPNG WITH T25 STARDRIVE RECESS 26MM | Trauma | EA
04250685S | 10886982308436 | 6.0MM TI SELF-DRILLING SCHANZ SCREW 85MM THRD/250MM/STERILE | Trauma | EA
02210158 | 10886982053220 | 2.4MM VA LCKNG SCREW SLF-TPNG WITH STARDRIVE RECESS 58MM | Trauma | EA
02527330TS | 10886982333117 | 2.7MM VOLT(TM) LOCKING SCREW 30MM T8 STERILE | Trauma | EA
422391 | 10886982215857 | 5.0MM TI LOCKING SCREW SELF-DRILLING 18MM | Trauma | EA
04535612 | 10886982320650 | 4.0MM VOLT(TM) CANC SCR 12MM PART THRD T15 | Trauma | EA
02227135 | 10886982061034 | 6.5MM HEADLESS COMPRESSION SCREW/16MM THREAD/135MM | Trauma | EA
04111721 | 10886982102102 | 2.4MM TI VA-LCP 2-CLMN VLR DST RADIUS PL 7H HD/2H SHAFT/LT | Trauma | EA
426681 | 10886982217417 | 4.5MM TI BROAD LCP® PLATE 18 HOLES/332MM | Trauma | EA
02214024 | 10886982055378 | 1.5MM LOCKING SCREW SLF-TPNG WITH T4 STARDRIVE RECESS 24MM | Trauma | EA
02227045 | 10886982060679 | 6.5MM HEADLESS COMPRESSION SCREW/16MM THREAD/45MM | Trauma | EA
212206 | 10886982152138 | 5.0MM LOCKING SCREW SLF-TPNG WITH T25 STARDRIVE RECESS 24MM | Trauma | EA
208135 | 10886982149046 | 7.0MM CANNULATED SCREW 16MM THREAD/135MM | Trauma | EA
04045236TS | 10886982300959 | LOCKING SCREW FOR IM NAIL Ø 4MM/ 36MM/ XL25/ STERILE | Trauma | EA
02535185 | 10886982324801 | 3.5MM VOLT(TM) CORTEX SCREW 85MM T15 | Trauma | EA
312930 | 10886982188069 | TOMOFIX(TM) GUIDING BLOCK FOR LATERAL HIGH TIBIA-RIGHT | Trauma | EA
280680 | 10886982176035 | DHS®/DCS® ONE-STEP LAG SCREW 14MM DIA. THREAD / 80MM | Trauma | EA
02114507 | 10886982035042 | 1.5MM LCP T-PLATE/4H HEAD 8 HOLE SHAFT WITH GUIDES | Trauma | EA
02535314TS | 10886982324917 | 3.5MM VOLT(TM) LOCKING SCREW 14MM T15 STERILE | Trauma | EA
206024 | 10886982147271 | 4.0MM CANCELLOUS BONE SCREW FULLY THREADED/24MM | Trauma | EA
02205025 | 10886982049674 | 5.0MM CANNULATED LOCKING SCREW 25MM | Trauma | EA
02535380 | 10886982325662 | 3.5MM VOLT(TM) LOCKING SCREW 80MM T15 | Trauma | EA
04527328TS | 10886982323576 | 2.7MM VOLT(TM) LOCKING SCREW 28MM T8 STERILE | Trauma | EA
402836 | 10886982206626 | 2.7MM TI CORTEX SCREW SELF-TAPPING 36MM | Trauma | EA
218215 | 10886982156143 | 6.5MM CANCELLOUS BONE SCREW WITH 4.0MM CORE DIA/115MM | Trauma | EA
236509 | 10886982160799 | 3.5MM LCP OLECRANON PLATE 8 HOLES/LEFT/164MM | Trauma | EA
04046705S | 10886982302038 | RECON SCREW FOR IM NAIL Ø 6.5MM/ 105MM/ XL40/ STERILE | Trauma | EA
04527322 | 10886982323507 | 2.7MM VOLT(TM) LOCKING SCREW 22MM T8 | Trauma | EA
208955S | 10886982150158 | 7.3MM CANNULATED SCREW 16MM THREAD/155MM-STERILE | Trauma | EA
209750 | 10886982151001 | 7.3MM CANNULATED SCREW FULLY THREADED/150MM | Trauma | EA
04130253 | 10886982112927 | 1.5MM TI VAL Y-PLATE 3 HOLES HD-7 HOLES SHAFT | Trauma | EA
242504 | 10886982168634 | 2.4MM LCP® DISTAL RADIUS L-PLATE/+90 DEG 3H HD/3H SHAFT | Trauma | EA
02535822 | 10886982320285 | 4.0MM VOLT(TM) CANC SCR 22MM FULL THRD T15 | Trauma | EA
04202975 | 10886982307347 | 2.7MM TI CORTEX SCREW SLF-TPNG WITH T8 STARDRIVE RECESS 75MM | Trauma | EA
449936 | 10886982224491 | 2.0MM TI LC-DCP® PLATE 6 HOLES/36MM | Trauma | EA
04226660 | 10886982123626 | 4.5MM TI HEADLESS COMPRESSION SCREW/SHORT THREAD/60MM | Trauma | EA
02114514 | 10886982035127 | 1.5MM LCP CONDYLAR PLATE 6 HOLE SHAFT WITH GUIDES | Trauma | EA
04424354 | 10886982319340 | 2.4MM VOLT(TM) LOCKING SCREW 54MM T8 | Trauma | EA
02527170 | 10886982333179 | 2.7MM VOLT(TM) CORTEX SCREW 70MM T8 | Trauma | EA
426682 | 10886982217424 | 4.5MM TI CURVED BROAD LCP® PLATE 18 HOLES/336MM | Trauma | EA
03233005 | 10886982288356 | INSERTION HANDLE RADIOLUCENT | Trauma | EA
04230120 | 10886982125484 | 1.5MM TI HEADLESS COMPRESSION SCREW 20MM | Trauma | EA
02206020 | 10886982050144 | 3.5MM CRTX SCREW/LOW PROF HD SELF-TAPPING/HEX DRIVE/20MM | Trauma | EA
60536000 | 10886982345387 | 2.7/3.5/4.0 VOLT(TM) SCR RACK 10-90 2H 1/3W ALUM FRAME | Trauma | EA
04025458S | 10886982090553 | 4.0MM TI ANGULAR STABLE LCKNG SCR T25 68MM F/IM NAILS-STER | Trauma | EA
03527201S | 10886982336576 | 2.0MM VOLT(TM) DRILL BIT AO QC 115MM/30MM CALIB/STERILE | Trauma | EA
21996 | 10886982156259 | NUT FOR 4.5MM CORTEX SCREWS | Trauma | EA
02117004 | 10886982035684 | 2.7MM/3.5MM VA-LCP POSTLAT DHP-LAT SUPT 4H/RT/88MM-MED | Trauma | EA
202608 | 10886982144195 | 3.0MM CANNULATED SCREW SHORT THREAD/8MM | Trauma | EA
224591 | 10886982158529 | 4.5MM NARROW LCP® PLATE 9 HOLES/170MM | Trauma | EA
04120708 | 10886982109903 | 3.5MM TI LCP POSTEROMEDIAL PROXIMAL TIBIA PLATE 8H/157MM | Trauma | EA
02527115TS | 10886982322272 | 2.7MM VOLT(TM) CORTEX SCREW 15MM T8 STERILE | Trauma | EA
SD399991 | 10886982349088 | TERMITE REDUCTION FORCEPS SERRATED JAW | Trauma | EA
02231650 | 10886982062857 | 5.0MM CANNULATED VA LOCKING SCREW/50MM | Trauma | EA
02535090 | 10886982327451 | 3.5MM VOLT(TM) 1/3 TUBULAR PL 10H/119MM | Trauma | EA
412211 | 10886982210951 | 5.0MM TI LOCKING SCR SLF-TPNG WITH T25 STARDRIVE RECESS 34MM | Trauma | EA
02424356 | 10886982316806 | 2.4MM VOLT(TM) LOCKING SCREW 56MM T8 | Trauma | EA
02118530 | 10886982039361 | 2.7MM METAPHYSEAL SCR SLF-TPNG W/T8 STRDRV RECESS/30MM | Trauma | EA
02535818TS | 10886982320254 | 4.0MM VOLT(TM) CANC SCR 18MM FULL THRD T15 STERILE | Trauma | EA
02527107TS | 10886982322050 | 2.7MM VOLT(TM) CORTEX SCREW 7MM T8 STERILE | Trauma | EA
02535020S | 10886982328755 | 3.5MM VOLT(TM) STRAIGHT PLATE 20H/267MM/STERILE | Trauma | EA
04045268TS | 10886982301888 | LOCKING SCREW FOR IM NAIL Ø 4MM/ 68MM/ XL25/ STERILE | Trauma | EA
418075 | 10886982214645 | 6.5MM TI CANCELLOUS BONE SCREW FULLY THREADED/75MM | Trauma | EA
04226742S | 10886982123954 | 4.5MM TI HEADLESS COMPRESSION SCR/LONG THRD/42MM-STERILE | Trauma | EA
04230113S | 10886982125354 | 1.5MM TI HEADLESS COMPRESSION SCREW 13MM-STERILE | Trauma | EA
04527390S | 10886982324252 | 2.7MM VOLT(TM) LOCKING SCREW 90MM T8 STERILE | Trauma | EA
04420119 | 10886982317100 | 2.0MM VOLT(TM) CORTEX SCREW 19MM T6 | Trauma | EA
02527026S | 10886982330529 | 2.7MM VOLT(TM) ADAPTION PLATE 6H/42MM/STERILE | Trauma | EA
02207145 | 10886982051981 | 7.3MM CANNULATED LOCKING SCREW 145MM | Trauma | EA
04226710S | 10886982123817 | 4.5MM TI HEADLESS COMPRESSION SCR/SHORT THRD/110MM-STERILE | Trauma | EA
02536035S | 10886982329097 | 3.5MM VOLT(TM) T-PLATE 3H HEAD/5H SHAFT/67MM/STERILE | Trauma | EA
247710 | 10886982170996 | 2.4/2.7MM LOCKING 2-HOLE PLATE | Trauma | EA
236505 | 10886982160713 | 3.5MM LCP OLECRANON PLATE 4 HOLES/LEFT/112MM | Trauma | EA
04112531 | 10886982104281 | 3.5MM TI LCP LOW BEND MEDIAL DSTL TIBIA PL/14H/LEFT/239MM | Trauma | EA
04111620 | 10886982101785 | 2.4MM TI VA-LCP 2-CLMN VLR DST RADIUS PL 6H HD/2H SHAFT/RT | Trauma | EA
209425 | 10886982150493 | 7.0MM CANNULATED SCREW FULLY THREADED/25MM | Trauma | EA
02535338TS | 10886982325426 | 3.5MM VOLT(TM) LOCKING SCREW 38MM T15 STERILE | Trauma | EA
04527109TS | 10886982334060 | 2.7MM VOLT(TM) CORTEX SCREW 9MM T8 STERILE | Trauma | EA
29122 | 20886982180190 | 0.4MM PRECUT CERCLAGE WIRE SOFT/150MM | Trauma | EA
02127340 | 10886982043924 | 3.5MM VA-LCP PROX TIBIA PLATE LARGE BEND/10H/177MM/RIGHT | Trauma | EA
04206240 | 10886982117724 | 3.5MM TI CRTX SCR/LOW PROF HD SELF-TAPPING/STARDRIVE/40MM | Trauma | EA
42231222 | 10886982259332 | 5.0MM VAL SCREW/OPTILINK(TM) SLF-TPNG/STRDRV/22MM | Trauma | EA
02227065S | 10886982060761 | 6.5MM HEADLESS COMPRESSION SCR/16MM THRD/65MM-STERILE | Trauma | EA
02424344 | 10886982316684 | 2.4MM VOLT(TM) LOCKING SCREW 44MM T8 | Trauma | EA
SD211085 | 10886982002952 | 3.9MM PELVIC SCREW 85MM | Trauma | EA
406022 | 10886982207524 | 4.0MM TI CANCELLOUS BONE SCREW FULLY THREADED/22MM | Trauma | EA
29218 | 20886982180398 | 1.6MM KIRSCHNER WIRE W/TROCAR POINT 285MM | Trauma | EA
211843 | 10886982151667 | 2.4MM CANNULATED SCREW SHORT THREAD 19MM | Trauma | EA
357411 | 10886982196347 | INSERTION HANDLE F/TROCHANTERIC FIXATION NAILS | Trauma | EA
02130220 | 10886982044723 | 1.5MM VA-LCKNG SCREW SLF-TPNG WITH T4 STARDRIVE RECESS 20MM | Trauma | EA
04233048S | 10886982289209 | RFNA / 10MM / 480MM STANDARD BEND / STERILE | Trauma | EA
242502 | 10886982168610 | 2.4MM LCP® DISTAL RADIUS L-PLATE/+90 DEG 2H HD/3H SHAFT | Trauma | EA
407656 | 10886982208514 | 4.0MM TI CANNULATED SCREW- SHORT THREAD 56MM | Trauma | EA
02207617 | 10886982052469 | 7.3MM CANNULATED SCFE SCREW 10MM THREAD/130MM | Trauma | EA
02535072S | 10886982328298 | 3.5MM VOLT(TM) RECON PLATE 22H/262MM/STERILE | Trauma | EA
02535124 | 10886982324405 | 3.5MM VOLT(TM) CORTEX SCREW 24MM T15 | Trauma | EA
04535056S | 10886982328427 | 3.5MM VOLT(TM) RECON PLATE 6H/70MM/STERILE | Trauma | EA
04005685 | 10886982086983 | 6.0MM TI LOCKING SCREW W/T25 STARDRIVE 95MM FOR IM NAILS | Trauma | EA
242114 | 10886982168023 | 4.5MM LCP® PROXIMAL FEMUR PLATE 14 HOLES/355MM-LEFT | Trauma | EA
04045246S | 10886982295187 | LOCKING SCREW FOR IM NAIL Ø 4MM/ 46MM/ XL25/ STERILE | Trauma | EA
02231018S | 10886982061904 | 5.0MM PERIPR VA LCKNG SCREW SLF-TPNG/STRDRV/18MM-STER | Trauma | EA
29206 | 20886982180275 | 0.6MM KIRSCHNER WIRE W/TROCAR POINT 70MM | Trauma | EA
02113103 | 10886982034724 | 3.5MM LCP HOOK PLATE 3 HOLE | Trauma | EA
04152415S | 10886982307903 | 4.0MM TI BLUNTED POINT SCHANZ SCREW 15MM THRD/150MM/STERILE | Trauma | EA
04150455 | 10886982304131 | 4.0MM TI SELF-DRILLING SCHANZ SCREW 55MM THRD/150MM | Trauma | EA
414750 | 10886982213471 | 4.5MM TI CANNULATED SCREW FULLY THREADED/50MM | Trauma | EA
02527316TS | 10886982333025 | 2.7MM VOLT(TM) LOCKING SCREW 16MM T8 STERILE | Trauma | EA
406040 | 10886982207586 | 4.0MM TI CANCELLOUS BONE SCREW FULLY THREADED/40MM | Trauma | EA
04211024 | 10886982119049 | 2.7MM TI VA LCKNG SCR SLF-TPNG WITH T8 STARDRIVE RECESS 24MM | Trauma | EA
04535832TS | 10886982321251 | 4.0MM VOLT(TM) CANC SCR 32MM FULL THRD T15 STERILE | Trauma | EA
242468 | 10886982168467 | LCP® VOLAR DISTAL RADIUS PLATE EXTRA-ARTICULAR 4H HD-LT-LONG | Trauma | EA
440853 | 10886982220738 | TI TOMOFIX(TM) LATERAL HIGH TIBIA PLATE-3 HOLES/LEFT | Trauma | EA
416045 | 10886982214058 | 6.5MM TI CANCELLOUS BONE SCREW 16MM THREAD/45MM | Trauma | EA
02535675S | 10886982321671 | 4.0MM VOLT(TM) CANC SCR 75MM PART THRD T15 STERILE | Trauma | EA
02527073 | 10886982339478 | 2.7MM VOLT(TM) TRIANGLE PLATE 10H/101MM | Trauma | EA
414834 | 10886982213679 | 4.5MM TI CORTEX SCREW SELF-TAPPING 34MM | Trauma | EA
04535334TS | 10886982326584 | 3.5MM VOLT(TM) LOCKING SCREW 34MM T15 STERILE | Trauma | EA
04111551 | 10886982101686 | 2.4MM TI VA-LCP 2-COL DSTL RAD PL NRW 6H HD/5H SHAFT/LT | Trauma | EA
02226656 | 10886982059864 | 4.5MM HEADLESS COMPRESSION SCREW/SHORT THREAD/56MM | Trauma | EA
202876 | 10886982145079 | 2.7MM CORTEX SCREW SLF-TPNG WITH T8 STARDRIVE RECESS 16MM | Trauma | EA
404818 | 10886982207319 | 3.5MM TI CORTEX SCREW SELF-TAPPING 18MM | Trauma | EA
04233138S | 10886982290670 | RFNA / 11MM / 380MM STANDARD BEND / STERILE | Trauma | EA
04111900 | 10886982102287 | 2.7MM TI LCP ULNA OSTEOTOMY PLATE/6 HOLES | Trauma | EA
04233937S | 10886982288868 | RFNA / 9MM / 360MM PERIPROSTHETIC BEND / STERILE | Trauma | EA
03311846 | 10886982079237 | CARBON FIBER FULL RING 160MM DIAMETER | Trauma | EA
03424124 | 10886982335944 | 2.4 VOLT(TM) TAP LOCKING SCREW TAP TO 90MM | Trauma | EA
02206246 | 10886982051264 | 3.5MM CRTX SCREW/LOW PROF HD SELF-TAPPING/STAR DRIVE/46MM | Trauma | EA
408422 | 10886982209047 | 6.5MM TI CANNULATED SCREW 16MM THREAD 135MM | Trauma | EA
03312620 | 10886982260758 | MAXFRAME(TM) 5/8 RING 120MM/ALUMINUM | Trauma | EA
408463 | 10886982209399 | 6.5MM TI CANNULATED SCREW FULLY THREADED 35MM | Trauma | EA
69037574 | 10886982253163 | SCREW RACK LID F/6.5MM TI&SS CANN SCREWS-16MM/32MM THREADS | Trauma | EA
02210128TS | 10886982262943 | 2.4MM VA LOCKING SCREW STARDRIVE 28MM STERILE | Trauma | EA
02150450S | 10886982307675 | 4.0MM SELF-DRILLING SCHANZ SCREW 50MM THRD/150MM/STERILE | Trauma | EA
312940 | 10886982188120 | GUIDE BLOCK F/LCP(TM) PROXIMAL LATERAL TIBIA PLATES-RIGHT | Trauma | EA
03311946 | 10886982079428 | CARBON FIBER FOOT RING 160MM DIAMETER/LONG | Trauma | EA
02211210 | 10886982053909 | 2.4/2.7MM VA-LCKNG OPNG WEDGE PLATE/NO SPACER | Trauma | EA
240038 | 10886982164476 | 4.5MM LCP PROXIMAL TIBIA PLATE 6 HOLES/118MM-RIGHT | Trauma | EA
04535057 | 10886982328441 | 3.5MM VOLT(TM) RECON PLATE 7H/82MM | Trauma | EA
42662 | 10886982217226 | 4.5MM TI BROAD LC-DCP® PLATE 12 HOLES/214MM | Trauma | EA
422228 | 10886982215185 | TI LCP PROXIMAL LATERAL TIBIA PL 13 HOLES/300MM-RIGHT | Trauma | EA
249702 | 10886982171436 | 2.7MM LCP(TM) L-PLATE LEFT 2H HEAD/4H SHAFT | Trauma | EA
209970S | 10886982151438 | 7.3MM CANNULATED SCREW 32MM THREAD/170MM-STERILE | Trauma | EA
204016 | 10886982145369 | 3.5MM CORTEX SCREW 16MM | Trauma | EA
426662 | 10886982217363 | 4.5MM TI CURVED BROAD LCP® PLATE 16 HOLES/300MM | Trauma | EA
SD03164018 | 10886982350473 | PROTECTION SLEEVE | Trauma | EA
02211405 | 10886982054883 | 2.7MM VA-LOCKING CALCANEAL PLATE LARGE 70MM LEFT | Trauma | EA
04045088TS | 10886982302298 | LOCKING SCREW FOR IM NAIL Ø 5MM/ 88MM/ XL25/ STERILE | Trauma | EA
214032 | 10886982153487 | 4.5MM CORTEX SCREW 32MM | Trauma | EA
02420124TS | 10886982314611 | 2.0MM VOLT(TM) CORTEX SCREW 24MM T6 STERILE | Trauma | EA
224765 | 10886982158765 | 4.5MM/3.5MM LCP® METAPHYSEAL PLATE 20 HOLES | Trauma | EA
02206028S | 10886982050236 | 3.5MM CRTX SCREW/LOW PROF HD SELF-TAPPING/HEXDRV/28MM-STER | Trauma | EA
02535685 | 10886982320124 | 4.0MM VOLT(TM) CANC SCR 85MM PART THRD T15 | Trauma | EA
02130250 | 10886982044754 | 1.5MM VAL STRAIGHT PLATE 6 HOLES | Trauma | EA
202878 | 10886982145086 | 2.7MM CORTEX SCREW SLF-TPNG WITH T8 STARDRIVE RECESS 18MM | Trauma | EA
04019044 | 10886982089861 | 4.5MM TI MULTILOC SCREW LENGTH 44MM | Trauma | EA
02221102 | 10886982276001 | 3.5MM VA PPFX GT RING ATTCHMT PLATE/LARGE/RIGHT | Trauma | EA
02240230 | 10886982063823 | 3.7MM CANNULATED CONICAL SCREW 15MM THREAD/30MM | Trauma | EA
02211235 | 10886982054203 | 2.4/2.7MM VA-LCP FIRST MTP FUSION PL/SM/10 DEG/LEFT | Trauma | EA
245051 | 10886982169570 | 3.5MM LCP RECONSTRUCTION PLATE 5 HOLES/70MM | Trauma | EA
02115751 | 10886982035561 | 2.4MM VA-LCP VOLAR RIM DISTAL RADIUS PLATE/6H HD/5H SHAFT/LT | Trauma | EA
02420350 | 10886982315465 | 2.0MM VOLT(TM) LOCKING SCREW 50MM T6 | Trauma | EA
40136297 | 10886982204110 | 2.0MM TI CORTEX SCRW SLF-TPNG WITH STARDRIVE RECESS 12MM | Trauma | EA
04538508S | 10886982344762 | 3.5 VOLT(TM) PROX HUM PLATE LONG/8H/196MM/STERILE | Trauma | EA
02102001 | 10886982028976 | UNIVERSAL LOCKING TROCHANTER STABILIZATION PLATE 131MM | Trauma | EA
40153696 | 10886982204479 | 2.4MM TI CORTEX SCREW SELF-TAPPING 36MM | Trauma | EA
02207480 | 10886982052155 | 7.3MM CANNULATED CONICAL SCREW PARTIALLY THREADED 80MM | Trauma | EA
04130324 | 10886982113382 | 2.0MM TI VA-LCKNG SCR SLF-TPNG WITH T6 STARDRIVE RECESS 24MM | Trauma | EA
04535054 | 10886982328328 | 3.5MM VOLT(TM) RECON PLATE 4H/46MM | Trauma | EA
04226216 | 10886982122445 | 2.4MM TI HEADLESS COMPRESSION SCREW-SHORT THREAD 16MM | Trauma | EA
04535190S | 10886982327246 | 3.5MM VOLT(TM) CORTEX SCREW 90MM T15 STERILE | Trauma | EA
04536010S | 10886982327802 | 3.5MM VOLT(TM) METAPHYSEAL PL 10H/130MM/STERILE | Trauma | EA
04025426S | 10886982090393 | 4.0MM TI ANGULAR STABLE LCKNG SCR T25 36MM F/IM NAILS-STER | Trauma | EA
02206218 | 10886982050960 | 3.5MM CRTX SCREW/LOW PROF HD SELF-TAPPING/STAR DRIVE/18MM | Trauma | EA
04046670TS | 10886982302120 | RECON SCREW FOR IM NAIL Ø 6.5MM/ 70MM/ XL40/ STERILE | Trauma | EA
401826 | 10886982205087 | 2.0MM TI CORTEX SCREW SELF-TAPPING 26MM | Trauma | EA
04420317TS | 10886982317674 | 2.0MM VOLT(TM) LOCKING SCREW 17MM T6 STERILE | Trauma | EA
03527201 | 10886982336224 | 2.0MM VOLT(TM) DRILL BIT AO QC 115MM/30MM CALIBRATION | Trauma | EA
02420072S | 10886982337634 | 2.0MM VOLT(TM) Y-PLATE 10H/80MM/STERILE | Trauma | EA
02535822TS | 10886982320292 | 4.0MM VOLT(TM) CANC SCR 22MM FULL THRD T15 STERILE | Trauma | EA
04045048TS | 10886982302717 | LOCKING SCREW FOR IM NAIL Ø 5.0MM / L 48MM / XL25/ STER | Trauma | EA
02226770 | 10886982060440 | 4.5MM HEADLESS COMPRESSION SCREW/LONG THREAD/70MM | Trauma | EA
400698 | 10886982203601 | 1.3MM TI CORTEX SCREW SELF-TAPPING 18MM | Trauma | EA
22210 | 10886982156488 | SEMI-TUBULAR PLATE 10 HOLES 167MM | Trauma | EA
04214108 | 10886982120830 | 1.5MM TI CORTEX SCR SLF-TPNG WITH T4 STARDRIVE RECESS 8MM | Trauma | EA
04045338S | 10886982294975 | LOW PROF LCKNG SCREW F/IM NAIL Ø 5.0MM / L 38MM / XL25/ STER | Trauma | EA
202010 | 10886982143402 | 2.7MM CORTEX SCREW 10MM | Trauma | EA
04045258 | 10886982293374 | LOCKING SCREW FOR IM NAIL Ø 4MM/ 58MM/ XL25 | Trauma | EA
04226320S | 10886982122919 | 2.4MM TI HDLSS COMPRESSION SCR 20MM/LONG THREAD-STERILE | Trauma | EA
03424181 | 10886982335975 | 1.8MM VOLT(TM) DRILL BIT AO QC 145MM/60MM CALIBRATION | Trauma | EA
SD03233001 | 10886982348982 | Ø12.8MM HOLLOW REAMER | Trauma | EA
02207609 | 10886982052384 | 7.3MM CANNULATED SCFE SCREW 10MM THREAD/90MM | Trauma | EA
02211203 | 10886982053862 | 2.4/2.7MM VA-LOCKING X-PLATE MEDIUM | Trauma | EA
207730 | 10886982148452 | 4.0MM CANNULATED SCREW LONG THREAD/30MM | Trauma | EA
412103 | 10886982210364 | 3.5MM TI LOCKING SCR SLF-TPNG WITH STARDRIVE RECESS 14MM | Trauma | EA
42231300TS | 10886982307101 | 5.0MM VAL SCREW/OPTILINK(TM) SLF-TPNG/STRDRV/100MM/STER | Trauma | EA
04210118 | 10886982118547 | 2.4MM TI VA LOCKING SCREW STARDRIVE 18MM | Trauma | EA
02527138 | 10886982332172 | 2.7MM VOLT(TM) CORTEX SCREW 38MM T8 | Trauma | EA
02172635SHA | 10886982305077 | 6.0MM BLUNTED POINT SCHANZ SCREW 35MM THRD/175MM/HA STER | Trauma | EA
04045524 | 10886982293916 | LOW PROF LCKNG SCREW F/IM NAIL Ø 4.0MM / L 24MM / XL25 | Trauma | EA
42231250TS | 10886982307002 | 5.0MM VAL SCREW/OPTILINK(TM) SLF-TPNG/STRDRV/50MM/STER | Trauma | EA
02127195 | 10886982043412 | 3.5MM VARIABLE ANGLE LOCKING SCREW/SLF-TPNG/STRDRV/95MM | Trauma | EA
03312410 | 10886982260888 | MAXFRAME(TM) BRIDGING PLATE FOR 5/8 RING 210MM/ALUMINUM | Trauma | EA
42231236TS | 10886982306784 | 5.0MM VAL SCREW/OPTILINK(TM) SLF-TPNG/STRDRV/36MM/STER | Trauma | EA
04214104 | 10886982120793 | 1.5MM TI CORTEX SCREW SLF-TPNG WITH T4 STARDRIVE RECESS 4MM | Trauma | EA
40182496 | 10886982205070 | 2.0MM TI CORTEX SCREW SELF-TAPPING 24MM | Trauma | EA
60527015 | 10886982341730 | 2.4/2.7 VOLT(TM) SCR RACK 6-90 2 HIGH 1/3 WIDTH ALUM FRAME | Trauma | EA
03108039 | 10886982071781 | OSTEOTOMY MEASURING DEVICE FOR 2.7MM PEDIATRIC LCP HIP PL | Trauma | EA
04424350 | 10886982319302 | 2.4MM VOLT(TM) LOCKING SCREW 50MM T8 | Trauma | EA
22455 | 10886982158437 | 4.5MM NARROW LC-DCP® PLATE 5 HOLES/88MM | Trauma | EA
04424154TS | 10886982318671 | 2.4MM VOLT(TM) CORTEX SCREW 54MM T8 STERILE | Trauma | EA
412115S | 10886982210555 | 3.5MM TI LOCKING SCR SLF-TPNG W/STARDRIVE RECESS/36MM-STER | Trauma | EA
04424326TS | 10886982319074 | 2.4MM VOLT(TM) LOCKING SCREW 26MM T8 STERILE | Trauma | EA
29256 | 20886982180626 | 1.6MM KIRSCHNER WIRE, TROCAR POINTS ON BOTH ENDS 150MM | Trauma | EA
412104 | 10886982210371 | 3.5MM TI LOCKING SCR SLF-TPNG WITH STARDRIVE RECESS 16MM | Trauma | EA
416100 | 10886982214164 | 6.5MM TI CANCELLOUS BONE SCREW 16MM THREAD/100MM | Trauma | EA
281020 | 10886982176448 | 135 DEG DHS® PLATE-STANDARD BARREL 20 HOLES/333MM | Trauma | EA
207656 | 10886982148322 | 4.0MM CANNULATED SCREW-SHORT THREAD 56MM | Trauma | EA
04211256 | 10886982119995 | 2.4/2.7MM TI VA-LCP L-FUSION PL/SHORT/RIGHT | Trauma | EA
202722 | 10886982144553 | 3.0MM CANNULATED SCREW LONG THREAD/22MM | Trauma | EA
04226665 | 10886982123640 | 4.5MM TI HEADLESS COMPRESSION SCREW/SHORT THREAD/65MM | Trauma | EA
02124415 | 10886982042910 | 4.5MM VA-LCP CURVED CONDYLAR PLATE/14 HOLE/301MM/LEFT | Trauma | EA
280330 | 10886982175335 | DHS®/DCS® ONE-STEP LAG SCREW 12.7MM THREAD/130MM | Trauma | EA
04535165S | 10886982327192 | 3.5MM VOLT(TM) CORTEX SCREW 65MM T15 STERILE | Trauma | EA
29226 | 20886982180466 | 2.5MM KIRSCHNER WIRE W/TROCAR POINT 285MM | Trauma | EA
04045058 | 10886982292926 | LOCKING SCREW FOR IM NAIL Ø 5MM/ 58MM/ XL25 | Trauma | EA
02252585SHA | 10886982305008 | 5.0MM BLUNTED POINT SCHANZ SCREW 85MM THRD/250MM/HA STER | Trauma | EA
40135797 | 10886982204066 | 2.0MM TI CORTEX SCRW SLF-TPNG WITH STARDRIVE RECESS 7MM | Trauma | EA
42231620 | 10886982259042 | 5.0MM CANN VAL SCREW OPTILINK(TM)/20MM | Trauma | EA
401879 | 10886982205254 | 2.0MM TI LOCKING SCR SLF-TPNG WITH STARDRIVE RECESS 9MM | Trauma | EA
04045072S | 10886982294586 | LOCKING SCREW FOR IM NAIL Ø 5MM/ 72MM/ XL25/ STERILE | Trauma | EA
424611 | 10886982216823 | 4.5MM TI NARROW LCP® PLATE 11 HOLES/206MM | Trauma | EA
404824 | 10886982207340 | 3.5MM TI CORTEX SCREW SELF-TAPPING 24MM | Trauma | EA
02200080 | 10886982048059 | 3.5MM STARDRIVE CORTEX SCREW SELF-TAPPING 80MM | Trauma | EA
04527007S | 10886982335494 | 2.7MM VOLT(TM) STRAIGHT PLATE 7H/74MM/STERILE | Trauma | EA
42231695S | 10886982259257 | 5.0MM CANN VAL SCREW OPTILINK(TM)/95MM/STERILE | Trauma | EA
02527356TS | 10886982333681 | 2.7MM VOLT(TM) LOCKING SCREW 56MM T8 STERILE | Trauma | EA
408486 | 10886982209627 | 6.5MM TI CANNULATED SCREW FULLY THREADED 170MM | Trauma | EA
04112157 | 10886982103963 | 2.7MM/3.5MM TI LCP LAT DISTAL FIBULA PLATE 13H/LEFT/203MM | Trauma | EA
24598 | 10886982170484 | 2.7MM CALCANEAL RECONSTRUCTION PLATE 8 HOLES/64MM | Trauma | EA
02112122 | 10886982033659 | 2.7MM/3.5MM LCP POSTLAT DISTAL FIBULA PLATE 11H/RIGHT/181MM | Trauma | EA
22355 | 10886982157881 | 3.5MM LC-DCP® PLATE 5 HOLES/64MM | Trauma | EA
04535158TS | 10886982346230 | 3.5MM VOLT(TM) CORTEX SCREW 58MM T15 STER | Trauma | EA
02118209 | 10886982038449 | 2.7/3.5MM VA-LCP ANTEROLATERAL DISTAL TIBIA PL/10 HOLES/LEFT | Trauma | EA
390051 | 10886982198082 | 4.0MM ADJUSTABLE CLAMP FOR DISTAL RADIUS FIXATOR | Trauma | EA
04112823 | 10886982279576 | 2.7MM TI VA LCP HOOK PLATE SHORT/ 12MM/ RIGHT | Trauma | EA
02127148 | 10886982043283 | 3.5MM VARIABLE ANGLE LOCKING SCREW/SLF-TPNG/STRDRV/48MM | Trauma | EA
02123027 | 10886982042170 | 3.5MM LCP PERIARTICULAR PROX HUMERUS PL 8 HOLE/199MM/LT | Trauma | EA
04227140 | 10886982124760 | 6.5MM TI HEADLESS COMPRESSION SCREW/16MM THREAD/140MM | Trauma | EA
440831 | 10886982220677 | TI TOMOFIX MEDIAL HIGH TIBIA PLATE-4 HOLES/SMALL | Trauma | EA
60536012 | 10886982345349 | 3.5 VOLT(TM) INSERTION INST 1 HIGH 2/3 WIDTH ALUM TRAY | Trauma | EA
04112092 | 10886982103024 | 3.5MM TI LCP SUPERIOR CLAVICLE PLATE W/LAT EXTN/7H/RT/120MM | Trauma | EA
414550 | 10886982213228 | 4.5MM TI CANNULATED SCREW PARTIALLY THREADED/50MM | Trauma | EA
212810 | 10886982152800 | 2.4MM LOCKING SCREW SLF-TPNG WITH STARDRIVE RECESS 10MM | Trauma | EA
204730 | 10886982146182 | 3.5MM PELVIC CORTEX SCREW SELF-TAPPING 130MM | Trauma | EA
02207535 | 10886982052261 | 7.3MM CANNULATED CONICAL SCREW PARTIALLY THREADED/135MM | Trauma | EA
02211404 | 10886982054869 | 2.7MM VA-LOCKING CALCANEAL PLATE LARGE 70MM RIGHT | Trauma | EA
412429 | 10886982211507 | 3.5MM TI CONICAL SCREW SLF-TPNG PARTIALLY THRDD 85MM | Trauma | EA
40180896 | 10886982204868 | 2.0MM TI CORTEX SCREW SELF-TAPPING 8MM | Trauma | EA
02527128TS | 10886982332080 | 2.7MM VOLT(TM) CORTEX SCREW 28MM T8 STERILE | Trauma | EA
02424132 | 10886982315885 | 2.4MM VOLT(TM) CORTEX SCREW 32MM T8 | Trauma | EA
02127351 | 10886982043986 | 3.5MM VA-LCP PROX TIBIA PLATE LARGE BEND/12H/207MM/LEFT | Trauma | EA
407724 | 10886982208613 | 4.0MM TI CANNULATED SCREW LONG THREAD/24MM | Trauma | EA
02424007S | 10886982335418 | 2.4MM VOLT(TM) STRAIGHT PLATE 7H/69MM/STERILE | Trauma | EA
60133115 | 10886982277886 | UNIVERSAL SF VA LCP PROX TIBIA TEMPLATE TRAY | Trauma | EA
02240034 | 10886982063519 | 3.7MM CANNULATED LOCKING SCREW 34MM | Trauma | EA
SD219001 | 10886982003072 | WASHER 15.0MM | Trauma | EA
02206032S | 10886982050274 | 3.5MM CRTX SCREW/LOW PROF HD SELF-TAPPING/HEXDRV/32MM-STER | Trauma | EA
04233230S | 10886982290847 | RFNA / 12MM / 300MM STANDARD BEND / STERILE | Trauma | EA
494775 | 10886982236463 | 4.0MM TI SELF-DRILLING SCHANZ SCREW 20MM THRD/80MM | Trauma | EA
280465S | 10886982175540 | DHS®/DCS® LAG SCREW 14.0MM THREAD/65MM-STERILE | Trauma | EA
04025438S | 10886982090454 | 4.0MM TI ANGULAR STABLE LCKNG SCR T25 48MM F/IM NAILS-STER | Trauma | EA
04005658 | 10886982086860 | 6.0MM TI LOCKING SCREW W/T25 STARDRIVE 68MM FOR IM NAILS | Trauma | EA
412136 | 10886982210838 | 3.5MM TI LOCKING SCR SLF-TPNG WITH STARDRIVE RECESS 46MM | Trauma | EA
02527313 | 10886982334107 | 2.7MM VOLT(TM) LOCKING SCREW 13MM T8 | Trauma | EA
217050 | 10886982155559 | 6.5MM CANCELLOUS BONE SCREW 32MM THREAD/50MM | Trauma | EA
02538508S | 10886982344601 | 3.5 VOLT(TM) PROX HUM PLATE LONG/8H/196MM/STERILE | Trauma | EA
02130110 | 10886982044303 | 1.3MM LOCKING SCREW SLF-TPNG WITH T4 STARDRIVE RECESS 10MM | Trauma | EA
212330 | 10886982152626 | 3.5MM CONICAL SCREW SLF-TPNG FULLY THREADED 90MM | Trauma | EA
02424385 | 10886982339454 | 2.4MM VOLT(TM) LOCKING SCREW 85MM T8 | Trauma | EA
04015565 | 10886982089076 | 5.0MM TI DUAL CORE LCKNG SCREW T25 STARDRIVE 75MM F/IM NAILS | Trauma | EA
209745 | 10886982150981 | 7.3MM CANNULATED SCREW FULLY THREADED/145MM | Trauma | EA
04045530 | 10886982293947 | LOW PROF LCKNG SCREW F/IM NAIL Ø 4.0MM / L 30MM / XL25 | Trauma | EA
281131 | 10886982176660 | 135 DEG DHS® PLATE-STANDARD BARREL 3 HOLES/62MM | Trauma | EA
29241 | 10886982180551 | 2.0MM SPADE-POINT REDUCTION WIRE 400MM | Trauma | EA
208890 | 10886982150011 | 7.3MM CANNULATED SCREW 16MM THREAD/90MM | Trauma | EA
02130258 | 10886982044914 | 1.5MM VAL STRUT PLATE 8 HOLES-OBLIQUE-RIGHT | Trauma | EA
02535322 | 10886982325259 | 3.5MM VOLT(TM) LOCKING SCREW 22MM T15 | Trauma | EA
04206014 | 10886982116628 | 3.5MM TI CRTX SCR/LOW PROF HD SELF-TAPPING/HEXDRIVE/14MM | Trauma | EA
408424 | 10886982209061 | 6.5MM TI CANNULATED SCREW 16MM THREAD 145MM | Trauma | EA
02117402 | 10886982036520 | 2.7MM/3.5MM VA-LCP MEDL DSTL HUMERUS PL 2H/RT/82MM-MEDIUM | Trauma | EA
294788SHA | 10886982182241 | 5.0MM SELF-DRILLING SCHANZ SCREW 250MM/HA COATING-STERILE | Trauma | EA
04112130 | 10886982103505 | 2.7MM/3.5MM TI LCP POSTLAT DSTL FIBULA PL 15H/RIGHT/233MM | Trauma | EA
202968 | 10886982145253 | 2.7MM CORTEX SCREW SLF-TPNG WITH T8 STARDRIVE RECESS/55MM | Trauma | EA
04420138 | 10886982317308 | 2.0MM VOLT(TM) CORTEX SCREW 38MM T6 | Trauma | EA
60529205 | 10886982347268 | INSERT TRAY F/ 2.0 VOLT(TM) PL FOR 60.529.005 ALUMINUM TRAY | Trauma | EA
04420007S | 10886982335456 | 2.0MM VOLT(TM) STRAIGHT PLATE 7H/52MM/STERILE | Trauma | EA
02124410 | 10886982042811 | 4.5MM VA-LCP CURVED CONDYLAR PLATE/10 HOLE/230MM/RIGHT | Trauma | EA
241691 | 10886982167538 | 2.4MM LCP® RADIAL HEAD NECK PLATE 3 HOLES | Trauma | EA
206416 | 10886982147486 | 4.0MM CORTEX SCREW SELF-TAPPING 16MM | Trauma | EA
02227350 | 10886982061539 | 6.5MM HEADLESS COMPRESSION SCREW/32MM THREAD/150MM | Trauma | EA
02112144 | 10886982034014 | 2.7MM/3.5MM LCP LATERAL DISTAL FIBULA PLATE 7H/RIGHT/125MM | Trauma | EA
04233131S | 10886982290274 | RFNA / 11MM / 300MM PERIPROSTHETIC BEND / STERILE | Trauma | EA
02424138 | 10886982315946 | 2.4MM VOLT(TM) CORTEX SCREW 38MM T8 | Trauma | EA
412126 | 10886982210753 | 3.5MM TI LOCKING SCR SLF-TPNG WITH STARDRIVE RECESS 70MM | Trauma | EA
408406 | 10886982208880 | 6.5MM TI CANNULATED SCREW 16MM THREAD 55MM | Trauma | EA
02535126 | 10886982324429 | 3.5MM VOLT(TM) CORTEX SCREW 26MM T15 | Trauma | EA
04046675TS | 10886982302137 | RECON SCREW FOR IM NAIL Ø 6.5MM/ 75MM/ XL40/ STERILE | Trauma | EA
282693 | 10886982179593 | 150 DEG LCP® DHHS(TM) SIDEPLATE-SHORT BARREL 4 HOLES | Trauma | EA
04424338TS | 10886982319197 | 2.4MM VOLT(TM) LOCKING SCREW 38MM T8 STERILE | Trauma | EA
03420050 | 10886982335791 | 2.0 VOLT(TM) DEPTH GAUGE 0 TO 50MM | Trauma | EA
204020 | 10886982145383 | 3.5MM CORTEX SCREW 20MM | Trauma | EA
402627 | 10886982206169 | 3.0MM TI CANNULATED SCREW SHORT THREAD/27MM | Trauma | EA
04130263 | 10886982113122 | 1.5MM TI VAL 1ST METACARPAL PLATE-DORSAL | Trauma | EA
02527342 | 10886982333537 | 2.7MM VOLT(TM) LOCKING SCREW 42MM T8 | Trauma | EA
02152420S | 10886982307712 | 4.0MM BLUNTED POINT SCHANZ SCREW 20MM THRD/150MM/STERILE | Trauma | EA
04233242S | 10886982290908 | RFNA / 12MM / 420MM STANDARD BEND / STERILE | Trauma | EA
239963 | 10886982163653 | 3.5MM LCP® MEDIAL PROXIMAL TIBIA PLATE 12H/LEFT 197MM | Trauma | EA
02104012 | 10886982029065 | 3.5MM LCP EXTRA-ARTICLR DISTAL HUMERUS PL 12H/RT 266MM LONG | Trauma | EA
424631 | 10886982216861 | 4.5MM TI NARROW LCP® PLATE 13 HOLES/242MM | Trauma | EA
02538505S | 10886982345424 | 3.5 VOLT(TM) PROX HUM PLATE LONG/5H/142MM/STERILE | Trauma | EA
04424314 | 10886982318886 | 2.4MM VOLT(TM) LOCKING SCREW 14MM T8 | Trauma | EA
02226770S | 10886982060457 | 4.5MM HEADLESS COMPRESSION SCR/LONG THRD/70MM-STERILE | Trauma | EA
02207624 | 10886982052537 | 7.3MM CANNULATED SCFE SCREW 20MM THREAD/75MM | Trauma | EA
440044 | 10886982220189 | 4.5MM TI LCP® PROXIMAL TIBIA PLATE 12 HOLES/226MM-RIGHT | Trauma | EA
02118566 | 10886982039729 | 2.7MM METAPHYSEAL SCR SLF-TPNG W/T8 STRDRV RECESS 66MM | Trauma | EA
04045234S | 10886982295125 | LOCKING SCREW FOR IM NAIL Ø 4MM/ 34MM/ XL25/ STERILE | Trauma | EA
401762 | 10886982204660 | 2.4MM TI CORTEX SCREW SLF-TPNG WITH T8 STARDRIVE RECESS 12MM | Trauma | EA
02206090 | 10886982050786 | 3.5MM CRTX SCREW/LOW PROF HD SELF-TAPPING/HEX DRIVE/90MM | Trauma | EA
40081296 | 10886982203748 | 1.5MM TI CORTEX SCREW SELF-TAPPING 12MM | Trauma | EA
04424308TS | 10886982318770 | 2.4MM VOLT(TM) LOCKING SCREW 8MM T8 STERILE | Trauma | EA
04025548S | 10886982090768 | 5.0MM TI ANGULAR STABLE LCKNG SCR T25 58MM F/IM NAILS-STER | Trauma | EA
42231310S | 10886982259646 | 5.0MM VAL SCREW/OPTILINK(TM) SLF-TPNG/STRDRV/110MM-STERILE | Trauma | EA
04226327S | 10886982123053 | 2.4MM TI HDLSS COMPRESSION SCR 27MM/LONG THREAD-STERILE | Trauma | EA
447711 | 10886982224101 | 2.4/2.7MM TI LOCKING X-PLATE EXTRA SMALL/22X14MM | Trauma | EA
04535055 | 10886982328366 | 3.5MM VOLT(TM) RECON PLATE 5H/58MM | Trauma | EA
04226760S | 10886982124135 | 4.5MM TI HEADLESS COMPRESSION SCR/LONG THRD/60MM-STERILE | Trauma | EA
200686 | 10886982141354 | 1.3MM CORTEX SCREW SELF-TAPPING 6MM | Trauma | EA
03535281 | 10886982336422 | 2.8MM VOLT(TM) DRILL BIT AO QC 155MM/60MM CALIBRATION | Trauma | EA
04045522TS | 10886982301185 | LOW PROF LCKNG SCREW F/IM NAIL Ø 4.0MM / L 22MM / XL25/ STER | Trauma | EA
02130109 | 10886982044297 | 1.3MM LOCKING SCREW SLF-TPNG WITH T4 STARDRIVE RECESS 9MM | Trauma | EA
212822 | 10886982152886 | 2.4MM LOCKING SCREW SLF-TPNG WITH STARDRIVE RECESS 22MM | Trauma | EA
390003 | 10886982197801 | LARGE EX-FIX ROD ATTCHMT/MULTI PIN CLAMP/MR-CONDITIONAL | Trauma | EA
04200044 | 10886982115812 | 3.5MM TI STARDRIVE CORTEX SCREW SELF-TAPPING 44MM | Trauma | EA
22368 | 10886982158123 | 3.5MM LC-DCP® PLATE 18 HOLES/233MM | Trauma | EA
02100116 | 10886982028518 | 3.5MM LOCKING LOW PROFILE RECON PLATE 16 HOLES | Trauma | EA
239943 | 10886982163370 | 3.5MM LCP® PROXIMAL TIBIA PLATE 12 HOLES/185MM-LEFT | Trauma | EA
04005536 | 10886982086044 | 5.0MM TI LOCKING SCREW W/T25 STARDRIVE 46MM FOR IM NAILS | Trauma | EA
202628 | 10886982144393 | 3.0MM CANNULATED SCREW SHORT THREAD/28MM | Trauma | EA
04424115TS | 10886982318237 | 2.4MM VOLT(TM) CORTEX SCREW 15MM T8 STERILE | Trauma | EA
04031021S | 10886982093936 | 5.0MM TI RECON SCREW W/T25 STARDRIVE 55MM-STERILE | Trauma | EA
239955 | 10886982163493 | 3.5MM LCP® MEDIAL PROXIMAL TIBIA PLATE 4H/LEFT 93MM | Trauma | EA
441441 | 10886982221926 | 3.5MM TI LCP(TM) ANTEROLATERAL DISTAL TIBIA PL 5 HOLES/LEFT | Trauma | EA
245071 | 10886982169600 | 3.5MM LCP RECONSTRUCTION PLATE 7 HOLES/98MM | Trauma | EA
204845 | 10886982146410 | 3.5MM CORTEX SCREW SELF-TAPPING 45MM | Trauma | EA
02221050S | 10886982055613 | 2.0MM CABLE ASSEMBLY 600MM-STERILE | Trauma | EA
401778TS | 10886982262899 | 2.4MM TI CORTEX SCREW SLF-TPNG WITH T8 STARDRIVE 28MM STERIL | Trauma | EA
280285 | 10886982175137 | DHS®/DCS® ONE-STEP LAG SCREW 12.7MM THREAD/85MM | Trauma | EA
201008 | 10886982141613 | 2.0MM CORTEX SCREW 8MM | Trauma | EA
02112911 | 10886982279989 | 2.7MM VA LCP BUTTON HOOK PLATE 9MM/ RIGHT | Trauma | EA
04124220 | 10886982110763 | 3.5MM TI LCP PROXIMAL TIBIA PL LOW BEND 14 HOLES/206MM/RIGHT | Trauma | EA
02204034 | 10886982049414 | 4.0MM LOCKING SCREW SLF-TPNG WITH T25 STARDRIVE RECESS 34MM | Trauma | EA
02221112 | 10886982275509 | 3.5/4.5MM VA PPFX PROX FEMUR PLATE/7HOLES/RIGHT | Trauma | EA
04527144TS | 10886982322999 | 2.7MM VOLT(TM) CORTEX SCREW 44MM T8 STERILE | Trauma | EA
401877 | 10886982205230 | 2.0MM TI LOCKING SCR SLF-TPNG WITH STARDRIVE RECESS 7MM | Trauma | EA
02231655 | 10886982062864 | 5.0MM CANNULATED VA LOCKING SCREW/55MM | Trauma | EA
02420057S | 10886982338044 | 2.0MM VOLT(TM) TINE PLATE 6H/47MM/STERILE | Trauma | EA
02211261 | 10886982054685 | 2.4/2.7MM VA-LCP L-FUSION PL LONG/LEFT | Trauma | EA
02221518 | 10886982055866 | 5.0MM PERIPROSTHETIC LOCKING SCREW SLF-TPNG STARDRIVE 18MM | Trauma | EA
02211030 | 10886982053664 | 2.7MM VA LCKNG SCREW SLF-TPNG WITH T8 STARDRIVE RECESS 30MM | Trauma | EA
04535826 | 10886982321183 | 4.0MM VOLT(TM) CANC SCR 26MM FULL THRD T15 | Trauma | EA
02535410S | 10886982327161 | 3.5MM VOLT(TM) LOCKING SCREW 110MM T15 STERILE | Trauma | EA
414522 | 10886982213082 | 4.5MM TI CANNULATED SCREW PARTIALLY THREADED/22MM | Trauma | EA
04226770S | 10886982124173 | 4.5MM TI HEADLESS COMPRESSION SCR/LONG THRD/70MM-STERILE | Trauma | EA
04210160 | 10886982118820 | 2.4MM TI VA LCKNG SCR SLF-TPNG WITH STARDRIVE RECESS 60MM | Trauma | EA
02527124 | 10886982322647 | 2.7MM VOLT(TM) CORTEX SCREW 24MM T8 | Trauma | EA
223408 | 10886982157607 | 3.5MM LCP® METAPHYSEAL PLATE 8 HOLES | Trauma | EA
04535634TS | 10886982321602 | 4.0MM VOLT(TM) CANC SCR 34MM PART THRD T15 STERILE | Trauma | EA
02420110TS | 10886982314376 | 2.0MM VOLT(TM) CORTEX SCREW 10MM T6 STERILE | Trauma | EA
214826 | 10886982154620 | 4.5MM CORTEX SCREW SELF-TAPPING 26MM | Trauma | EA
04110204 | 10886982100443 | TI VA-LCP VOLAR DISTAL RADIUS PLATE 5H HEAD/5H SHAFT/LT | Trauma | EA
02204062 | 10886982049551 | 4.0MM LOCKING SCREW SLF-TPNG WITH T25 STARDRIVE RECESS 62MM | Trauma | EA
201756 | 10886982142672 | 2.4MM CORTEX SCREW SLF-TPNG WITH T8 STARDRIVE RECESS 6MM | Trauma | EA
04535130 | 10886982325938 | 3.5MM VOLT(TM) CORTEX SCREW 30MM T15 | Trauma | EA
204680 | 10886982146083 | 3.5MM PELVIC CORTEX SCREW SELF-TAPPING 80MM | Trauma | EA
208460 | 10886982149619 | 6.5MM CANNULATED SCREW FULLY THREADED 20MM | Trauma | EA
02424001 | 10886982329677 | 2.4MM VOLT(TM) COMP STRGHT PL 5H/38MM | Trauma | EA
03535212 | 10886982336804 | 3.5 VOLT(TM) NON-LCKNG DRL GUIDE FOR 2.5 MM DRILL BITS | Trauma | EA
02112137 | 10886982033871 | 2.7MM/3.5MM LCP LATERAL DISTAL FIBULA PLATE 3H/LEFT/73MM | Trauma | EA
412211S | 10886982275387 | 5.0MM TI LOCKING SCR SLF-TPNG W/T25 STARDRIVE 34MM-STERILE | Trauma | EA
24134 | 10886982166821 | ONE-THIRD TUBULAR PLATE WITH COLLAR 4 HOLES/49MM | Trauma | EA
02424306 | 10886982316165 | 2.4MM VOLT(TM) LOCKING SCREW 6MM T8 | Trauma | EA
04535328 | 10886982326515 | 3.5MM VOLT(TM) LOCKING SCREW 28MM T15 | Trauma | EA
436512 | 10886982218094 | 3.5MM TI LCP OLECRANON PLATE 12 HOLES/RIGHT/216MM | Trauma | EA
03311011 | 10886982077875 | PIVOT SCHANZ SCREW CLAMP | Trauma | EA
04045374TS | 10886982301109 | LOW PROF LCKNG SCREW F/IM NAIL Ø 5.0MM / L 74MM / XL25/ STER | Trauma | EA
04535655TS | 10886982320926 | 4.0MM VOLT(TM) CANC SCR 55MM PART THRD T15 STERILE | Trauma | EA
201964 | 10886982143297 | 1.8MM BUTTRESS PIN/14MM | Trauma | EA
409855 | 10886982210142 | 7.3MM TI CANNULATED SCREW 32MM THREAD/55MM | Trauma | EA
04536007 | 10886982328007 | 3.5MM VOLT(TM) METAPHYSEAL PL 7H/87MM | Trauma | EA
69031811 | 10886982252272 | SM FRAG INSTR & TI IMPLANT SET--LC-DCP® GRAPHIC CASE LID | Trauma | EA
407055 | 10886982208187 | 4.0MM TI CANCELLOUS BONE SCREW PARTIALLY THREADED/55MM | Trauma | EA
02527020S | 10886982330505 | 2.7MM VOLT(TM) STRAIGHT PLATE 18H/184MM/STERILE | Trauma | EA
204055 | 10886982145574 | 3.5MM CORTEX SCREW 55MM | Trauma | EA
04230115 | 10886982125385 | 1.5MM TI HEADLESS COMPRESSION SCREW 15MM | Trauma | EA
02170535SHA | 10886982304872 | 5.0MM SELF-DRILLING SCHANZ SCREW 35MM THRD/175MM/HA STER | Trauma | EA
04045026TS | 10886982302601 | LOCKING SCREW FOR IM NAIL Ø 5.0MM / L 26MM / XL25/ STER | Trauma | EA
04045536TS | 10886982301253 | LOW PROF LCKNG SCREW F/IM NAIL Ø 4.0MM / L 36MM / XL25/ STER | Trauma | EA
04015565S | 10886982089083 | 5.0MM TI DUAL CORE LCKNG SCREW T25 STRDRV 75MM/IM NAILS-STER | Trauma | EA
03211455 | 10886982076472 | REDUCTION JOYSTICK/6.5MM | Trauma | EA
224561 | 10886982158468 | 4.5MM NARROW LCP® PLATE 6 HOLES/116MM | Trauma | EA
04535068S | 10886982328243 | 3.5MM VOLT(TM) RECON PLATE 18H/214MM/STERILE | Trauma | EA
417115 | 10886982214355 | 6.5MM TI CANCELLOUS BONE SCREW 32MM THREAD/115MM | Trauma | EA
40153896 | 10886982204486 | 2.4MM TI CORTEX SCREW SELF-TAPPING 38MM | Trauma | EA
418110 | 10886982214713 | 6.5MM TI CANCELLOUS BONE SCREW FULLY THREADED/110MM | Trauma | EA
03424300 | 10886982336033 | SCREWDRIVER SHAFT T8 AO QC/ 55MM | Trauma | EA
206424 | 10886982147523 | 4.0MM CORTEX SCREW SELF-TAPPING 24MM | Trauma | EA
04420117 | 10886982317063 | 2.0MM VOLT(TM) CORTEX SCREW 17MM T6 | Trauma | EA
02424375 | 10886982339430 | 2.4MM VOLT(TM) LOCKING SCREW 75MM T8 | Trauma | EA
02424140TS | 10886982315977 | 2.4MM VOLT(TM) CORTEX SCREW 40MM T8 STERILE | Trauma | EA
04025590S | 10886982090911 | 5.0MM TI ANGULAR STABLE LCKNG SCR T25 100MM F/IM NAILS-STER | Trauma | EA
04233221S | 10886982290380 | RFNA / 12MM / 200MM PERIPROSTHETIC BEND / STERILE | Trauma | EA
409930 | 10886982210296 | 7.3MM TI CANNULATED SCREW 32MM THREAD/130MM | Trauma | EA
02001302 | 10886982027559 | 4.5MM LCP® CURVED CONDYLAR PLATE 12 HOLES/278MM-LEFT | Trauma | EA
400816 | 10886982203786 | 1.5MM TI CORTEX SCREW SELF-TAPPING 16MM | Trauma | EA
02221003S | 10886982055569 | T25/3.5MM HEX CERCLAGE BUTTON- STERILE | Trauma | EA
04424118 | 10886982318282 | 2.4MM VOLT(TM) CORTEX SCREW 18MM T8 | Trauma | EA
02205055 | 10886982049735 | 5.0MM CANNULATED LOCKING SCREW 55MM | Trauma | EA
04226227S | 10886982122674 | 2.4MM TI HDLSS COMPRESSION SCR 27MM/SHORT THREAD-STERILE | Trauma | EA
02211231 | 10886982054128 | 2.4/2.7MM VA-LCP FIRST MTP FUSION PL/SM/0 DEG/LEFT | Trauma | EA
04112122 | 10886982103383 | 2.7MM/3.5MM TI LCP POSTLAT DSTL FIBULA PL 11H/RIGHT/181MM | Trauma | EA
280265 | 10886982175052 | DHS®/DCS® ONE-STEP LAG SCREW 12.7MM THREAD/65MM | Trauma | EA
02124200 | 10886982042453 | 3.5MM LCP PROXIMAL TIBIA PLATE LOW BEND 4 HOLES/76MM/RIGHT | Trauma | EA
04211011 | 10886982118967 | 2.7MM TI VA LCKNG SCR SLF-TPNG WITH T8 STARDRIVE RECESS 11MM | Trauma | EA
04233939S | 10886982288875 | RFNA / 9MM / 380MM PERIPROSTHETIC BEND / STERILE | Trauma | EA
02127190TS | 10886982306654 | 3.5MM VARIABLE ANGLE LOCKING SCREW/SLF-TPNG/STRDRV/90MM | Trauma | EA
402968 | 10886982206909 | 2.7MM TI CORTEX SCREW SLF-TPNG WITH T8 STARDRIVE RECESS 55MM | Trauma | EA
04005568 | 10886982086365 | 5.0MM TI LOCKING SCREW W/T25 STARDRIVE 78MM FOR IM NAILS | Trauma | EA
04045074S | 10886982294593 | LOCKING SCREW FOR IM NAIL Ø 5MM/ 74MM/ XL25/ STERILE | Trauma | EA
241031 | 10886982165572 | 3.5MM LCP T-PLATE 3H HEAD/ 3H SHAFT/52MM-OBLIQUE RIGHT | Trauma | EA
02424150TS | 10886982316073 | 2.4MM VOLT(TM) CORTEX SCREW 50MM T8 STERILE | Trauma | EA
04424126 | 10886982318381 | 2.4MM VOLT(TM) CORTEX SCREW 26MM T8 | Trauma | EA
02226690S | 10886982060037 | 4.5MM HEADLESS COMPRESSION SCR/SHORT THRD/90MM-STERILE | Trauma | EA
412209 | 10886982210937 | 5.0MM TI LOCKING SCR SLF-TPNG WITH T25 STARDRIVE RECESS 30MM | Trauma | EA
04031035 | 10886982094209 | 5.0MM TI RECON SCREW W/T25 STARDRIVE 125MM | Trauma | EA
401810 | 10886982204882 | 2.0MM TI CORTEX SCREW SELF-TAPPING 10MM | Trauma | EA
04005564 | 10886982086327 | 5.0MM TI LOCKING SCREW W/T25 STARDRIVE 74MM FOR IM NAILS | Trauma | EA
449687 | 10886982224262 | 2.7MM TI LCP(TM) L-PLATE OBLIQUE LT 2H HEAD/3H SHAFT | Trauma | EA
04221512S | 10886982121066 | 5.0MM TI PERIPROSTHETIC LCKNG SCR SLF-TPNG STRDRV 12MM-STER | Trauma | EA
217125 | 10886982155702 | 6.5MM CANCELLOUS BONE SCREW 32MM THREAD/125MM | Trauma | EA
04115250 | 10886982104847 | 2.4MM TI VA-LCP DRSL DSTL RAD L-PLATE +90°/3H HD/5H SHAFT | Trauma | EA
407618 | 10886982208323 | 4.0MM TI CANNULATED SCREW SHORT THREAD/18MM | Trauma | EA
04015518S | 10886982088796 | 5.0MM TI DUAL CORE LCKNG SCREW T25 STRDRV 28MM F/IM NAIL-STE | Trauma | EA
04226209S | 10886982122315 | 2.4MM TI HDLSS COMPRESSION SCR 9MM/SHORT THREAD-STERILE | Trauma | EA
04025550S | 10886982090775 | 5.0MM TI ANGULAR STABLE LCKNG SCR T25 60MM F/IM NAILS-STER | Trauma | EA
03110017 | 10886982071880 | GUIDE BLOCK FOR VOLAR COLUMN PLATE/8 HOLE HEAD/LEFT | Trauma | EA
406065 | 10886982207630 | 4.0MM TI CANCELLOUS BONE SCREW FULLY THREADED/65MM | Trauma | EA
241131 | 10886982165923 | 3.5MM LCP T-PLATE 3H HEAD/ 3H SHAFT/50MM-RIGHT ANGLE | Trauma | EA
02207065 | 10886982051820 | 7.3MM CANNULATED LOCKING SCREW 65MM | Trauma | EA
04233033S | 10886982289384 | RFNA / 10MM / 320MM PERIPROSTHETIC BEND / STERILE | Trauma | EA
04228514TS | 10886982263391 | 2.0MM TI QUICK INSERTION SCREW 14MM- STER | Trauma | EA
02420040 | 10886982329479 | 2.0MM VOLT(TM) ADAPTION PLATE 20H/108MM | Trauma | EA
202630 | 10886982144416 | 3.0MM CANNULATED SCREW SHORT THREAD/30MM | Trauma | EA
245030 | 10886982169440 | 3.5MM LOW PROFILE RECONSTRUCTION PLATE 10 HOLES | Trauma | EA
209130 | 10886982150431 | 7.0MM CANNULATED SCREW 32MM THREAD/130MM | Trauma | EA
413332 | 10886982211996 | 5.0MM TI LOCKING HEAD SCREW SELF-TAPPING 32MM | Trauma | EA
04025464S | 10886982090584 | 4.0MM TI ANGULAR STABLE LCKNG SCR T25 74MM F/IM NAILS-STER | Trauma | EA
29468 | 10886982181657 | 6.0MM SCHANZ SCREW SPADE POINT 190MM | Trauma | EA
04535160TS | 10886982346247 | 3.5MM VOLT(TM) CORTEX SCREW 60MM T15 STER | Trauma | EA
202636 | 10886982144447 | 3.0MM CANNULATED SCREW SHORT THREAD/36MM | Trauma | EA
21999 | 10886982156297 | WASHER 13.0MM | Trauma | EA
02227300S | 10886982061348 | 6.5MM HEADLESS COMPRESSION SCR/32MM THRD/100MM-STERILE | Trauma | EA
02527067 | 10886982337276 | 2.7MM VOLT(TM) T-PLATE 5H HEAD/10H/95MM | Trauma | EA
02112518 | 10886982034557 | 3.5MM LCP LOW BEND MEDIAL DSTL TIBIA PLATE/8H/RIGHT/161MM | Trauma | EA
04221518S | 10886982121103 | 5.0MM TI PERIPROSTHETIC LCKNG SCR SLF-TPNG STRDRV 18MM-STER | Trauma | EA
02206036 | 10886982050304 | 3.5MM CRTX SCREW/LOW PROF HD SELF-TAPPING/HEX DRIVE/36MM | Trauma | EA
04226210 | 10886982122322 | 2.4MM TI HEADLESS COMPRESSION SCREW-SHORT THREAD 10MM | Trauma | EA
412421 | 10886982211439 | 3.5MM TI CONICAL SCREW SLF-TPNG PARTIALLY THRDD 50MM | Trauma | EA
04114505 | 10886982104588 | 1.5MM TI LCP ADAPTION PLATE 12 HOLE WITH GUIDES | Trauma | EA
02424360TS | 10886982345820 | 2.4MM VOLT(TM) LOCKING SCREW 60MM T8 STERILE | Trauma | EA
04527344TS | 10886982323736 | 2.7MM VOLT(TM) LOCKING SCREW 44MM T8 STERILE | Trauma | EA
02206256S | 10886982051394 | 3.5MM CRTX SCREW/LOW PROF HD SELF-TAPPING/STRDRV/56MM-STER | Trauma | EA
356301 | 10886982195319 | 50 DEG TAMP | Trauma | EA
441455 | 10886982222060 | 3.5MM TI LCP(TM) ANTEROLATERAL DISTAL TIBIA PL 19 HOLES/LEFT | Trauma | EA
494786SHA | 10886982236753 | 5.0MM TI SELF-DRILLING SCHANZ SCREW 200MM/HA COATING-STERILE | Trauma | EA
02527318 | 10886982333360 | 2.7MM VOLT(TM) LOCKING SCREW 18MM T8 | Trauma | EA
407060 | 10886982208194 | 4.0MM TI CANCELLOUS BONE SCREW PARTIALLY THREADED/60MM | Trauma | EA
02527050S | 10886982330581 | 2.7MM VOLT(TM) HOOK PLATE 6H/61MM/STERILE | Trauma | EA
208449 | 10886982149541 | 6.5MM CANNULATED SCREW 32MM THREAD 135MM | Trauma | EA
02100203 | 10886982028549 | 3.5MM WIDE ANGLE LOW PROFILE RECON PLATE 3 HOLES | Trauma | EA
02527130TS | 10886982332103 | 2.7MM VOLT(TM) CORTEX SCREW 30MM T8 STERILE | Trauma | EA
04019056S | 10886982089991 | 4.5MM TI MULTILOC SCREW LENGTH 56MM-STERILE | Trauma | EA
04535820TS | 10886982321138 | 4.0MM VOLT(TM) CANC SCR 20MM FULL THRD T15 STERILE | Trauma | EA
02117901 | 10886982037480 | 2.7MM/3.5MM VA-LCP LAT DISTAL HUMERUS PL 1H/LT/69MM-SHORT | Trauma | EA
04424175S | 10886982319531 | 2.4MM VOLT(TM) CORTEX SCREW 75MM T8 STERILE | Trauma | EA
02231016 | 10886982061874 | 5.0MM PERIPROSTHETIC VA LCKNG SCREW/SLF-TPNG/STRDRV/16MM | Trauma | EA
02424128 | 10886982315847 | 2.4MM VOLT(TM) CORTEX SCREW 28MM T8 | Trauma | EA
04535630TS | 10886982320841 | 4.0MM VOLT(TM) CANC SCR 30MM PART THRD T15 STERILE | Trauma | EA
04045376 | 10886982293749 | LOW PROF LCKNG SCREW F/IM NAIL Ø 5.0MM / L 76MM / XL25 | Trauma | EA
42231290 | 10886982259554 | 5.0MM VAL SCREW/OPTILINK(TM) SLF-TPNG/STRDRV/90MM | Trauma | EA
04535322 | 10886982326454 | 3.5MM VOLT(TM) LOCKING SCREW 22MM T15 | Trauma | EA
39264 | 10886982198723 | 8.0MM THREADED ROD 250MM | Trauma | EA
02117104 | 10886982035905 | 2.7MM/3.5MM VA-LCP POSTLAT DHP-LAT SUPT 4H/LT/88MM-MED | Trauma | EA
04527006S | 10886982335036 | 2.7MM VOLT(TM) STRAIGHT PLATE 6H/64MM/STERILE | Trauma | EA
02226785 | 10886982060501 | 4.5MM HEADLESS COMPRESSION SCREW/LONG THREAD/85MM | Trauma | EA
440036 | 10886982220028 | 4.5MM TI LCP® PROXIMAL TIBIA PLATE 4 HOLES/82MM-RIGHT | Trauma | EA
209715 | 10886982150905 | 7.3MM CANNULATED SCREW FULLY THREADED/115MM | Trauma | EA
412112S | 10886982210494 | 3.5MM TI LOCKING SCR SLF-TPNG W/STARDRIVE RECESS/32MM-STER | Trauma | EA
04005538S | 10886982086075 | 5.0MM TI LOCKING SCREW W/T25 STARDRIVE 48MM F/IM NAIL-STER | Trauma | EA
04118542 | 10886982109064 | 2.7MM TI METAPHYSEAL SCR/SLF- TPNG W/T8 STRDRV RECESS/42MM | Trauma | EA
294776SHA | 10886982181978 | 4.0MM SELF-DRILLING SCHANZ SCREW 100MM/HA COATING-STERILE | Trauma | EA
04424053S | 10886982334596 | 2.4MM VOLT(TM) T-PLATE 3H HEAD/6H/53MM/STERILE | Trauma | EA
04527154 | 10886982323088 | 2.7MM VOLT(TM) CORTEX SCREW 54MM T8 | Trauma | EA
02424180S | 10886982314284 | 2.4MM VOLT(TM) CORTEX SCREW 80MM T8 STERILE | Trauma | EA
04005570S | 10886982086396 | 5.0MM TI LOCKING SCREW W/T25 STARDRIVE 80MM F/IM NAIL-STER | Trauma | EA
02420066S | 10886982337184 | 2.0MM VOLT(TM) T-PLATE 3H HEAD/10H/73MM/STERILE | Trauma | EA
04527111 | 10886982325037 | 2.7MM VOLT(TM) CORTEX SCREW 11MM T8 | Trauma | EA
02206075S | 10886982050731 | 3.5MM CRTX SCREW/LOW PROF HD SELF-TAPPING/HEXDRV/75MM-STER | Trauma | EA
02226322S | 10886982059239 | 2.4MM HEADLESS COMPRESSION SCR 22MM/LONG THREAD-STERILE | Trauma | EA
04527003S | 10886982334978 | 2.7MM VOLT(TM) COMPACT STRT PL 7H/55MM/STERILE | Trauma | EA
206022 | 10886982147264 | 4.0MM CANCELLOUS BONE SCREW FULLY THREADED/22MM | Trauma | EA
242816 | 10886982168948 | 4.5MM LCP® PROXIMAL FEMUR PLATE 16 HOLES/391MM-RIGHT | Trauma | EA
04211215 | 10886982119414 | 2.4/2.7MM TI VA-LCKNG OPENING WEDGE PLATE/7MM SPACER | Trauma | EA
02206062S | 10886982050618 | 3.5MM CRTX SCREW/LOW PROF HD SELF-TAPPING/HEXDRV/62MM-STER | Trauma | EA
02538507 | 10886982344571 | 3.5 VOLT(TM) PROX HUM PLATE LONG/7H/178MM | Trauma | EA
02207515 | 10886982052223 | 7.3MM CANNULATED CONICAL SCREW PARTIALLY THREADED/115MM | Trauma | EA
209895 | 10886982151247 | 7.3MM CANNULATED SCREW 32MM THREAD/95MM | Trauma | EA
200530 | 10886982141309 | 1.0MM CORTEX SCREW SELF-TAPPING 10MM | Trauma | EA
02535860 | 10886982320544 | 4.0MM VOLT(TM) CANC SCR 60MM FULL THRD T15 | Trauma | EA
31103597S | 10886982187260 | TAP F/1.5MM RESORBABLE CORTEX SCREW/SLF-DRLG 5MM-STERILE | Trauma | EA
04535116TS | 10886982325808 | 3.5MM VOLT(TM) CORTEX SCREW 16MM T15 STERILE | Trauma | EA
245906 | 10886982170347 | 3.5MM LOW PROFILE CURVED RECON PLATE 88MM RADIUS 6 HOLES | Trauma | EA
04420306 | 10886982317445 | 2.0MM VOLT(TM) LOCKING SCREW 6MM T6 | Trauma | EA
208418 | 10886982149251 | 6.5MM CANNULATED SCREW 16MM THREAD 115MM | Trauma | EA
04015552S | 10886982089007 | 5.0MM TI DUAL CORE LCKNG SCREW T25 STRDRV 62MM F/IM NAIL-STE | Trauma | EA
22660 | 10886982159106 | 4.5MM BROAD LC-DCP® PLATE 10 HOLES/178MM | Trauma | EA
04420108 | 10886982316882 | 2.0MM VOLT(TM) CORTEX SCREW 8MM T6 | Trauma | EA
02200115 | 10886982048127 | 3.5MM STARDRIVE CORTEX SCREW SELF-TAPPING 115MM | Trauma | EA
200824 | 10886982141590 | 1.5MM CORTEX SCREW SELF-TAPPING 24MM | Trauma | EA
04005408S | 10886982085214 | 4.0MM TI LOCKING SCREW W/T25 STARDRIVE 18MM F/IM NAILS-STER | Trauma | EA
02211044 | 10886982053732 | 2.7MM VA LCKNG SCREW SLF-TPNG WITH T8 STARDRIVE RECESS 44MM | Trauma | EA
04112152 | 10886982103864 | 2.7MM/3.5MM TI LCP LAT DISTAL FIBULA PLATE 11H/RIGHT/177MM | Trauma | EA
02420004S | 10886982329301 | 2.0MM VOLT(TM) COMP STRGHT PL 8H/43MM/STERILE | Trauma | EA
229401 | 10886982159588 | 4.5MM LCP(TM) STRAIGHT RECON PLATE 10 HOLES/189MM | Trauma | EA
02112107 | 10886982033352 | 2.7MM/3.5MM LCP POSTLAT DISTAL FIBULA PLATE 3H/LEFT/77MM | Trauma | EA
02150435 | 10886982303639 | 4.0MM SELF-DRILLING SCHANZ SCREW 35MM THRD/150MM | Trauma | EA
423411 | 10886982216007 | 3.5MM TI LCP® METAPHYSEAL PLATE 11 HOLES | Trauma | EA
402740 | 10886982206466 | 3.0MM TI CANNULATED SCREW LONG THREAD/40MM | Trauma | EA
245039 | 10886982169525 | 3.5MM LOW PROFILE RECONSTRUCTION PLATE 20 HOLES | Trauma | EA
02535365 | 10886982325631 | 3.5MM VOLT(TM) LOCKING SCREW 65MM T15 | Trauma | EA
04015530S | 10886982088871 | 5.0MM TI DUAL CORE LCKNG SCREW T25 STRDRV 40MM/IM NAILS-STER | Trauma | EA
04112810 | 10886982279163 | 2.7MM TI VA LCP HOOK PLATE LONG/ 9MM/ LEFT | Trauma | EA
236112 | 10886982160430 | 100 DEG TODDLER OSTEOTOMY PLATE 32MM/8MM | Trauma | EA
02200100 | 10886982048097 | 3.5MM STARDRIVE CORTEX SCREW SELF-TAPPING 100MM | Trauma | EA
04211259 | 10886982120052 | 2.4/2.7MM TI VA-LCP L-FUSION PL/STANDARD/LEFT | Trauma | EA
SD03111601 | 10886982288158 | FIXED ANGLED GUIDE BLOCKS 6 HOLE LEFT | Trauma | EA
02424008 | 10886982329790 | 2.4MM VOLT(TM) STRAIGHT PLATE 8H/78MM | Trauma | EA
04130220 | 10886982112835 | 1.5MM TI VA-LCKNG SCR SLF-TPNG WITH T4 STARDRIVE RECESS 20MM | Trauma | EA
02210954 | 10886982053305 | 2.4MM CORTEX SCREW SLF-TPNG WITH T8 STARDRIVE RECESS 54MM | Trauma | EA
441131 | 10886982221223 | 3.5MM TI LCP® T-PLATE 3H HEAD/ 3H SHAFT/50MM-RIGHT ANGLE | Trauma | EA
458934 | 10886982230799 | 5.0MM TI LOCKING SCREW 34MM- FOR IM NAILS | Trauma | EA
200692 | 10886982141415 | 1.3MM CORTEX SCREW SELF-TAPPING 12MM | Trauma | EA
42231244 | 10886982259448 | 5.0MM VAL SCREW/OPTILINK(TM) SLF-TPNG/STRDRV/44MM | Trauma | EA
02112010 | 10886982032638 | 3.5MM LCP SUP ANT CLAVICLE PL W/LAT EXTN 4H/RT/81MM | Trauma | EA
04019040S | 10886982089830 | 4.5MM TI MULTILOC SCREW LENGTH 40MM-STERILE | Trauma | EA
458958 | 10886982231031 | 5.0MM TI LOCKING SCREW 58MM- FOR IM NAILS | Trauma | EA
02527375S | 10886982324061 | 2.7MM VOLT(TM) LOCKING SCREW 75MM T8 STERILE | Trauma | EA
441440 | 10886982221919 | 3.5MM TI LCP(TM) ANTEROLATERAL DISTAL TIBIA PL 5 HOLES/RIGHT | Trauma | EA
04233130S | 10886982290632 | RFNA / 11MM / 300MM STANDARD BEND / STERILE | Trauma | EA
04170630SHA | 10886982305398 | 6.0MM TI SELF-DRILLING SCHANZ SCREW 30MM THRD/175MM/HA STER | Trauma | EA
447374 | 10886982223975 | 2.7MM TI LCP(TM) PLATE 10 HOLES/94MM | Trauma | EA
418060 | 10886982214614 | 6.5MM TI CANCELLOUS BONE SCREW FULLY THREADED/60MM | Trauma | EA
204675 | 10886982146076 | 3.5MM PELVIC CORTEX SCREW SELF-TAPPING 75MM | Trauma | EA
04124409 | 10886982110909 | 4.5MM TI VA-LCP CRVD CONDYLAR PLATE/8 HOLE/195MM/LEFT | Trauma | EA
209625 | 10886982150721 | 7.3MM CANNULATED SCREW FULLY THREADED/25MM | Trauma | EA
04210120TS | 10886982262622 | 2.4MM TI VA LOCKING SCREW STARDRIVE 20MM STERILE | Trauma | EA
02204042 | 10886982049452 | 4.0MM LOCKING SCREW SLF-TPNG WITH T25 STARDRIVE RECESS 42MM | Trauma | EA
02527312 | 10886982333322 | 2.7MM VOLT(TM) LOCKING SCREW 12MM T8 | Trauma | EA
02527007S | 10886982335432 | 2.7MM VOLT(TM) STRAIGHT PLATE 7H/74MM/STERILE | Trauma | EA
04032002S | 10886982094780 | 135° SET SCREW FOR TI TROCH FIXATION NAIL - STERILE | Trauma | EA
239987 | 10886982163899 | 4.5MM LCP® MEDIAL PROXIMAL TIBIA PLATE 6H/LEFT 142MM | Trauma | EA
04130252 | 10886982112903 | 1.5MM TI VAL T-PLATE 3 HOLES HD-7 HOLES SHAFT | Trauma | EA
02118524 | 10886982039309 | 2.7MM METAPHYSEAL SCR SLF-TPNG W/T8 STRDRV RECESS/24MM | Trauma | EA
445081 | 10886982223401 | 3.5MM TI LCP® RECONSTRUCTION PLATE 8 HOLES/112MM | Trauma | EA
02112621 | 10886982279439 | 2.7MM VA LCP CLAVICLE PLATE SHAFT/ CS1/ RIGHT | Trauma | EA
SD357026 | 10886982005861 | INSERTION HANDLE ROTATING TIBIA AIMING ARM | Trauma | EA
401882 | 10886982205285 | 2.0MM TI LOCKING SCR SLF-TPNG WITH STARDRIVE RECESS 12MM | Trauma | EA
414945 | 10886982214010 | 4.5MM TI CORTEX SCREW SELF-TAPPING 145MM | Trauma | EA
202882 | 10886982145109 | 2.7MM CORTEX SCREW SLF-TPNG WITH T8 STARDRIVE RECESS 22MM | Trauma | EA
04045228TS | 10886982300911 | LOCKING SCREW FOR IM NAIL Ø 4MM/ 28MM/ XL25/ STERILE | Trauma | EA
02108332 | 10886982029898 | PEDIATRIC LCP HIP PLATE 3.5MM/130°/7 HOLES | Trauma | EA
212325 | 10886982152572 | 3.5MM CONICAL SCREW SLF-TPNG FULLY THREADED 65MM | Trauma | EA
312946 | 10886982188144 | GUIDE BLOCK FOR LCP(TM) DISTAL FEMUR PLATES-RIGHT | Trauma | EA
02214111 | 10886982055453 | 1.5MM CORTEX SCREW SLF-TPNG WITH T4 STARDRIVE RECESS 11MM | Trauma | EA
426661 | 10886982217356 | 4.5MM TI BROAD LCP® PLATE 16 HOLES/296MM | Trauma | EA
02127156TS | 10886982307200 | 3.5MM VARIABLE ANGLE LOCKING SCREW/SLF-TPNG/STRDRV/56MM | Trauma | EA
414540 | 10886982213174 | 4.5MM TI CANNULATED SCREW PARTIALLY THREADED/40MM | Trauma | EA
202612 | 10886982144232 | 3.0MM CANNULATED SCREW SHORT THREAD/12MM | Trauma | EA
04045522S | 10886982295477 | LOW PROF LCKNG SCREW F/IM NAIL Ø 4.0MM / L 22MM / XL25/ STER | Trauma | EA
249691 | 10886982171375 | 2.4/2.7MM LOCKING HIND/MIDFOOT PLATE 8 HOLES/45MM | Trauma | EA
401824 | 10886982205063 | 2.0MM TI CORTEX SCREW SELF-TAPPING 24MM | Trauma | EA
02118560 | 10886982039668 | 2.7MM METAPHYSEAL SCR SLF-TPNG W/T8 STRDRV RECESS/60MM | Trauma | EA
60529210 | 10886982361257 | REPLACEMENT BRKTS F/60.529.005 | Trauma | EA
280455S | 10886982175502 | DHS®/DCS® LAG SCREW 14.0MM THREAD/55MM-STERILE | Trauma | EA
02205260 | 10886982049964 | 5.0MM CANNULATED CONICAL SCREW 60MM | Trauma | EA
04005438 | 10886982085504 | 4.0MM TI LOCKING SCREW W/T25 STARDRIVE 48MM FOR IM NAILS | Trauma | EA
212814 | 10886982152848 | 2.4MM LOCKING SCREW SLF-TPNG WITH STARDRIVE RECESS 14MM | Trauma | EA
04152435 | 10886982304193 | 4.0MM TI BLUNTED POINT SCHANZ SCREW 35MM THRD/150MM | Trauma | EA
04527354 | 10886982323828 | 2.7MM VOLT(TM) LOCKING SCREW 54MM T8 | Trauma | EA
216150 | 10886982155412 | 6.5MM CANCELLOUS BONE SCREW 16MM THREAD/150MM | Trauma | EA
401890 | 10886982205339 | 2.0MM TI LOCKING SCR SLF-TPNG WITH STARDRIVE RECESS 20MM | Trauma | EA
209095 | 10886982150363 | 7.0MM CANNULATED SCREW 32MM THREAD/95MM | Trauma | EA
04424370S | 10886982319609 | 2.4MM VOLT(TM) LOCKING SCREW 70MM T8 STERILE | Trauma | EA
04005544 | 10886982086129 | 5.0MM TI LOCKING SCREW W/T25 STARDRIVE 54MM FOR IM NAILS | Trauma | EA
04226680S | 10886982123718 | 4.5MM TI HEADLESS COMPRESSION SCR/SHORT THRD/80MM-STERILE | Trauma | EA
02127134 | 10886982043214 | 3.5MM VARIABLE ANGLE LOCKING SCREW/SLF-TPNG/STRDRV/34MM | Trauma | EA
02527315TS | 10886982333018 | 2.7MM VOLT(TM) LOCKING SCREW 15MM T8 STERILE | Trauma | EA
SD03111571 | 10886982341372 | GUIDE BLOCK FOR TWO-COLUMN 7 HOLE/LEFT | Trauma | EA
04130257 | 10886982113009 | 1.5MM TI VAL PHALANGEAL HEAD PLATE-LEFT | Trauma | EA
04211266 | 10886982120175 | 2.4/2.7MM TI VA-LCP TMT FUSION PLATE | Trauma | EA
04117204 | 10886982105707 | 2.7MM/3.5MM TI VA-LCP POSTLAT DSTL HUM PL 4H/RT/88MM-MED | Trauma | EA
02231280 | 10886982062239 | 5.0MM VARIABLE ANGLE LOCKNG SCREW/SLF-TPNG/STRDRV/80MM | Trauma | EA
02221518S | 10886982055873 | 5.0MM PERIPROSTHETIC LCKNG SCR SLF-TPNG STRDRV 18MM-STERILE | Trauma | EA
02150445 | 10886982303646 | 4.0MM SELF-DRILLING SCHANZ SCREW 45MM THRD/150MM | Trauma | EA
02221512S | 10886982055835 | 5.0MM PERIPROSTHETIC LCKNG SCR SLF-TPNG STRDRV 12MM-STERILE | Trauma | EA
02207035 | 10886982051769 | 7.3MM CANNULATED LOCKING SCREW 35MM | Trauma | EA
02205240 | 10886982049926 | 5.0MM CANNULATED CONICAL SCREW 40MM | Trauma | EA
04535838TS | 10886982321312 | 4.0MM VOLT(TM) CANC SCR 38MM FULL THRD T15 STERILE | Trauma | EA
03311812 | 10886982079138 | CARBON FIBER HALF RING 120MM DIAMETER | Trauma | EA
214748 | 10886982154453 | 4.5MM CANNULATED SCREW FULLY THREADED/48MM | Trauma | EA
02118552 | 10886982039583 | 2.7MM METAPHYSEAL SCR SLF-TPNG W/T8 STRDRV RECESS/52MM | Trauma | EA
02227330S | 10886982061461 | 6.5MM HEADLESS COMPRESSION SCR/32MM THRD/130MM-STERILE | Trauma | EA
04226675S | 10886982123695 | 4.5MM TI HEADLESS COMPRESSION SCR/SHORT THRD/75MM-STERILE | Trauma | EA
02112028 | 10886982032836 | 3.5MM LCP SUP ANT CLAVICLE PLATE 7H/RT/110MM | Trauma | EA
03311071 | 10886982078209 | WIRE POST-TALL | Trauma | EA
04111740 | 10886982102164 | 2.4MM TI VA-LCP 2-CLMN VLR DST RADIUS PL 7H HD/4H SHAFT/RT | Trauma | EA
207623 | 10886982148148 | 4.0MM CANNULATED SCREW SHORT THREAD/23MM | Trauma | EA
02221069S | 10886982055712 | EXIT WASHER FOR 2.0MM CABLE STERILE | Trauma | EA
04045348TS | 10886982301420 | LOW PROF LCKNG SCREW F/IM NAIL Ø 5.0MM / L 48MM / XL25/ STER | Trauma | EA
04214024 | 10886982120786 | 1.5MM TI LOCKING SCR SLF-TPNG WITH T4 STARDRIVE RECESS 24MM | Trauma | EA
02226118 | 10886982058225 | 3.0MM HEADLESS COMPRESSION SCREW-LONG THREAD 18MM | Trauma | EA
408450 | 10886982209306 | 6.5MM TI CANNULATED SCREW 32MM THREAD 140MM | Trauma | EA
02252645SHA | 10886982348203 | 6.0MM BLUNTED POINT SCHANZ SCREW 45MM THRD/250MM/HA STER | Trauma | EA
02527312TS | 10886982333339 | 2.7MM VOLT(TM) LOCKING SCREW 12MM T8 STERILE | Trauma | EA
414728 | 10886982213365 | 4.5MM TI CANNULATED SCREW FULLY THREADED/28MM | Trauma | EA
02130005 | 10886982044112 | 1.3MM CORTEX SCREW SLF-TPNG WITH T4 STARDRIVE RECESS 5MM | Trauma | EA
29443 | 10886982181398 | 4.0MM SCHANZ SCREW SPADE POINT 60MM | Trauma | EA
02424320TS | 10886982316455 | 2.4MM VOLT(TM) LOCKING SCREW 20MM T8 STERILE | Trauma | EA
04112027 | 10886982102584 | 3.5MM TI LCP SUP ANT CLAVICLE PLATE 6H/LT/94MM | Trauma | EA
414880 | 10886982213884 | 4.5MM TI CORTEX SCREW SELF-TAPPING 80MM | Trauma | EA
241941 | 10886982167750 | 3.5MM LCP T-PLATE 3H HEAD/ 4H SHAFT/63MM-OBLIQUE LEFT | Trauma | EA
214844 | 10886982154712 | 4.5MM CORTEX SCREW SELF-TAPPING 44MM | Trauma | EA
03535251S | 10886982336606 | 2.5MM VOLT(TM) DRILL BIT AO QC 140MM/45MM CALIB/ STER | Trauma | EA
202255 | 10886982144171 | 2.7MM LOCKING SCREW SLF-TPNG WITH T8 STARDRIVE RECESS 55MM | Trauma | EA
216085 | 10886982155283 | 6.5MM CANCELLOUS BONE SCREW 16MM THREAD/85MM | Trauma | EA
414842 | 10886982213716 | 4.5MM TI CORTEX SCREW SELF-TAPPING 42MM | Trauma | EA
60012303 | 10886982346827 | TRAY F/WIRE IMPL & INSTRUMENTS | Trauma | EA
206418 | 10886982147493 | 4.0MM CORTEX SCREW SELF-TAPPING 18MM | Trauma | EA
04535632 | 10886982321572 | 4.0MM VOLT(TM) CANC SCR 32MM PART THRD T15 | Trauma | EA
04130210 | 10886982112750 | 1.5MM TI VA-LCKNG SCR SLF-TPNG WITH T4 STARDRIVE RECESS 10MM | Trauma | EA
280480S | 10886982175601 | DHS®/DCS® LAG SCREW 14.0MM THREAD/80MM-STERILE | Trauma | EA
402890 | 10886982206794 | 2.7MM TI CORTEX SCREW SLF-TPNG WITH T8 STARDRIVE RECESS 30MM | Trauma | EA
424757 | 10886982217042 | 4.5MM/3.5MM TI LCP® METAPHYSEAL PLATE 12 HOLES | Trauma | EA
407642 | 10886982208446 | 4.0MM TI CANNULATED SCREW SHORT THREAD/42MM | Trauma | EA
04420032S | 10886982331007 | 2.0MM VOLT(TM) ADAPTION PLATE 12H/65MM/STERILE | Trauma | EA
02535185S | 10886982326997 | 3.5MM VOLT(TM) CORTEX SCREW 85MM T15 STERILE | Trauma | EA
02424310 | 10886982316240 | 2.4MM VOLT(TM) LOCKING SCREW 10MM T8 | Trauma | EA
04038090 | 10886982098467 | TFNA SCREW 90MM | Trauma | EA
02226323S | 10886982059253 | 2.4MM HEADLESS COMPRESSION SCR 23MM/LONG THREAD-STERILE | Trauma | EA
04170525SHA | 10886982305527 | 5.0MM TI SELF-DRILLING SCHANZ SCREW 25MM THRD/175MM/HA STER | Trauma | EA
401888 | 10886982205322 | 2.0MM TI LOCKING SCR SLF-TPNG WITH STARDRIVE RECESS 18MM | Trauma | EA
04233430S | 10886982291127 | RFNA / 14MM / 300MM STANDARD BEND / STERILE | Trauma | EA
441301 | 10886982221674 | 3.5MM TI LCP® POSTEROLATERAL DISTAL HUMERUS PLATE 14H-LEFT | Trauma | EA
214732 | 10886982154378 | 4.5MM CANNULATED SCREW FULLY THREADED/32MM | Trauma | EA
02535175S | 10886982326973 | 3.5MM VOLT(TM) CORTEX SCREW 75MM T15 STERILE | Trauma | EA
02424342TS | 10886982316677 | 2.4MM VOLT(TM) LOCKING SCREW 42MM T8 STERILE | Trauma | EA
02214106 | 10886982055408 | 1.5MM CORTEX SCREW SLF-TPNG WITH T4 STARDRIVE RECESS 6MM | Trauma | EA
494785 | 10886982236708 | 5.0MM TI SELF-DRILLING SCHANZ SCREW 60MM THRD/175MM | Trauma | EA
02130011 | 10886982044174 | 1.3MM CORTEX SCREW SLF-TPNG WITH T4 STARDRIVE RECESS 11MM | Trauma | EA
449926 | 10886982224460 | 2.4MM TI LC-DCP® PLATE 6 HOLES/47MM | Trauma | EA
214736 | 10886982154392 | 4.5MM CANNULATED SCREW FULLY THREADED/36MM | Trauma | EA
02240228 | 10886982063816 | 3.7MM CANNULATED CONICAL SCREW 15MM THREAD/28MM | Trauma | EA
02227090S | 10886982060860 | 6.5MM HEADLESS COMPRESSION SCR/16MM THRD/90MM-STERILE | Trauma | EA
02127140 | 10886982043245 | 3.5MM VARIABLE ANGLE LOCKING SCREW/SLF-TPNG/STRDRV/40MM | Trauma | EA
04535320 | 10886982326430 | 3.5MM VOLT(TM) LOCKING SCREW 20MM T15 | Trauma | EA
426642 | 10886982217301 | 4.5MM TI CURVED BROAD LCP® PLATE 14 HOLES/265MM | Trauma | EA
04019048S | 10886982089915 | 4.5MM TI MULTILOC SCREW LENGTH 48MM-STERILE | Trauma | EA
02535812 | 10886982320186 | 4.0MM VOLT(TM) CANC SCR 12MM FULL THRD T15 | Trauma | EA
02210122 | 10886982052995 | 2.4MM VA LOCKING SCREW STARDRIVE 22MM | Trauma | EA
02211026 | 10886982053640 | 2.7MM VA LCKNG SCREW SLF-TPNG WITH T8 STARDRIVE RECESS 26MM | Trauma | EA
404820 | 10886982207326 | 3.5MM TI CORTEX SCREW SELF-TAPPING 20MM | Trauma | EA
04535005 | 10886982328847 | 3.5MM VOLT(TM) STRAIGHT PLATE 5H/72MM | Trauma | EA
02527059S | 10886982338303 | 2.7MM VOLT(TM) TINE PLATE 10H/98MM/STERILE | Trauma | EA
02226234 | 10886982059048 | 2.4MM HEADLESS COMPRESSION SCREW-SHORT THREAD 34MM | Trauma | EA
04527027S | 10886982337092 | 2.7MM VOLT(TM) ADPTN COMBI PL 6H/54MM/STERILE | Trauma | EA
40137297 | 10886982204189 | 2.0MM TI CORTEX SCRW SLF-TPNG WITH STARDRIVE RECESS 22MM | Trauma | EA
409920 | 10886982210272 | 7.3MM TI CANNULATED SCREW 32MM THREAD/120MM | Trauma | EA
02227040 | 10886982060655 | 6.5MM HEADLESS COMPRESSION SCREW/16MM THREAD/40MM | Trauma | EA
236512 | 10886982160850 | 3.5MM LCP OLECRANON PLATE 12 HOLES/RIGHT/216MM | Trauma | EA
400531 | 10886982203465 | 1.0MM TI CORTEX SCREW SELF-TAPPING 11MM | Trauma | EA
414722 | 10886982213334 | 4.5MM TI CANNULATED SCREW FULLY THREADED/22MM | Trauma | EA
04527120 | 10886982325129 | 2.7MM VOLT(TM) CORTEX SCREW 20MM T8 | Trauma | EA
39113 | 10886982198174 | 70MM WIRE PASSER 235MM | Trauma | EA
03133107 | 10886982269669 | 2.8MM DRILL BIT QC 170MM 80MM CALIBRATION | Trauma | EA
04210124 | 10886982118608 | 2.4MM TI VA LOCKING SCREW STARDRIVE 24MM | Trauma | EA
212226 | 10886982152336 | 5.0MM LOCKING SCREW SLF-TPNG WITH T25 STARDRIVE RECESS 85MM | Trauma | EA
02527010 | 10886982330451 | 2.7MM VOLT(TM) STRAIGHT PLATE 10H/104MM | Trauma | EA
207016 | 10886982147820 | 4.0MM CANCELLOUS BONE SCREW PARTIALLY THREADED/16MM | Trauma | EA
02207075 | 10886982051844 | 7.3MM CANNULATED LOCKING SCREW 75MM | Trauma | EA
249679 | 10886982171245 | 2.4MM LCP(TM) CONDYLAR PLATE 7 HOLES SHAFT | Trauma | EA
406060 | 10886982207623 | 4.0MM TI CANCELLOUS BONE SCREW FULLY THREADED/60MM | Trauma | EA
214526 | 10886982154095 | 4.5MM CANNULATED SCREW PARTIALLY THREADED/26MM | Trauma | EA
242808 | 10886982168863 | 4.5MM LCP® PROXIMAL FEMUR PLATE 8 HOLES/247MM-RIGHT | Trauma | EA
04045354S | 10886982295057 | LOW PROF LCKNG SCREW F/IM NAIL Ø 5.0MM / L 54MM / XL25/ STER | Trauma | EA
202714 | 10886982144478 | 3.0MM CANNULATED SCREW LONG THREAD/14MM | Trauma | EA
04130308 | 10886982113269 | 2.0MM TI VA-LCKNG SCR SLF-TPNG WITH T6 STARDRIVE RECESS 8MM | Trauma | EA
22607 | 10886982158956 | 4.5MM BROAD DCP® PLATE 7 HOLES/119MM | Trauma | EA
02536008 | 10886982328038 | 3.5MM VOLT(TM) METAPHYSEAL PL 8H/104MM | Trauma | EA
240043 | 10886982164575 | 4.5MM LCP PROXIMAL TIBIA PLATE 10 HOLES/190MM-LEFT | Trauma | EA
04005442 | 10886982085542 | 4.0MM TI LOCKING SCREW W/T25 STARDRIVE 52MM FOR IM NAILS | Trauma | EA
02226213 | 10886982058669 | 2.4MM HEADLESS COMPRESSION SCREW-SHORT THREAD 13MM | Trauma | EA
04226642 | 10886982123442 | 4.5MM TI HEADLESS COMPRESSION SCREW/SHORT THREAD/42MM | Trauma | EA
407022 | 10886982208095 | 4.0MM TI CANCELLOUS BONE SCREW PARTIALLY THREADED/22MM | Trauma | EA
04424130 | 10886982318428 | 2.4MM VOLT(TM) CORTEX SCREW 30MM T8 | Trauma | EA
02226665 | 10886982059925 | 4.5MM HEADLESS COMPRESSION SCREW/SHORT THREAD/65MM | Trauma | EA
04045278TS | 10886982301932 | LOCKING SCREW FOR IM NAIL Ø 4MM/ 78MM/ XL25/ STERILE | Trauma | EA
04025566S | 10886982090850 | 5.0MM TI ANGULAR STABLE LCKNG SCR T25 76MM F/IM NAILS-STER | Trauma | EA
207724 | 10886982148421 | 4.0MM CANNULATED SCREW LONG THREAD/24MM | Trauma | EA
275935 | 10886982174802 | 3.5MM SS ELASTIC NAIL 440MM | Trauma | EA
02100112 | 10886982028471 | 3.5MM LOCKING LOW PROFILE RECON PLATE 12 HOLES | Trauma | EA
04015535 | 10886982088895 | 5.0MM TI DUAL CORE LCKNG SCREW T25 STARDRIVE 45MM F/IM NAILS | Trauma | EA
03118060S | 10886982073600 | 2.8MM COMPRESSION WIRE 60MM THREAD/200MM LENGTH-STER | Trauma | EA
04038130S | 10886982098634 | TFNA SCREW 130MM - STERILE | Trauma | EA
04535830 | 10886982321220 | 4.0MM VOLT(TM) CANC SCR 30MM FULL THRD T15 | Trauma | EA
04227245S | 10886982124838 | 6.5MM TI HEADLESS COMPRESSION SCR/32MM THRD/45MM-STERILE | Trauma | EA
207075 | 10886982147981 | 4.0MM CANCELLOUS BONE SCREW PARTIALLY THREADED/75MM | Trauma | EA
44623 | 10886982223593 | 1.5MM TI T-PLATE 3 HOLES HEAD/ 9 HOLES/50MM | Trauma | EA
208410 | 10886982149176 | 6.5MM CANNULATED SCREW 16MM THREAD 75MM | Trauma | EA
02123022 | 10886982042071 | 3.5MM LCP PERIARTICULAR PROX HUMERUS PL 4 HOLE/127MM/RT | Trauma | EA
249687 | 10886982171320 | 2.7MM LCP(TM) L-PLATE OBLIQUE LEFT 2H HEAD/3H SHAFT | Trauma | EA
04112511 | 10886982104083 | 3.5MM TI LCP LOW BEND MEDIAL DSTL TIBIA PL/4H/LEFT/109MM | Trauma | EA
02535870S | 10886982321756 | 4.0MM VOLT(TM) CANC SCR 70MM FULL THRD T15 STERILE | Trauma | EA
408487 | 10886982209634 | 6.5MM TI CANNULATED SCREW FULLY THREADED 180MM | Trauma | EA
404850 | 10886982207449 | 3.5MM TI CORTEX SCREW SELF-TAPPING 50MM | Trauma | EA
391108 | 10886982198167 | LARGE CABLE PASSER- 45 DEG ANGLE | Trauma | EA
02527148TS | 10886982332363 | 2.7MM VOLT(TM) CORTEX SCREW 48MM T8 STERILE | Trauma | EA
03111905 | 10886982072634 | SAW GUIDE FOR 2.7MM LCP ULNA OSTEOTOMY PLATE | Trauma | EA
414772 | 10886982213549 | 4.5MM TI CANNULATED SCREW FULLY THREADED/72MM | Trauma | EA
214548 | 10886982154200 | 4.5MM CANNULATED SCREW PARTIALLY THREADED/48MM | Trauma | EA
03311376 | 10886982078742 | TI 5/8 RING/160MM DIAMETER | Trauma | EA
239971 | 10886982163813 | 3.5MM LCP® MEDIAL PROXIMAL TIBIA PLATE 20H/LEFT 301MM | Trauma | EA
441442 | 10886982221933 | 3.5MM TI LCP(TM) ANTEROLATERAL DISTAL TIBIA PL 7 HOLES/RIGHT | Trauma | EA
04211260 | 10886982120076 | 2.4/2.7MM TI VA-LCP L-FUSION PL/LONG/RIGHT | Trauma | EA
04535154TS | 10886982326188 | 3.5MM VOLT(TM) CORTEX SCREW 54MM T15 STERILE | Trauma | EA
04535010 | 10886982328564 | 3.5MM VOLT(TM) STRAIGHT PLATE 10H/137MM | Trauma | EA
04005650S | 10886982086839 | 6.0MM TI LOCKING SCREW W/T25 STARDRIVE 60MM F/IM NAIL-STER | Trauma | EA
281414 | 10886982177261 | 150 DEG DHS® PLATE-STANDARD BARREL 14 HOLES/238MM | Trauma | EA
04424316TS | 10886982318930 | 2.4MM VOLT(TM) LOCKING SCREW 16MM T8 STERILE | Trauma | EA
04045240TS | 10886982300973 | LOCKING SCREW FOR IM NAIL Ø 4MM/ 40MM/ XL25/ STERILE | Trauma | EA
242458 | 10886982168399 | LCP® VOLAR DISTAL RADIUS PLATE EXTRA-ARTICULAR/RIGHT | Trauma | EA
03311964 | 10886982079459 | TI FOOT RING Ø140MM/SHORT | Trauma | EA
04045526 | 10886982293923 | LOW PROF LCKNG SCREW F/IM NAIL Ø 4.0MM / L 26MM / XL25 | Trauma | EA
04226654 | 10886982123565 | 4.5MM TI HEADLESS COMPRESSION SCREW/SHORT THREAD/54MM | Trauma | EA
04211410 | 10886982120397 | 2.7MM TI VA-LOCKING ANTLAT CALCANEAL PL SHORT 40MM RIGHT | Trauma | EA
02130322 | 10886982045263 | 2.0MM VA-LCKNG SCREW SLF-TPNG WITH T6 STARDRIVE RECESS 22MM | Trauma | EA
04045244 | 10886982293305 | LOCKING SCREW FOR IM NAIL Ø 4MM/ 44MM/ XL25 | Trauma | EA
04535814TS | 10886982321077 | 4.0MM VOLT(TM) CANC SCR 14MM FULL THRD T15 STERILE | Trauma | EA
242503 | 10886982168627 | 2.4MM LCP® DISTAL RADIUS L-PLATE/+90 DEG 2H HD/4H SHAFT | Trauma | EA
04045054S | 10886982294494 | LOCKING SCREW FOR IM NAIL Ø 5MM/ 54MM/ XL25/ STERILE | Trauma | EA
402965 | 10886982206879 | 2.7MM TI CORTEX SCREW SLF-TPNG WITH T8 STARDRIVE RECESS 46MM | Trauma | EA
02535064S | 10886982328151 | 3.5MM VOLT(TM) RECON PLATE 14H/166MM/STERILE | Trauma | EA
02118204 | 10886982038340 | 2.7/3.5MM VA-LCP ANTEROLATERAL DISTAL TIBIA PL/6 HOLES/RIGHT | Trauma | EA
02152460S | 10886982307798 | 4.0MM BLUNTED POINT SCHANZ SCREW 60MM THRD/150MM/STERILE | Trauma | EA
29474 | 10886982181718 | 4.5MM SCHANZ SCREW BLUNTED TROCAR POINT 150MM | Trauma | EA
02535134TS | 10886982324511 | 3.5MM VOLT(TM) CORTEX SCREW 34MM T15 STERILE | Trauma | EA
281100 | 10886982176585 | 135 DEG DHS® PLATE-STANDARD BARREL 10 HOLES/174MM | Trauma | EA
03312590 | 10886982260741 | MAXFRAME(TM) 5/8 RING 90MM/ALUMINUM | Trauma | EA
04112622 | 10886982278951 | 2.7MM TI VA LCP CLAVICLE PLATE SHAFT/ CS2/ LEFT | Trauma | EA
02222134 | 10886982055989 | 5.0MM VA LOCKING SCREW SLF-TPNG W/T25 STARDRIVE/34MM | Trauma | EA
04045115S | 10886982294722 | LOCKING SCREW FOR IM NAIL Ø 5MM/ 115MM/ XL25/ STERILE | Trauma | EA
03108005 | 10886982071552 | 2.8MM KIRSCHNER WIRE SPADE POINT 200MM | Trauma | EA
02226695S | 10886982060051 | 4.5MM HEADLESS COMPRESSION SCR/SHORT THRD/95MM-STERILE | Trauma | EA
02112018 | 10886982032713 | 3.5MM LCP SUP ANT CLAVICLE PL W/LAT EXTN 7H/RT/123MM | Trauma | EA
04424322TS | 10886982319036 | 2.4MM VOLT(TM) LOCKING SCREW 22MM T8 STERILE | Trauma | EA
414546 | 10886982213204 | 4.5MM TI CANNULATED SCREW PARTIALLY THREADED/46MM | Trauma | EA
04226326 | 10886982123022 | 2.4MM TI HEADLESS COMPRESSION SCREW-LONG THREAD 26MM | Trauma | EA
03430016 | 10886982336170 | REDUCTION FORCEPS/ WIDE LONG RATCHET/ 131MM | Trauma | EA
04025536S | 10886982090706 | 5.0MM TI ANGULAR STABLE LCKNG SCR T25 46MM F/IM NAILS-STER | Trauma | EA
209880 | 10886982151216 | 7.3MM CANNULATED SCREW 32MM THREAD/80MM | Trauma | EA
04424165TS | 10886982346094 | 2.4MM VOLT(TM) CORTEX SCREW 65MM T8 STERILE | Trauma | EA
423418 | 10886982216045 | 3.5MM TI LCP® METAPHYSEAL PLATE 18 HOLES | Trauma | EA
02535008 | 10886982328953 | 3.5MM VOLT(TM) STRAIGHT PLATE 8H/111MM | Trauma | EA
02206020S | 10886982050151 | 3.5MM CRTX SCREW/LOW PROF HD SELF-TAPPING/HEXDRV/20MM-STER | Trauma | EA
02108340 | 10886982029935 | PEDIATRIC LCP HIP PLATE 5.0MM/130°/3 HOLES | Trauma | EA
02226226S | 10886982058935 | 2.4MM HEADLESS COMPRESSION SCR 26MM/SHORT THREAD-STERILE | Trauma | EA
02120710 | 10886982040305 | 3.5MM LCP POSTEROMEDIAL PROXIMAL TIBIA PLATE 10H/183MM | Trauma | EA
04527126TS | 10886982332943 | 2.7MM VOLT(TM) CORTEX SCREW 26MM T8 STERILE | Trauma | EA
04424310TS | 10886982318817 | 2.4MM VOLT(TM) LOCKING SCREW 10MM T8 STERILE | Trauma | EA
03312650 | 10886982260765 | MAXFRAME(TM) 5/8 RING 150MM/ALUMINUM | Trauma | EA
04045568TS | 10886982301567 | LOW PROF LCKNG SCREW F/IM NAIL Ø 4.0MM / L 68MM / XL25/ STER | Trauma | EA
SD391102 | 10886982314161 | SMALL CABLE PASSER | Trauma | EA
04045226S | 10886982294784 | LOCKING SCREW FOR IM NAIL Ø 4MM/ 26MM/ XL25/ STERILE | Trauma | EA
04226129 | 10886982122162 | 3.0MM TI HEADLESS COMPRESSION SCREW-LONG THREAD 29MM | Trauma | EA
208431 | 10886982149367 | 6.5MM CANNULATED SCREW 32MM THREAD 45MM | Trauma | EA
04150460S | 10886982307897 | 4.0MM TI SELF-DRILLING SCHANZ SCREW 60MM THRD/150MM/STERILE | Trauma | EA
400529 | 10886982203441 | 1.0MM TI CORTEX SCREW SELF-TAPPING 9MM | Trauma | EA
02535840 | 10886982320469 | 4.0MM VOLT(TM) CANC SCR 40MM FULL THRD T15 | Trauma | EA
414110 | 10886982212719 | 4.5MM TI CORTEX SCREW 110MM | Trauma | EA
418025 | 10886982214546 | 6.5MM TI CANCELLOUS BONE SCREW FULLY THREADED 25MM | Trauma | EA
24333 | 10886982169075 | 2.0MM L-PLATE 2 HOLES/20MM-OBLIQUE LEFT | Trauma | EA
04226214S | 10886982122414 | 2.4MM TI HDLSS COMPRESSION SCR 14MM/SHORT THREAD-STERILE | Trauma | EA
204095 | 10886982145710 | 3.5MM CORTEX SCREW 95MM | Trauma | EA
04527334TS | 10886982323637 | 2.7MM VOLT(TM) LOCKING SCREW 34MM T8 STERILE | Trauma | EA
60045041 | 10886982334237 | ADVANCED NAIL BASE TRAY OPENING AND INSERTION INSTR | Trauma | EA
04227320S | 10886982125132 | 6.5MM TI HEADLESS COMPRESSION SCR/32MM THRD/120MM-STERILE | Trauma | EA
02420027 | 10886982336941 | 2.0MM VOLT(TM) ADPTN COMBI PL 6H/47MM | Trauma | EA
02206060 | 10886982050588 | 3.5MM CRTX SCREW/LOW PROF HD SELF-TAPPING/HEX DRIVE/60MM | Trauma | EA
02424158TS | 10886982345776 | 2.4MM VOLT(TM) CORTEX SCREW 58MM T8 STERILE | Trauma | EA
04124412 | 10886982110961 | 4.5MM TI VA-LCP CRVD CONDYLAR PLATE/12 HOLE/266MM/RIGHT | Trauma | EA
02527334TS | 10886982333131 | 2.7MM VOLT(TM) LOCKING SCREW 34MM T8 STERILE | Trauma | EA
40150796 | 10886982204295 | 2.4MM TI CORTEX SCREW SELF-TAPPING 7MM | Trauma | EA
02206016 | 10886982050106 | 3.5MM CRTX SCREW/LOW PROF HD SELF-TAPPING/HEX DRIVE/16MM | Trauma | EA
241443 | 10886982167057 | 3.5MM LCP® ANTEROLATERAL DISTAL TIBIA PL 7 HOLES/LEFT | Trauma | EA
02527057S | 10886982338266 | 2.7MM VOLT(TM) TINE PLATE 6H/61MM/STERILE | Trauma | EA
02221111 | 10886982275707 | 3.5/4.5MM VA PPFX PROX FEMUR PLATE/2HOLES/LEFT | Trauma | EA
212205 | 10886982152121 | 5.0MM LOCKING SCREW SLF-TPNG WITH T25 STARDRIVE RECESS 22MM | Trauma | EA
02227100 | 10886982060891 | 6.5MM HEADLESS COMPRESSION SCREW/16MM THREAD/100MM | Trauma | EA
202723 | 10886982144560 | 3.0MM CANNULATED SCREW LONG THREAD/23MM | Trauma | EA
294785 | 10886982182166 | 5.0MM SELF-DRILLING SCHANZ SCREW 60MM THRD/175MM | Trauma | EA
404218 | 10886982207135 | 3.5MM TI SHAFT SCREW 18MM | Trauma | EA
422259 | 10886982215505 | TI LCP(TM) DISTAL FEMUR PLATE 13 HOLES/316MM-LEFT | Trauma | EA
02112620 | 10886982279408 | 2.7MM VA LCP CLAVICLE PLATE SHAFT/ CS1/ LEFT | Trauma | EA
04424116 | 10886982318244 | 2.4MM VOLT(TM) CORTEX SCREW 16MM T8 | Trauma | EA
04233137S | 10886982290304 | RFNA / 11MM / 360MM PERIPROSTHETIC BEND / STERILE | Trauma | EA
04424066S | 10886982337313 | 2.4MM VOLT(TM) T-PLATE 3H HEAD/10H/87MM/STERILE | Trauma | EA
04226230S | 10886982122735 | 2.4MM TI HDLSS COMPRESSION SCR 30MM/SHORT THREAD-STERILE | Trauma | EA
SD310670 | 10886982004079 | Ø2.7MM DRILL WITH 1.5MM CANNULATION | Trauma | EA
408425 | 10886982209078 | 6.5MM TI CANNULATED SCREW 16MM THREAD 150MM | Trauma | EA
04003028 | 10886982081599 | 6.5MM TI RECON SCREW WITH T25 STARDRIVE 90MM | Trauma | EA
02170525S | 10886982308252 | 5.0MM SELF-DRILLING SCHANZ SCREW 25MM THRD/175MM/STERILE | Trauma | EA
417095 | 10886982214317 | 6.5MM TI CANCELLOUS BONE SCREW 32MM THREAD/95MM | Trauma | EA
04226213S | 10886982122391 | 2.4MM TI HDLSS COMPRESSION SCR 13MM/SHORT THREAD-STERILE | Trauma | EA
207010 | 10886982147790 | 4.0MM CANCELLOUS BONE SCREW PARTIALLY THREADED/10MM | Trauma | EA
249697 | 10886982171399 | 2.7MM LCP(TM) T-PLATE 2 HOLES HEAD/4 HOLES SHAFT | Trauma | EA
29113 | 10886982180186 | 1.5MM CERCLAGE WIRE COILS 10 METERS | Trauma | EA
04527138 | 10886982325228 | 2.7MM VOLT(TM) CORTEX SCREW 38MM T8 | Trauma | EA
239991 | 10886982163974 | 4.5MM LCP® MEDIAL PROXIMAL TIBIA PLATE 10H/LEFT 214MM | Trauma | EA
413346 | 10886982212061 | 5.0MM TI LOCKING HEAD SCREW SELF-TAPPING 46MM | Trauma | EA
408925 | 10886982209832 | 7.3MM TI CANNULATED SCREW 16MM THREAD/125MM | Trauma | EA
02527112 | 10886982322142 | 2.7MM VOLT(TM) CORTEX SCREW 12MM T8 | Trauma | EA
02110009 | 10886982030214 | LCP DIA-META VOLAR DISTAL RADIUS PL 9H SHAFT/RT | Trauma | EA
294782SHA | 10886982182098 | 5.0MM SELF-DRILLING SCHANZ SCREW 100MM/HA COATING-STERILE | Trauma | EA
04527150TS | 10886982323057 | 2.7MM VOLT(TM) CORTEX SCREW 50MM T8 STERILE | Trauma | EA
418016 | 10886982214508 | 6.5MM TI CANCELLOUS BONE SCREW WITH 4.0MM CORE DIA/95MM | Trauma | EA
04226238S | 10886982122810 | 2.4MM TI HDLSS COMPRESSION SCR 38MM/SHORT THREAD-STERILE | Trauma | EA
02424309TS | 10886982316233 | 2.4MM VOLT(TM) LOCKING SCREW 9MM T8 STERILE | Trauma | EA
04019022 | 10886982089649 | 4.5MM TI MULTILOC SCREW LENGTH 22MM | Trauma | EA
04206055 | 10886982117069 | 3.5MM TI CRTX SCR/LOW PROF HD SELF-TAPPING/HEXDRIVE/55MM | Trauma | EA
200809 | 10886982141491 | 1.5MM CORTEX SCREW SELF-TAPPING 9MM | Trauma | EA
04005680S | 10886982086976 | 6.0MM TI LOCKING SCREW W/T25 STARDRIVE 90MM F/IM NAIL-STER | Trauma | EA
214728 | 10886982154354 | 4.5MM CANNULATED SCREW FULLY THREADED/28MM | Trauma | EA
426672 | 10886982217387 | 4.5MM TI CURVED BROAD LCP® PLATE 17 HOLES/318MM | Trauma | EA
02110152 | 10886982030436 | LCP WRIST FUSION STRAIGHT PLATE | Trauma | EA
02221121 | 10886982275738 | 3.5/4.5MM VA PPFX PROX FEMUR PLATE/9HOLES/LEFT | Trauma | EA
04535356 | 10886982326799 | 3.5MM VOLT(TM) LOCKING SCREW 56MM T15 | Trauma | EA
02172640 | 10886982303882 | 6.0MM BLUNTED POINT SCHANZ SCREW 40MM THRD/175MM | Trauma | EA
02211213 | 10886982053961 | 2.4/2.7MM VA-LCKNG OPNG WEDGE PLATE/5MM SPACER | Trauma | EA
04110109 | 10886982100252 | TI LCP DIA-META VOLAR DISTAL RADIUS PL 9H SHAFT/LT | Trauma | EA
02527109 | 10886982322081 | 2.7MM VOLT(TM) CORTEX SCREW 9MM T8 | Trauma | EA
03037030 | 10886982070463 | HELICAL BLADE/SCREW EXTRACTOR | Trauma | EA
04227315S | 10886982125118 | 6.5MM TI HEADLESS COMPRESSION SCR/32MM THRD/115MM-STERILE | Trauma | EA
04005636 | 10886982086686 | 6.0MM TI LOCKING SCREW W/T25 STARDRIVE 46MM FOR IM NAILS | Trauma | EA
449669 | 10886982224132 | 2.4MM TI LCP(TM) Y-PLATE 3 HOLES HEAD/7 HOLES SHAFT | Trauma | EA
02535007 | 10886982328915 | 3.5MM VOLT(TM) STRAIGHT PLATE 7H/98MM | Trauma | EA
04045220TS | 10886982300874 | LOCKING SCREW FOR IM NAIL Ø 4MM/ 20MM/ XL25/ STERILE | Trauma | EA
04130350 | 10886982113429 | 2.0MM TI VAL STRAIGHT PLATE 6 HOLES | Trauma | EA
204900 | 10886982146625 | 3.5MM CORTEX SCREW SELF-TAPPING 100MM | Trauma | EA
04045326S | 10886982294913 | LOW PROF LCKNG SCREW F/IM NAIL Ø 5.0MM / L 26MM / XL25/ STER | Trauma | EA
03311062 | 10886982078186 | SPEED NUT | Trauma | EA
03311318 | 10886982078643 | TI HALF RING/180MM DIAMETER | Trauma | EA
20137997 | 10886982142009 | 2.0MM CORTEX SCREW SLF-TPNG WITH STARDRIVE RECESS 34MM | Trauma | EA
04038120S | 10886982098597 | TFNA SCREW 120MM - STERILE | Trauma | EA
218080 | 10886982155993 | 6.5MM CANCELLOUS BONE SCREW FULLY THREADED/80MM | Trauma | EA
407748 | 10886982208736 | 4.0MM TI CANNULATED SCREW LONG THREAD/48MM | Trauma | EA
204848 | 10886982146434 | 3.5MM CORTEX SCREW SELF-TAPPING 48MM | Trauma | EA
412134 | 10886982210814 | 3.5MM TI LOCKING SCR SLF-TPNG WITH STARDRIVE RECESS 44MM | Trauma | EA
0211130410 | 20886982031645 | 1.25MM KIRSCHNER WIRE WITH TROCAR TIP/80MM | Trauma | EA
04005680 | 10886982086969 | 6.0MM TI LOCKING SCREW W/T25 STARDRIVE 90MM FOR IM NAILS | Trauma | EA
212128 | 10886982152022 | 3.5MM LOCKING SCREW SLF-TPNG WITH STARDRIVE RECESS 80MM | Trauma | EA
282630 | 10886982178831 | 140 DEG LCP® DHHS(TM) SIDEPLATE-STD BARREL 2 HOLES | Trauma | EA
04420318TS | 10886982317698 | 2.0MM VOLT(TM) LOCKING SCREW 18MM T6 STERILE | Trauma | EA
208424 | 10886982149312 | 6.5MM CANNULATED SCREW 16MM THREAD 145MM | Trauma | EA
02127136 | 10886982043221 | 3.5MM VARIABLE ANGLE LOCKING SCREW/SLF-TPNG/STRDRV/36MM | Trauma | EA
02535058S | 10886982328496 | 3.5MM VOLT(TM) RECON PLATE 8H/94MM/STERILE | Trauma | EA
02211212 | 10886982053947 | 2.4/2.7MM VA-LCKNG OPNG WEDGE PLATE/4MM SPACER | Trauma | EA
441262 | 10886982221421 | 3.5MM TI LCP® POSTEROLATERAL DISTAL HUMERUS PLATE 3H-RIGHT | Trauma | EA
442490 | 10886982222879 | 2.4MM TI LCP(TM) DISTAL RADIUS PLATE-STRAIGHT/LONG | Trauma | EA
281870 | 10886982177964 | TROCHANTER STABILIZATION PLATE 148MM | Trauma | EA
04045344TS | 10886982301406 | LOW PROF LCKNG SCREW F/IM NAIL Ø 5.0MM / L 44MM / XL25/ STER | Trauma | EA
406080 | 10886982207661 | 4.0MM TI CANCELLOUS BONE SCREW FULLY THREADED/80MM | Trauma | EA
04420340 | 10886982317926 | 2.0MM VOLT(TM) LOCKING SCREW 40MM T6 | Trauma | EA
441925 | 10886982222558 | 3.5MM TI LCP® PROXIMAL HUMERUS PLATE-LONG 12H SHAFT/268MM | Trauma | EA
04226620 | 10886982123220 | 4.5MM TI HEADLESS COMPRESSION SCREW/SHORT THREAD/20MM | Trauma | EA
242806 | 10886982168849 | 4.5MM LCP® PROXIMAL FEMUR PLATE 6 HOLES/211MM-RIGHT | Trauma | EA
202220 | 10886982144010 | 2.7MM LOCKING SCREW SLF-TPNG WITH T8 STARDRIVE RECESS 20MM | Trauma | EA
02112108 | 10886982033376 | 2.7MM/3.5MM LCP POSTLAT DISTAL FIBULA PLATE 4H/RIGHT/90MM | Trauma | EA
204812 | 10886982146243 | 3.5MM CORTEX SCREW SELF-TAPPING 12MM | Trauma | EA
241341 | 10886982166838 | LCP ONE-THIRD TUBULAR PLATE WITH COLLAR 4 HOLES/45MM | Trauma | EA
03037113 | 10886982344373 | 130 DEG AIMING ARM STATIC+DYNAMIC DISTAL LOCKING | Trauma | EA
02535016 | 10886982328694 | 3.5MM VOLT(TM) STRAIGHT PLATE 16H/L215MM | Trauma | EA
02252570SHA | 10886982304995 | 5.0MM BLUNTED POINT SCHANZ SCREW 70MM THRD/250MM/HA STER | Trauma | EA
02424020 | 10886982329851 | 2.4MM VOLT(TM) STRAIGHT PLATE 18H/168MM | Trauma | EA
02100114 | 10886982028495 | 3.5MM LOCKING LOW PROFILE RECON PLATE 14 HOLES | Trauma | EA
02206244 | 10886982051226 | 3.5MM CRTX SCREW/LOW PROF HD SELF-TAPPING/STAR DRIVE/44MM | Trauma | EA
414568 | 10886982213280 | 4.5MM TI CANNULATED SCREW PARTIALLY THREADED/68MM | Trauma | EA
414814 | 10886982213570 | 4.5MM TI CORTEX SCREW SELF-TAPPING 14MM | Trauma | EA
214885 | 10886982154880 | 4.5MM CORTEX SCREW SELF-TAPPING 85MM | Trauma | EA
04214006 | 10886982120649 | 1.5MM TI LOCKING SCR SLF-TPNG WITH T4 STARDRIVE RECESS 6MM | Trauma | EA
312933 | 10886982188090 | TOMOFIX(TM) GUIDING BLOCK FOR LATERAL DISTAL FEMUR-LEFT | Trauma | EA
60133116 | 10886982277893 | UNIVERSAL SF VA LCP DSTL TIBIA FIBULA TEMPLATE TRAY | Trauma | EA
424521 | 10886982216649 | 4.5MM TI NARROW LCP® PLATE 2 HOLES/44MM | Trauma | EA
04045532 | 10886982293954 | LOW PROF LCKNG SCREW F/IM NAIL Ø 4.0MM / L 32MM / XL25 | Trauma | EA
02535138 | 10886982324542 | 3.5MM VOLT(TM) CORTEX SCREW 38MM T15 | Trauma | EA
39191 | 10886982198419 | MEDIUM WIRE CUTTER 160MM | Trauma | EA
04005575S | 10886982086419 | 5.0MM TI LOCKING SCREW W/T25 STARDRIVE 85MM F/IM NAIL-STER | Trauma | EA
02230109S | 10886982061560 | 1.5MM HEADLESS COMPRESSION SCREW 9MM-STERILE | Trauma | EA
04535818 | 10886982321107 | 4.0MM VOLT(TM) CANC SCR 18MM FULL THRD T15 | Trauma | EA
214760 | 10886982154507 | 4.5MM CANNULATED SCREW FULLY THREADED/60MM | Trauma | EA
208925 | 10886982150080 | 7.3MM CANNULATED SCREW 16MM THREAD/125MM | Trauma | EA
02420068S | 10886982337368 | 2.0MM VOLT(TM) HOOK PLATE 10H/76MM/STERILE | Trauma | EA
04211408 | 10886982120359 | 2.7MM TI VA-LCKNG CALCANEAL PLATE W/TABS LARGE 70MM RIGHT | Trauma | EA
412118S | 10886982210616 | 3.5MM TI LOCKING SCR SLF-TPNG W/STARDRIVE RECESS/42MM-STER | Trauma | EA
04124417 | 10886982111067 | 4.5MM TI VA-LCP CRVD CONDYLAR PLATE/16 HOLE/336MM/LEFT | Trauma | EA
04226322 | 10886982122940 | 2.4MM TI HEADLESS COMPRESSION SCREW-LONG THREAD 22MM | Trauma | EA
29124 | 20886982180206 | 0.6MM PRECUT CERCLAGE WIRE SOFT/175MM | Trauma | EA
214070 | 10886982153678 | 4.5MM CORTEX SCREW 70MM | Trauma | EA
04205280 | 10886982116543 | 5.0MM TI CANNULATED CONICAL SCREW 80MM | Trauma | EA
02214007 | 10886982055248 | 1.5MM LOCKING SCREW SLF-TPNG WITH T4 STARDRIVE RECESS 7MM | Trauma | EA
409925 | 10886982210289 | 7.3MM TI CANNULATED SCREW 32MM THREAD/125MM | Trauma | EA
202966 | 10886982145239 | 2.7MM CORTEX SCREW SLF-TPNG WITH T8 STARDRIVE RECESS/48MM | Trauma | EA
61110501S | 10886982250728 | 1.7MM COCR CABLE WITH TI CRIMP 750MM-STERILE | Trauma | EA
02206054S | 10886982050519 | 3.5MM CRTX SCREW/LOW PROF HD SELF-TAPPING/HEXDRV/54MM-STER | Trauma | EA
402220 | 10886982205797 | 2.7MM TI LOCKING SCR SLF-TPNG WITH T8 STARDRIVE RECESS-20MM | Trauma | EA
280490S | 10886982175649 | DHS®/DCS® LAG SCREW 14.0MM THREAD/90MM-STERILE | Trauma | EA
04130108 | 10886982112392 | 1.3MM TI LCKNG SCREW SLF-TPNG WITH T4 STARDRIVE RECESS 8MM | Trauma | EA
04045082TS | 10886982302267 | LOCKING SCREW FOR IM NAIL Ø 5MM/ 82MM/ XL25/ STERILE | Trauma | EA
422390 | 10886982215840 | TI SCREW HOLE INSERT 5MM | Trauma | EA
205240 | 10886982147141 | 3.5MM CANNULATED SCREW FULLY THREADED/40MM | Trauma | EA
02240054 | 10886982063618 | 3.7MM CANNULATED LOCKING SCREW 54MM | Trauma | EA
SD398033 | 10886982344243 | HOOK - 4MM UPRIGHT REDUCTION CLAMP | Trauma | EA
02206236S | 10886982051158 | 3.5MM CRTX SCREW/LOW PROF HD SELF-TAPPING/STRDRV/36MM-STER | Trauma | EA
04233237S | 10886982290441 | RFNA / 12MM / 360MM PERIPROSTHETIC BEND / STERILE | Trauma | EA
458968S | 10886982231109 | 5.0MM TI LOCKING SCREW 68MM- FOR IM NAILS-STERILE | Trauma | EA
04226336 | 10886982123169 | 2.4MM TI HEADLESS COMPRESSION SCREW-LONG THREAD 36MM | Trauma | EA
02226132 | 10886982058485 | 3.0MM HEADLESS COMPRESSION SCREW-LONG THREAD 32MM | Trauma | EA
391905 | 10886982198396 | CABLE CUTTER-STANDARD | Trauma | EA
04045346S | 10886982295019 | LOW PROF LCKNG SCREW F/IM NAIL Ø 5.0MM / L 46MM / XL25/ STER | Trauma | EA
414530 | 10886982213129 | 4.5MM TI CANNULATED SCREW PARTIALLY THREADED/30MM | Trauma | EA
441447 | 10886982221988 | 3.5MM TI LCP(TM) ANTEROLATERAL DISTAL TIBIA PL 11 HOLES/LEFT | Trauma | EA
42231248TS | 10886982306999 | 5.0MM VAL SCREW/OPTILINK(TM) SLF-TPNG/STRDRV/48MM/STER | Trauma | EA
42231214TS | 10886982306678 | 5.0MM VAL SCREW/OPTILINK(TM) SLF-TPNG/STRDRV/14MM/STER | Trauma | EA
02130315 | 10886982045225 | 2.0MM VA-LCKNG SCREW SLF-TPNG WITH T6 STARDRIVE RECESS 15MM | Trauma | EA
02250570SHA | 10886982304957 | 5.0MM SELF-DRILLING SCHANZ SCREW 70MM THRD/250MM/HA STER | Trauma | EA
280295S | 10886982175182 | DHS®/DCS® ONE-STEP LAG SCREW 12.7MM THREAD/95MM-STERILE | Trauma | EA
494778 | 10886982236555 | 4.0MM TI SELF-DRILLING SCHANZ SCREW 40MM THRD/150MM | Trauma | EA
02420041S | 10886982336996 | 2.0MM VOLT(TM) ADPTN COMBI PL 20H/153MM/STERILE | Trauma | EA
207055 | 10886982147943 | 4.0MM CANCELLOUS BONE SCREW PARTIALLY THREADED/55MM | Trauma | EA
02221510S | 10886982055811 | 5.0MM PERIPROSTHETIC LCKNG SCR SLF-TPNG STRDRV 10MM-STERILE | Trauma | EA
408485 | 10886982209610 | 6.5MM TI CANNULATED SCREW FULLY THREADED 160MM | Trauma | EA
02112814 | 10886982279859 | 2.7MM VA LCP HOOK PLATE LONG/ 15MM/ LEFT | Trauma | EA
44138 | 10886982221834 | TI ONE-THIRD TUBULAR PLATE WITH COLLAR 8 HOLES/97MM | Trauma | EA
02420128 | 10886982314642 | 2.0MM VOLT(TM) CORTEX SCREW 28MM T6 | Trauma | EA
02221088 | 10886982275585 | 3.5/4.5MM VA PPFX PROX FEMUR HOOK PL/SMALL/8HOLES/RIGHT | Trauma | EA
04250555SHA | 10886982305619 | 5.0MM TI SELF-DRILLING SCHANZ SCREW 55MM THRD/250MM/HA STER | Trauma | EA
02424160 | 10886982316158 | 2.4MM VOLT(TM) CORTEX SCREW 60MM T8 | Trauma | EA
02172535SHA | 10886982304919 | 5.0MM BLUNTED POINT SCHANZ SCREW 35MM THRD/175MM/HA STER | Trauma | EA
441288 | 10886982221643 | 3.5MM TI LCP® MEDIAL DISTAL HUMERUS PLATE 9 HOLES-RIGHT | Trauma | EA
04424358S | 10886982319579 | 2.4MM VOLT(TM) LOCKING SCREW 58MM T8 STERILE | Trauma | EA
400692 | 10886982203564 | 1.3MM TI CORTEX SCREW SELF-TAPPING 12MM | Trauma | EA
02527119TS | 10886982322463 | 2.7MM VOLT(TM) CORTEX SCREW 19MM T8 STERILE | Trauma | EA
04424152 | 10886982318640 | 2.4MM VOLT(TM) CORTEX SCREW 52MM T8 | Trauma | EA
04130224 | 10886982112859 | 1.5MM TI VA-LCKNG SCR SLF-TPNG WITH T4 STARDRIVE RECESS 24MM | Trauma | EA
204710 | 10886982146144 | 3.5MM PELVIC CORTEX SCREW SELF-TAPPING 110MM | Trauma | EA
04527130 | 10886982325174 | 2.7MM VOLT(TM) CORTEX SCREW 30MM T8 | Trauma | EA
439992 | 10886982219909 | 4.5MM TI LCP® MEDIAL PROXIMAL TIBIA PLATE 12H/RIGHT 250MM | Trauma | EA
282652 | 10886982179173 | 150 DEG LCP® DHHS(TM) SIDEPLATE-STD BARREL 4 HOLES | Trauma | EA
04200018 | 10886982115683 | 3.5MM TI STARDRIVE CORTEX SCREW SELF-TAPPING 18MM | Trauma | EA
02226032 | 10886982058089 | 3.0MM HEADLESS COMPRESSION SCREW-SHORT THREAD 32MM | Trauma | EA
02535810 | 10886982320162 | 4.0MM VOLT(TM) CANC SCR 10MM FULL THRD T15 | Trauma | EA
400820 | 10886982203823 | 1.5MM TI CORTEX SCREW SELF-TAPPING 20MM | Trauma | EA
423551 | 10886982216267 | 3.5MM TI LCP® PLATE 5 HOLES 72MM | Trauma | EA
02211018 | 10886982053602 | 2.7MM VA LCKNG SCREW SLF-TPNG WITH T8 STARDRIVE RECESS 18MM | Trauma | EA
294795 | 10886982182340 | 6.0MM SELF-DRILLING SCHANZ SCREW 60MM THRD/175MM | Trauma | EA
02112813 | 10886982279873 | 2.7MM VA LCP HOOK PLATE LONG/ 12MM/ RIGHT | Trauma | EA
04535824TS | 10886982321176 | 4.0MM VOLT(TM) CANC SCR 24MM FULL THRD T15 STERILE | Trauma | EA
04045554TS | 10886982301499 | LOW PROF LCKNG SCREW F/IM NAIL Ø 4.0MM / L 54MM / XL25/ STER | Trauma | EA
209960S | 10886982151391 | 7.3MM CANNULATED SCREW 32MM THREAD/160MM-STERILE | Trauma | EA
407716 | 10886982208576 | 4.0MM TI CANNULATED SCREW LONG THREAD/16MM | Trauma | EA
02112531 | 10886982034694 | 3.5MM LCP LOW BEND MEDIAL DSTL TIBIA PLATE/14H/LEFT/239MM | Trauma | EA
241331 | 10886982166814 | LCP ONE-THIRD TUBULAR PLATE WITH COLLAR 3 HOLES/33MM | Trauma | EA
04424148 | 10886982318602 | 2.4MM VOLT(TM) CORTEX SCREW 48MM T8 | Trauma | EA
04120550 | 10886982109668 | TI TOMOFIX MEDIAL DISTAL FEMUR PLATE - 4 HOLES/RIGHT | Trauma | EA
414054 | 10886982212542 | 4.5MM TI CORTEX SCREW 54MM | Trauma | EA
04424334 | 10886982319142 | 2.4MM VOLT(TM) LOCKING SCREW 34MM T8 | Trauma | EA
414866 | 10886982213839 | 4.5MM TI CORTEX SCREW SELF-TAPPING 66MM | Trauma | EA
04112012 | 10886982102447 | 3.5MM TI LCP SUP ANT CLAVICLE PL W/LAT EXTN 5H/RT/94MM | Trauma | EA
408469 | 10886982209450 | 6.5MM TI CANNULATED SCREW FULLY THREADED 65MM | Trauma | EA
218230 | 10886982156174 | 6.5MM CANCELLOUS BONE SCREW WITH 4.0MM CORE DIA/130MM | Trauma | EA
211818 | 10886982151568 | 2.4MM CANNULATED SCREW LONG THREAD 18MM | Trauma | EA
02112910 | 10886982279958 | 2.7MM VA LCP BUTTON HOOK PLATE 9MM/ LEFT | Trauma | EA
02210132 | 10886982053091 | 2.4MM VA LCKNG SCREW SLF-TPNG WITH STARDRIVE RECESS 32MM | Trauma | EA
242465 | 10886982168443 | LCP® VOLAR DISTAL RADIUS PLATE EXTRA-ARTICULAR 4H HD-RT-LONG | Trauma | EA
02100023 | 10886982028341 | 2.4MM/2.7MM LOCKING TALUS PLATE | Trauma | EA
03025105 | 10886982070081 | 3.9/4.2MM THREE-FLT DRL BIT QC 331MM/100MM CALIB FOR 5.0 ASL | Trauma | EA
417055 | 10886982214232 | 6.5MM TI CANCELLOUS BONE SCREW 32MM THREAD/55MM | Trauma | EA
02222118 | 10886982055903 | 5.0MM VA LOCKING SCREW SLF-TPNG W/T25 STARDRIVE/18MM | Trauma | EA
03010437S | 10886982068781 | 12.0MM OUTER PROTECTION SLEEVE FOR SUPRAPATELLAR - STERILE | Trauma | EA
02226234S | 10886982059055 | 2.4MM HEADLESS COMPRESSION SCR 34MM/SHORT THREAD-STERILE | Trauma | EA
40137497 | 10886982204196 | 2.0MM TI CORTEX SCRW SLF-TPNG WITH STARDRIVE RECESS 24MM | Trauma | EA
02118007 | 10886982037688 | 2.7/3.5MM VA-LCP MEDIAL DISTAL TIBIA PLATE/8 HOLES/LEFT | Trauma | EA
447350 | 10886982223852 | 2.0MM TI LCP(TM) Y-PLATE 3 HOLES HEAD/7 HOLES SHAFT | Trauma | EA
40153496 | 10886982204462 | 2.4MM TI CORTEX SCREW SELF-TAPPING 34MM | Trauma | EA
02207025 | 10886982051745 | 7.3MM CANNULATED LOCKING SCREW 25MM | Trauma | EA
04045272TS | 10886982301901 | LOCKING SCREW FOR IM NAIL Ø 4MM/ 72MM/ XL25/ STERILE | Trauma | EA
04535090S | 10886982327420 | 3.5MM VOLT(TM) 1/3 TUBULAR PL 10H/119MM/STERILE | Trauma | EA
401761 | 10886982204653 | 2.4MM TI CORTEX SCREW SLF-TPNG WITH T8 STARDRIVE RECESS 11MM | Trauma | EA
04005410S | 10886982085238 | 4.0MM TI LOCKING SCREW W/T25 STARDRIVE 20MM F/IM NAILS-STER | Trauma | EA
212431 | 10886982152756 | 3.5MM CONICAL SCREW SLF-TPNG PARTIALLY THREADED 95MM | Trauma | EA
02206050 | 10886982050465 | 3.5MM CRTX SCREW/LOW PROF HD SELF-TAPPING/HEX DRIVE/50MM | Trauma | EA
208075 | 10886982148926 | 7.0MM CANNULATED SCREW 16MM THREAD/75MM | Trauma | EA
03527120 | 10886982336194 | TORQUE LIMITING ATTACHMENT AO QUICK COUPLING/ 1.0 NM | Trauma | EA
04170540S | 10886982308023 | 5.0MM TI SELF-DRILLING SCHANZ SCREW 40MM THRD/175MM/STERILE | Trauma | EA
04114013 | 10886982104489 | 1.5MM TI LCP Y-PLATE/3H HEAD 8 HOLE SHAFT | Trauma | EA
42231016S | 10886982259233 | 5.0MM PERIPR VAL SCR/16MM OPTILINK(TM)/STRDRV/STERILE | Trauma | EA
04206258 | 10886982117946 | 3.5MM TI CRTX SCR/LOW PROF HD SELF-TAPPING/STARDRIVE/58MM | Trauma | EA
401772TS | 10886982262851 | 2.4MM TI CORTEX SCREW SLF-TPNG WITH T8 STARDRIVE 22MM STERIL | Trauma | EA
402620 | 10886982206091 | 3.0MM TI CANNULATED SCREW SHORT THREAD/20MM | Trauma | EA
04025436S | 10886982090447 | 4.0MM TI ANGULAR STABLE LCKNG SCR T25 46MM F/IM NAILS-STER | Trauma | EA
04226038 | 10886982121868 | 3.0MM TI HEADLESS COMPRESSION SCREW-SHORT THREAD 38MM | Trauma | EA
04527350TS | 10886982323798 | 2.7MM VOLT(TM) LOCKING SCREW 50MM T8 STERILE | Trauma | EA
02424360 | 10886982316837 | 2.4MM VOLT(TM) LOCKING SCREW 60MM T8 | Trauma | EA
02240090 | 10886982063700 | 3.7MM CANNULATED LOCKING SCREW 90MM | Trauma | EA
04424014S | 10886982334459 | 2.4MM VOLT(TM) STRAIGHT PLATE 14H/132MM/STERILE | Trauma | EA
02115631 | 10886982035486 | 2.4MM VA-LCP DRSL DRP/INTMD CLMN/-90°/2H HD/3H SHAFT | Trauma | EA
207080 | 10886982147998 | 4.0MM CANCELLOUS BONE SCREW PARTIALLY THREADED/80MM | Trauma | EA
SD03045013 | 10886982348142 | UNCANNULATED XL XL40 DRIVER | Trauma | EA
20136497 | 10886982141897 | 2.0MM CORTEX SCREW SLF-TPNG WITH STARDRIVE RECESS 14MM | Trauma | EA
02221090 | 10886982275592 | 3.5/4.5MM VA PPFX PROX FEMUR HOOK PL/LARGE/8HOLES/RIGHT | Trauma | EA
04005626S | 10886982086594 | 6.0MM TI LOCKING SCREW W/T25 STARDRIVE 36MM F/IM NAIL-STER | Trauma | EA
208470 | 10886982149718 | 6.5MM CANNULATED SCREW FULLY THREADED 70MM | Trauma | EA
206428 | 10886982147547 | 4.0MM CORTEX SCREW SELF-TAPPING 28MM | Trauma | EA
04424111TS | 10886982318152 | 2.4MM VOLT(TM) CORTEX SCREW 11MM T8 STERILE | Trauma | EA
409675 | 10886982210005 | 7.3MM TI CANNULATED SCREW FULLY THREADED/75MM | Trauma | EA
02227140S | 10886982061065 | 6.5MM HEADLESS COMPRESSION SCR/16MM THRD/140MM-STERILE | Trauma | EA
292651 | 10886982180759 | 2.0MM THREADED GUIDE WIRE- SPADE POINT ON BOTH ENDS 230MM | Trauma | EA
401758 | 10886982204622 | 2.4MM TI CORTEX SCREW SLF-TPNG WITH T8 STARDRIVE RECESS 8MM | Trauma | EA
209930 | 10886982151315 | 7.3MM CANNULATED SCREW 32MM THREAD/130MM | Trauma | EA
209655 | 10886982150783 | 7.3MM CANNULATED SCREW FULLY THREADED/55MM | Trauma | EA
239962 | 10886982163639 | 3.5MM LCP® MEDIAL PROXIMAL TIBIA PLATE 12H/RIGHT 197MM | Trauma | EA
04227150 | 10886982124807 | 6.5MM TI HEADLESS COMPRESSION SCREW/16MM THREAD/150MM | Trauma | EA
04527365TS | 10886982346216 | 2.7MM VOLT(TM) LOCKING SCREW 65MM T8 STERILE | Trauma | EA
04019050 | 10886982089922 | 4.5MM TI MULTILOC SCREW LENGTH 50MM | Trauma | EA
04420115 | 10886982317025 | 2.0MM VOLT(TM) CORTEX SCREW 15MM T6 | Trauma | EA
212213 | 10886982152206 | 5.0MM LOCKING SCREW SLF-TPNG WITH T25 STARDRIVE RECESS 38MM | Trauma | EA
02420320TS | 10886982315175 | 2.0MM VOLT(TM) LOCKING SCREW 20MM T6 STERILE | Trauma | EA
04535158S | 10886982327178 | 3.5MM VOLT(TM) CORTEX SCREW 58MM T15 STERILE | Trauma | EA
207756 | 10886982148582 | 4.0MM CANNULATED SCREW-LONG THREAD 56MM | Trauma | EA
414860 | 10886982213808 | 4.5MM TI CORTEX SCREW SELF-TAPPING 60MM | Trauma | EA
02115330 | 10886982035301 | 2.4MM VA-LCP DORSAL DISTAL RAD T-PLATE/3H HD/3H SHAFT | Trauma | EA
03312240 | 10886982260840 | MAXFRAME(TM) FULL RING 240MM ALUMINUM | Trauma | EA
04420322TS | 10886982317759 | 2.0MM VOLT(TM) LOCKING SCREW 22MM T6 STERILE | Trauma | EA
04031033S | 10886982094179 | 5.0MM TI RECON SCREW W/T25 STARDRIVE 115MM-STERILE | Trauma | EA
416115 | 10886982214195 | 6.5MM TI CANCELLOUS BONE SCREW 16MM THREAD/115MM | Trauma | EA
03043035S | 10886982345745 | PROTECTION SLV F/NAILS/Ø8-11MM RIGID/LONG/STERILE | Trauma | EA
02424142 | 10886982315984 | 2.4MM VOLT(TM) CORTEX SCREW 42MM T8 | Trauma | EA
04527124TS | 10886982332936 | 2.7MM VOLT(TM) CORTEX SCREW 24MM T8 STERILE | Trauma | EA
04210118TS | 10886982262615 | 2.4MM TI VA LOCKING SCREW STARDRIVE 18MM STERILE | Trauma | EA
202726 | 10886982144591 | 3.0MM CANNULATED SCREW LONG THREAD/26MM | Trauma | EA
02207120 | 10886982051936 | 7.3MM CANNULATED LOCKING SCREW 120MM | Trauma | EA
04045232 | 10886982293244 | LOCKING SCREW FOR IM NAIL Ø 4MM/ 32MM/ XL25 | Trauma | EA
02211420 | 10886982055163 | 3.5MM VA-LCP MEDIAL COLUMN FUSION PLATE 95MM RIGHT | Trauma | EA
458932 | 10886982230775 | 5.0MM TI LOCKING SCREW 32MM- FOR IM NAILS | Trauma | EA
02527356 | 10886982333674 | 2.7MM VOLT(TM) LOCKING SCREW 56MM T8 | Trauma | EA
04130211 | 10886982112767 | 1.5MM TI VA-LCKNG SCR SLF-TPNG WITH T4 STARDRIVE RECESS 11MM | Trauma | EA
04045270TS | 10886982301895 | LOCKING SCREW FOR IM NAIL Ø 4MM/ 70MM/ XL25/ STERILE | Trauma | EA
04214112 | 10886982120878 | 1.5MM TI CORTEX SCR SLF-TPNG WITH T4 STARDRIVE RECESS 12MM | Trauma | EA
332173 | 10886982192646 | CANNULATED CHISEL FOR INFANT OSTEOTOMY PLATES | Trauma | EA
04227315 | 10886982125101 | 6.5MM TI HEADLESS COMPRESSION SCREW/32MM THREAD/115MM | Trauma | EA
214160 | 10886982153869 | 4.5MM CORTEX SCREW 160MM | Trauma | EA
214832 | 10886982154651 | 4.5MM CORTEX SCREW SELF-TAPPING 32MM | Trauma | EA
02527124TS | 10886982322654 | 2.7MM VOLT(TM) CORTEX SCREW 24MM T8 STERILE | Trauma | EA
214056 | 10886982153609 | 4.5MM CORTEX SCREW 56MM | Trauma | EA
03430012 | 10886982336156 | VOLT(TM) CENTERING SLEEVE F/KIRSCHNER WIRE 1.25MM | Trauma | EA
04226224 | 10886982122605 | 2.4MM TI HEADLESS COMPRESSION SCREW-SHORT THREAD 24MM | Trauma | EA
02118014 | 10886982037824 | 2.7/3.5MM VA-LCP MEDIAL DISTAL TIBIA PLATE/16 HOLES/RIGHT | Trauma | EA
205228 | 10886982147080 | 3.5MM CANNULATED SCREW FULLY THREADED/28MM | Trauma | EA
418030 | 10886982214553 | 6.5MM TI CANCELLOUS BONE SCREW FULLY THREADED/30MM | Trauma | EA
29212 | 20886982180343 | 1.25MM KIRSCHNER WIRE W/TROCAR POINT 150MM | Trauma | EA
02227280 | 10886982061256 | 6.5MM HEADLESS COMPRESSION SCREW/32MM THREAD/80MM | Trauma | EA
03311816 | 10886982079176 | CARBON FIBER HALF RING 160MM DIAMETER | Trauma | EA
02527311TS | 10886982333315 | 2.7MM VOLT(TM) LOCKING SCREW 11MM T8 STERILE | Trauma | EA
02118532 | 10886982039385 | 2.7MM METAPHYSEAL SCR SLF-TPNG W/T8 STRDRV RECESS/32MM | Trauma | EA
04527148TS | 10886982323033 | 2.7MM VOLT(TM) CORTEX SCREW 48MM T8 STERILE | Trauma | EA
24048 | 10886982165091 | LATERAL TIBIAL HEAD BUTTRESS PLATE 9 HOLES/181MM-RIGHT | Trauma | EA
04226126 | 10886982122100 | 3.0MM TI HEADLESS COMPRESSION SCREW-LONG THREAD 26MM | Trauma | EA
04227280S | 10886982124975 | 6.5MM TI HEADLESS COMPRESSION SCR/32MM THRD/80MM-STERILE | Trauma | EA
02227115S | 10886982060969 | 6.5MM HEADLESS COMPRESSION SCR/16MM THRD/115MM-STERILE | Trauma | EA
204838 | 10886982146373 | 3.5MM CORTEX SCREW SELF-TAPPING 38MM | Trauma | EA
401898 | 10886982205377 | 2.0MM TI LOCKING SCR SLF-TPNG WITH STARDRIVE RECESS 28MM | Trauma | EA
399122 | 10886982202376 | BONE HOLDING FORCEPS-SOFT RATCHET F/PLATES TO 19MM WIDE | Trauma | EA
04112093 | 10886982103048 | 3.5MM TI LCP SUPERIOR CLAVICLE PLATE W/LAT EXTN/7H/LT/120MM | Trauma | EA
02527111 | 10886982322128 | 2.7MM VOLT(TM) CORTEX SCREW 11MM T8 | Trauma | EA
236011 | 10886982160270 | 90 DEG TODDLER OSTEOTOMY PLATE 26MM/8MM | Trauma | EA
202967 | 10886982145246 | 2.7MM CORTEX SCREW SLF-TPNG WITH T8 STARDRIVE RECESS/50MM | Trauma | EA
02424041 | 10886982336873 | 2.4MM VOLT(TM) ADPTN COMBI PL 20H/177MM | Trauma | EA
03312816 | 10886982261076 | MAXFRAME(TM) STANDARD STRUT/SHORT | Trauma | EA
02527027 | 10886982337030 | 2.7MM VOLT(TM) ADPTN COMBI PL 6H/54MM | Trauma | EA
04150430 | 10886982304087 | 4.0MM TI SELF-DRILLING SCHANZ SCREW 30MM THRD/150MM | Trauma | EA
04005434S | 10886982085474 | 4.0MM TI LOCKING SCREW W/T25 STARDRIVE 44MM F/IM NAILS-STER | Trauma | EA
02221086 | 10886982275578 | 3.5/4.5MM VA PPFX PROX FEMUR HOOK PL/LARGE/5HOLES/RIGHT | Trauma | EA
04005692 | 10886982087041 | 6.0MM TI LOCKING SCREW W/T25 STARDRIVE 110MM FOR IM NAILS | Trauma | EA
280685S | 10886982176059 | DHS®/DCS® ONE-STEP LAG SCREW 14MM DIA. THREAD/85MM-STERILE | Trauma | EA
04233021S | 10886982289346 | RFNA / 10MM / 200MM PERIPROSTHETIC BEND / STERILE | Trauma | EA
02535624 | 10886982319913 | 4.0MM VOLT(TM) CANC SCR 24MM PART THRD T15 | Trauma | EA
391884 | 10886982198365 | PROVISIONAL TENSIONING DEVICE | Trauma | EA
02118417 | 10886982039125 | 2.7MM VA-LCP LATERAL DISTAL FIBULA PLATE/15 HOLES/LEFT | Trauma | EA
221321 | 10886982156334 | 1.3MM EXTENDED H-PLATE/LEFT | Trauma | EA
04211009 | 10886982118943 | 2.7MM TI VA LCKNG SCR SLF-TPNG WITH T8 STARDRIVE RECESS 9MM | Trauma | EA
02118008 | 10886982037701 | 2.7/3.5MM VA-LCP MEDIAL DISTAL TIBIA PLATE/10 HOLES/RIGHT | Trauma | EA
407028 | 10886982208125 | 4.0MM TI CANCELLOUS BONE SCREW PARTIALLY THREADED/28MM | Trauma | EA
281010 | 10886982176387 | 130 DEG DHS® PLATE-STANDARD BARREL 10 HOLES/174MM | Trauma | EA
214552 | 10886982154224 | 4.5MM CANNULATED SCREW PARTIALLY THREADED/52MM | Trauma | EA
04210980 | 10886982307422 | 2.4MM TI CORTEX SCREW SLF-TPNG WITH T8 STARDRIVE RECESS 80MM | Trauma | EA
211841 | 10886982151643 | 2.4MM CANNULATED SCREW SHORT THREAD 17MM | Trauma | EA
208485 | 10886982149862 | 6.5MM CANNULATED SCREW FULLY THREADED 160MM | Trauma | EA
40152096 | 10886982204394 | 2.4MM TI CORTEX SCREW SELF-TAPPING 20MM | Trauma | EA
04420314TS | 10886982317612 | 2.0MM VOLT(TM) LOCKING SCREW 14MM T6 STERILE | Trauma | EA
04025442S | 10886982090478 | 4.0MM TI ANGULAR STABLE LCKNG SCR T25 52MM F/IM NAILS-STER | Trauma | EA
204048 | 10886982145536 | 3.5MM CORTEX SCREW 48MM | Trauma | EA
04045374S | 10886982295309 | LOW PROF LCKNG SCREW F/IM NAIL Ø 5.0MM / L 74MM / XL25/ STER | Trauma | EA
202020 | 10886982143457 | 2.7MM CORTEX SCREW 20MM | Trauma | EA
414754 | 10886982213495 | 4.5MM TI CANNULATED SCREW FULLY THREADED/54MM | Trauma | EA
42231232 | 10886982259387 | 5.0MM VAL SCREW/OPTILINK(TM) SLF-TPNG/STRDRV/32MM | Trauma | EA
02226638 | 10886982059680 | 4.5MM HEADLESS COMPRESSION SCREW/SHORT THREAD/38MM | Trauma | EA
02226014 | 10886982057747 | 3.0MM HEADLESS COMPRESSION SCREW-SHORT THREAD 14MM | Trauma | EA
04211040 | 10886982119124 | 2.7MM TI VA LCKNG SCR SLF-TPNG WITH T8 STARDRIVE RECESS 40MM | Trauma | EA
04206214 | 10886982117465 | 3.5MM TI CRTX SCR/LOW PROF HD SELF-TAPPING/STARDRIVE/14MM | Trauma | EA
02231705S | 10886982062994 | 5.0MM CANNULATED VA LOCKING SCREW/105MM-STERILE | Trauma | EA
02424310TS | 10886982316257 | 2.4MM VOLT(TM) LOCKING SCREW 10MM T8 STERILE | Trauma | EA
207758 | 10886982148599 | 4.0MM CANNULATED SCREW-LONG THREAD 58MM | Trauma | EA
446031 | 10886982223562 | 1.5MM TI STRAIGHT PLATE 6 HOLES/29MM | Trauma | EA
04112110 | 10886982103185 | 2.7MM/3.5MM TI LCP POSTLAT DSTL FIBULA PL 5H/RIGHT/103MM | Trauma | EA
280715S | 10886982176158 | DHS®/DCS® ONE-STEP LAG SCREW 14MM DIA. THREAD/115M-STERILE | Trauma | EA
402728 | 10886982206398 | 3.0MM TI CANNULATED SCREW LONG THREAD/28MM | Trauma | EA
424759 | 10886982217066 | 4.5MM/3.5MM TI LCP® METAPHYSEAL PLATE 14 HOLES | Trauma | EA
02172525S | 10886982308290 | 5.0MM BLUNTED POINT SCHANZ SCREW 25MM THRD/175MM/STERILE | Trauma | EA
03312710 | 10886982260789 | MAXFRAME(TM) 5/8 RING 210MM/ALUMINUM | Trauma | EA
02100118 | 10886982028525 | 3.5MM LOCKING LOW PROFILE RECON PLATE 18 HOLES | Trauma | EA
02130214 | 10886982044686 | 1.5MM VA-LCKNG SCREW SLF-TPNG WITH T4 STARDRIVE RECESS 14MM | Trauma | EA
24324 | 10886982169044 | 2.0MM T-PLATE 4 HOLES HEAD/ 9 HOLES SHAFT/50MM | Trauma | EA
04045570TS | 10886982301574 | LOW PROF LCKNG SCREW F/IM NAIL Ø 4.0MM / L 70MM / XL25/ STER | Trauma | EA
04535340TS | 10886982326645 | 3.5MM VOLT(TM) LOCKING SCREW 40MM T15 STERILE | Trauma | EA
229391 | 10886982159564 | 4.5MM LCP(TM) STRAIGHT RECON PLATE 9 HOLES/170MM | Trauma | EA
400809 | 10886982203670 | 1.5MM TI CORTEX SCREW SELF-TAPPING 9MM | Trauma | EA
214085 | 10886982153715 | 4.5MM CORTEX SCREW 85MM | Trauma | EA
02112113 | 10886982033475 | 2.7MM/3.5MM LCP POSTLAT DISTAL FIBULA PLATE 6H/LEFT/116MM | Trauma | EA
02130111 | 10886982044310 | 1.3MM LOCKING SCREW SLF-TPNG WITH T4 STARDRIVE RECESS 11MM | Trauma | EA
439994 | 10886982219947 | 4.5MM TI LCP® MEDIAL PROXIMAL TIBIA PLATE 14H/RIGHT 286MM | Trauma | EA
02424066 | 10886982337214 | 2.4MM VOLT(TM) T-PLATE 3H HEAD/10H/87MM | Trauma | EA
207654 | 10886982148315 | 4.0MM CANNULATED SCREW-SHORT THREAD 54MM | Trauma | EA
02152445SHA | 10886982304810 | 4.0MM BLUNTED POINT SCHANZ SCREW 45MM THRD/150MM/HA STER | Trauma | EA
04123040 | 10886982110428 | 3.5MM TI LCP PERIARTIC PROX HUMERUS PL 3 HOLE/109MM/RIGHT | Trauma | EA
208433 | 10886982149381 | 6.5MM CANNULATED SCREW 32MM THREAD 55MM | Trauma | EA
236506 | 10886982160737 | 3.5MM LCP OLECRANON PLATE 6 HOLES/RIGHT/138MM | Trauma | EA
04226216S | 10886982122452 | 2.4MM TI HDLSS COMPRESSION SCR 16MM/SHORT THREAD-STERILE | Trauma | EA
02420330TS | 10886982315274 | 2.0MM VOLT(TM) LOCKING SCREW 30MM T6 STERILE | Trauma | EA
221334 | 10886982156358 | 1.3MM T-PLATE 4 HOLES HEAD/ 8 HOLES SHAFT | Trauma | EA
02424120 | 10886982315762 | 2.4MM VOLT(TM) CORTEX SCREW 20MM T8 | Trauma | EA
414085 | 10886982212665 | 4.5MM TI CORTEX SCREW 85MM | Trauma | EA
02226030 | 10886982058065 | 3.0MM HEADLESS COMPRESSION SCREW-SHORT THREAD 30MM | Trauma | EA
31115 | 10886982187284 | TAP FOR 1.5MM CORTEX SCREWS 50MM | Trauma | EA
02206246S | 10886982051271 | 3.5MM CRTX SCREW/LOW PROF HD SELF-TAPPING/STRDRV/46MM-STER | Trauma | EA
04130218 | 10886982112828 | 1.5MM TI VA-LCKNG SCR SLF-TPNG WITH T4 STARDRIVE RECESS 18MM | Trauma | EA
02527067S | 10886982337283 | 2.7MM VOLT(TM) T-PLATE 5H HEAD/10H/95MM/STERILE | Trauma | EA
04005564S | 10886982086334 | 5.0MM TI LOCKING SCREW W/T25 STARDRIVE 74MM F/IM NAIL-STER | Trauma | EA
245880 | 10886982170309 | 3.5MM LOW PROFILE CURVED RECON PLATE 108MM RADIUS 10 HOLES | Trauma | EA
02424165S | 10886982314215 | 2.4MM VOLT(TM) CORTEX SCREW 65MM T8 STERILE | Trauma | EA
04015537S | 10886982088918 | 5.0MM TI DUAL CORE LCKNG SCREW T25 STRDRV 47MM F/IM NAIL-STE | Trauma | EA
03111043 | 10886982072412 | 17MM REDUCTION REAMING GUIDE F/VAL INTERCARPAL FUSION PL | Trauma | EA
04527324 | 10886982323521 | 2.7MM VOLT(TM) LOCKING SCREW 24MM T8 | Trauma | EA
04420146 | 10886982317384 | 2.0MM VOLT(TM) CORTEX SCREW 46MM T6 | Trauma | EA
412325 | 10886982211347 | 3.5MM TI CONICAL SCREW SLF-TPNG FULLY THREADED 65MM | Trauma | EA
02535826 | 10886982320322 | 4.0MM VOLT(TM) CANC SCR 26MM FULL THRD T15 | Trauma | EA
02527032 | 10886982330536 | 2.7MM VOLT(TM) ADAPTION PLATE 12H/84MM | Trauma | EA
04424375 | 10886982339607 | 2.4MM VOLT(TM) LOCKING SCREW 75MM T8 | Trauma | EA
02424370S | 10886982319449 | 2.4MM VOLT(TM) LOCKING SCREW 70MM T8 STERILE | Trauma | EA
02202975 | 10886982049247 | 2.7MM CORTEX SCREW SLF-TPNG WITH T8 STARDRIVE RECESS 75MM | Trauma | EA
04233228S | 10886982290830 | RFNA / 12MM / 280MM STANDARD BEND / STERILE | Trauma | EA
04045028S | 10886982294364 | LOCKING SCREW FOR IM NAIL Ø 5MM/ 28MM/ XL25/ STERILE | Trauma | EA
02112815 | 10886982279880 | 2.7MM VA LCP HOOK PLATE LONG/ 15MM/ RIGHT | Trauma | EA
412202 | 10886982210869 | 5.0MM TI LOCKING SCR SLF-TPNG WITH T25 STARDRIVE RECESS 16MM | Trauma | EA
402260 | 10886982205964 | 2.7MM TI LOCKING SCR SLF-TPNG WITH T8 STARDRIVE RECESS-60MM | Trauma | EA
412102 | 10886982210357 | 3.5MM TI LOCKING SCR SLF-TPNG WITH STARDRIVE RECESS 12MM | Trauma | EA
04045042TS | 10886982302687 | LOCKING SCREW FOR IM NAIL Ø 5.0MM / L 42MM / XL25/ STER | Trauma | EA
03211005 | 10886982076038 | 2.4/2.7MM VA-LCP BENDING PLIER | Trauma | EA
02130015 | 10886982044211 | 1.3MM CORTEX SCREW SLF-TPNG WITH T4 STARDRIVE RECESS 15MM | Trauma | EA
02535875 | 10886982320575 | 4.0MM VOLT(TM) CANC SCR 75MM FULL THRD T15 | Trauma | EA
408402 | 10886982208842 | 6.5MM TI CANNULATED SCREW 16MM THREAD 35MM | Trauma | EA
04420344 | 10886982317964 | 2.0MM VOLT(TM) LOCKING SCREW 44MM T6 | Trauma | EA
04527007 | 10886982335487 | 2.7MM VOLT(TM) STRAIGHT PLATE 7H/74MM | Trauma | EA
04233046S | 10886982289193 | RFNA / 10MM / 460MM STANDARD BEND / STERILE | Trauma | EA
04250670S | 10886982308429 | 6.0MM TI SELF-DRILLING SCHANZ SCREW 70MM THRD/250MM/STERILE | Trauma | EA
204840 | 10886982146380 | 3.5MM CORTEX SCREW SELF-TAPPING 40MM | Trauma | EA
24142 | 10886982166975 | ONE-THIRD TUBULAR PLATE WITH COLLAR 12 HOLES/145MM | Trauma | EA
04527132 | 10886982325181 | 2.7MM VOLT(TM) CORTEX SCREW 32MM T8 | Trauma | EA
241301 | 10886982166692 | 3.5MM LCP® POSTEROLATERAL DISTAL HUMERUS PLATE 14H-LEFT | Trauma | EA
02170540SHA | 10886982304889 | 5.0MM SELF-DRILLING SCHANZ SCREW 40MM THRD/175MM/HA STER | Trauma | EA
04226658 | 10886982123602 | 4.5MM TI HEADLESS COMPRESSION SCREW/SHORT THREAD/58MM | Trauma | EA
04535210S | 10886982327284 | 3.5MM VOLT(TM) CORTEX SCREW 110MM T15 STERILE | Trauma | EA
04118514 | 10886982108784 | 2.7MM TI METAPHYSEAL SCR/SLF- TPNG W/T8 STRDRV RECESS/14MM | Trauma | EA
02123026 | 10886982042156 | 3.5MM LCP PERIARTICULAR PROX HUMERUS PL 8 HOLE/199MM/RT | Trauma | EA
04420148 | 10886982317407 | 2.0MM VOLT(TM) CORTEX SCREW 48MM T6 | Trauma | EA
02227110 | 10886982060938 | 6.5MM HEADLESS COMPRESSION SCREW/16MM THREAD/110MM | Trauma | EA
04032120S | 10886982094896 | 11.0MM TI TROCH FIXATION NAIL SCREW/120MM - STERILE | Trauma | EA
207668 | 10886982148360 | 4.0MM CANNULATED SCREW-SHORT THREAD 68MM | Trauma | EA
04424118TS | 10886982318299 | 2.4MM VOLT(TM) CORTEX SCREW 18MM T8 STERILE | Trauma | EA
04118520 | 10886982108845 | 2.7MM TI METAPHYSEAL SCR/SLF- TPNG W/T8 STRDRV RECESS/20MM | Trauma | EA
02226734S | 10886982060150 | 4.5MM HEADLESS COMPRESSION SCR/LONG THRD/34MM-STERILE | Trauma | EA
440039 | 10886982220080 | 4.5MM TI LCP® PROXIMAL TIBIA PLATE 6 HOLES/118MM-LEFT | Trauma | EA
02172625SHA | 10886982305053 | 6.0MM BLUNTED POINT SCHANZ SCREW 25MM THRD/175MM/HA STER | Trauma | EA
282633 | 10886982178893 | 140 DEG LCP® DHHS(TM) SIDEPLATE-STD BARREL 5 HOLES | Trauma | EA
02210130 | 10886982053077 | 2.4MM VA LOCKING SCREW STARDRIVE 30MM | Trauma | EA
04005468S | 10886982085818 | 4.0MM TI LOCKING SCREW W/T25 STARDRIVE 78MM F/IM NAILS-STER | Trauma | EA
02240012 | 10886982063403 | 3.7MM CANNULATED LOCKING SCREW 12MM | Trauma | EA
02222122 | 10886982055927 | 5.0MM VA LOCKING SCREW SLF-TPNG W/T25 STARDRIVE/22MM | Trauma | EA
02100361 | 10886982028907 | 3.5MM LOCKING LOW PROFILE RECON J-PLATE 10 HOLES LEFT | Trauma | EA
03133105 | 10886982269645 | 2.7MM DRILL BIT QC 125MM | Trauma | EA
281830 | 10886982177865 | 150 DEG DHS® PLATE-SHORT BARREL 3 HOLES/62MM | Trauma | EA
04538507S | 10886982344748 | 3.5 VOLT(TM) PROX HUM PLATE LONG/7H/178MM/STERILE | Trauma | EA
441421 | 10886982221902 | TI LCP® ONE-THIRD TUBULAR PLATE W/COLLAR 12 HOLES/141MM | Trauma | EA
406442 | 10886982207852 | 4.0MM TI CORTEX SCREW SELF-TAPPING/42MM | Trauma | EA
418014 | 10886982214485 | 6.5MM TI CANCELLOUS BONE SCREW WITH 4.0MM CORE DIA/85MM | Trauma | EA
02118415 | 10886982039088 | 2.7MM VA-LCP LATERAL DISTAL FIBULA PLATE/13 HOLES/LEFT | Trauma | EA
02118207 | 10886982038401 | 2.7/3.5MM VA-LCP ANTEROLATERAL DISTAL TIBIA PL/8 HOLES/LEFT | Trauma | EA
04019028S | 10886982089717 | 4.5MM TI MULTILOC SCREW LENGTH 28MM-STERILE | Trauma | EA
275930 | 10886982174796 | 3.0MM SS ELASTIC NAIL 440MM | Trauma | EA
04005692S | 10886982087058 | 6.0MM TI LOCKING SCREW W/T25 STARDRIVE 110MM F/IM NAIL-STER | Trauma | EA
02130255 | 10886982044853 | 1.5MM VAL CONDYLAR PLATE 2 HOLES HD-6 HOLES SHAFT | Trauma | EA
02535832TS | 10886982320391 | 4.0MM VOLT(TM) CANC SCR 32MM FULL THRD T15 STERILE | Trauma | EA
02108323 | 10886982029799 | PEDIATRIC LCP(TM) HIP PLATE 5.0MM 120° | Trauma | EA
439997 | 10886982220004 | 4.5MM TI LCP® MEDIAL PROXIMAL TIBIA PLATE 16H/LEFT 322MM | Trauma | EA
280735S | 10886982176219 | DHS®/DCS® ONE-STEP LAG SCREW 14MM DIA. THREAD/135M-STERILE | Trauma | EA
02227250S | 10886982061140 | 6.5MM HEADLESS COMPRESSION SCR/32MM THRD/50MM-STERILE | Trauma | EA
04424106TS | 10886982318053 | 2.4MM VOLT(TM) CORTEX SCREW 6MM T8 STERILE | Trauma | EA
218225 | 10886982156167 | 6.5MM CANCELLOUS BONE SCREW WITH 4.0MM CORE DIA/125MM | Trauma | EA
SD03043029 | 10886982344342 | AIMING ARM ASSEMBLY ROTATING TNA AIMING ARM | Trauma | EA
413309 | 10886982211941 | 5.0MM TI SPACER 2MM | Trauma | EA
280690 | 10886982176066 | DHS®/DCS® ONE-STEP LAG SCREW 14MM DIA. THREAD / 90MM | Trauma | EA
29880110S | 20886982182521 | 1.7MM CABLE WITH CRIMP 750MM-STERILE | Trauma | EA
02424326 | 10886982316509 | 2.4MM VOLT(TM) LOCKING SCREW 26MM T8 | Trauma | EA
412419 | 10886982211422 | 3.5MM TI CONICAL SCREW SLF-TPNG PARTIALLY THRDD 45MM | Trauma | EA
02535660 | 10886982320070 | 4.0MM VOLT(TM) CANC SCR 60MM PART THRD T15 | Trauma | EA
218150 | 10886982156136 | 6.5MM CANCELLOUS BONE SCREW FULLY THREADED/150MM | Trauma | EA
324022 | 10886982190949 | INSERTION SLEEVE FOR 5.0MM TI LOCKING SCREWS | Trauma | EA
04250640S | 10886982308245 | 6.0MM TI SELF-DRILLING SCHANZ SCREW 40MM THRD/250MM/STERILE | Trauma | EA
207944 | 10886982148780 | 4.0MM CANCELLOUS BONE SCREW 5.0MM HEAD-PART THRDD/44MM | Trauma | EA
212107 | 10886982151810 | 3.5MM LOCKING SCREW SLF-TPNG W/STARDRIVE(TM) RECESS 22MM | Trauma | EA
04211262 | 10886982120113 | 2.4/2.7MM TI VA-LCKNG STRAIGHT FUSION PLATE/2-HOLE | Trauma | EA
202250 | 10886982144164 | 2.7MM LOCKING SCREW SLF-TPNG WITH T8 STARDRIVE RECESS 50MM | Trauma | EA
281506 | 10886982177520 | 130 DEG DHS® PLATE-SHORT BARREL 6 HOLES/110MM | Trauma | EA
02111551 | 10886982031853 | 2.4MM VA-LCP 2-COL DSTL RAD PL NRW 6H HD/5H SHAFT/LT | Trauma | EA
206045 | 10886982147356 | 4.0MM CANCELLOUS BONE SCREW FULLY THREADED/45MM | Trauma | EA
02424134 | 10886982315908 | 2.4MM VOLT(TM) CORTEX SCREW 34MM T8 | Trauma | EA
02424380 | 10886982339447 | 2.4MM VOLT(TM) LOCKING SCREW 80MM T8 | Trauma | EA
04130315 | 10886982113337 | 2.0MM TI VA-LCKNG SCR SLF-TPNG WITH T6 STARDRIVE RECESS 15MM | Trauma | EA
60524200 | 10886982341853 | 2.4 VOLT(TM) SCREWS RACK 6-90 2 HIGH 1/3 WIDTH ALUM FRAME | Trauma | EA
04045566S | 10886982295699 | LOW PROF LCKNG SCREW F/IM NAIL Ø 4.0MM / L 66MM / XL25/ STER | Trauma | EA
SD03037030 | 10886982342232 | 5MM HEX SCREWDRIVER SHAFT | Trauma | EA
04005675S | 10886982086952 | 6.0MM TI LOCKING SCREW W/T25 STARDRIVE 85MM F/IM NAIL-STER | Trauma | EA
202236 | 10886982144096 | 2.7MM LOCKING SCREW SLF-TPNG WITH T8 STARDRIVE RECESS 36MM | Trauma | EA
422253 | 10886982215383 | TI LCP(TM) DISTAL FEMUR PLATE 7 HOLES/196MM-LEFT | Trauma | EA
02211266 | 10886982054760 | 2.4/2.7MM VA-LCP TMT FUSION PLATE | Trauma | EA
208445 | 10886982149503 | 6.5MM CANNULATED SCREW 32MM THREAD 115MM | Trauma | EA
04226638 | 10886982123404 | 4.5MM TI HEADLESS COMPRESSION SCREW/SHORT THREAD/38MM | Trauma | EA
213030 | 10886982153128 | 3.5MM LOCKING SCREW SELF-TAPPING 30MM | Trauma | EA
04015540S | 10886982088932 | 5.0MM TI DUAL CORE LCKNG SCREW T25 STRDRV 50MM/IM NAILS-STER | Trauma | EA
02536014S | 10886982327857 | 3.5MM VOLT(TM) METAPHYSEAL PL 14H/182MM/STERILE | Trauma | EA
04535122 | 10886982325853 | 3.5MM VOLT(TM) CORTEX SCREW 22MM T15 | Trauma | EA
212813 | 10886982152831 | 2.4MM LOCKING SCREW SLF-TPNG WITH STARDRIVE RECESS 13MM | Trauma | EA
04535170 | 10886982326249 | 3.5MM VOLT(TM) CORTEX SCREW 70MM T15 | Trauma | EA
200528 | 10886982141286 | 1.0MM CORTEX SCREW SELF-TAPPING 8MM | Trauma | EA
02118215 | 10886982038562 | 2.7/3.5MM VA-LCP ANTEROLATERAL DISTAL TIBIA PL/16 HOLES/LEFT | Trauma | EA
24334 | 10886982169082 | 2.0MM L-PLATE 2 HOLES/20MM-OBLIQUE RIGHT | Trauma | EA
04221508 | 10886982121011 | 5.0MM TI PERIPROSTHETIC LCKNG SCREW SLF-TPNG STARDRIVE 8MM | Trauma | EA
04535338TS | 10886982326621 | 3.5MM VOLT(TM) LOCKING SCREW 38MM T15 STERILE | Trauma | EA
03037135 | 10886982344397 | 135 DEG AIMING ARM STATIC+DYNAMIC DISTAL LOCKING | Trauma | EA
02114013 | 10886982034908 | 1.5MM LCP Y-PLATE/3H HEAD 8 HOLE SHAFT | Trauma | EA
04233448S | 10886982291219 | RFNA / 14MM / 480MM STANDARD BEND / STERILE | Trauma | EA
241274 | 10886982166395 | 3.5MM LCP® POSTEROLATERAL DSTL HUMERUS PL-LAT SUPPORT 5H-RT | Trauma | EA
02207607 | 10886982052360 | 7.3MM CANNULATED SCFE SCREW 10MM THREAD/80MM | Trauma | EA
02226227 | 10886982058942 | 2.4MM HEADLESS COMPRESSION SCREW-SHORT THREAD 27MM | Trauma | EA
04527106 | 10886982324986 | 2.7MM VOLT(TM) CORTEX SCREW 6MM T8 | Trauma | EA
02100364 | 10886982028938 | 3.5MM LOCKING LOW PROFILE RECON J-PLATE 14 HOLES RIGHT | Trauma | EA
02200125 | 10886982048141 | 3.5MM STARDRIVE CORTEX SCREW SELF-TAPPING 125MM | Trauma | EA
04211258 | 10886982120038 | 2.4/2.7MM TI VA-LCP L-FUSION PL/STANDARD/RIGHT | Trauma | EA
22366 | 10886982158093 | 3.5MM LC-DCP® PLATE 16 HOLES/207MM | Trauma | EA
04211058 | 10886982119216 | 2.7MM TI VA LCKNG SCR SLF-TPNG WITH T8 STARDRIVE RECESS 58MM | Trauma | EA
02150440S | 10886982307651 | 4.0MM SELF-DRILLING SCHANZ SCREW 40MM THRD/150MM/STERILE | Trauma | EA
205216 | 10886982147028 | 3.5MM CANNULATED SCREW FULLY THREADED/16MM | Trauma | EA
04535152 | 10886982326157 | 3.5MM VOLT(TM) CORTEX SCREW 52MM T15 | Trauma | EA
421320 | 10886982214867 | 1.3MM TI EXTENDED H-PLATE/ RIGHT | Trauma | EA
SD03033005 | 10886982343994 | Ø14MM HOLLOW REAMER - FRN | Trauma | EA
407730 | 10886982208644 | 4.0MM TI CANNULATED SCREW LONG THREAD/30MM | Trauma | EA
04172530SHA | 10886982305572 | 5.0MM TI BLUNTED POINT SCHANZ SCREW 30MM THRD/175MM/HA STER | Trauma | EA
200532 | 10886982141323 | 1.0MM CORTEX SCREW SELF-TAPPING 12MM | Trauma | EA
04535346TS | 10886982326706 | 3.5MM VOLT(TM) LOCKING SCREW 46MM T15 STERILE | Trauma | EA
03133102S | 10886982277381 | 2.5MM DRILL BIT QC 135MM STER 45MM CALIBRATION | Trauma | EA
04527356 | 10886982323842 | 2.7MM VOLT(TM) LOCKING SCREW 56MM T8 | Trauma | EA
04110009 | 10886982100146 | TI LCP DIA-META VOLAR DISTAL RADIUS PL 9H SHAFT/RT | Trauma | EA
02240065 | 10886982063656 | 3.7MM CANNULATED LOCKING SCREW 65MM | Trauma | EA
04536016 | 10886982327925 | 3.5MM VOLT(TM) METAPHYSEAL PL 16H/L208MM | Trauma | EA
0211150101S | 10886982031693 | 1.25MM PL REDUCTION WIRE/THRDD TIP W/LRG STOP/150MM-STERILE | Trauma | EA
02206010S | 10886982050052 | 3.5MM CRTX SCREW/LOW PROF HD SELF-TAPPING/HEXDRV/10MM-STER | Trauma | EA
412219S | 10886982275462 | 5.0MM TI LOCKING SCR SLF-TPNG W/T25 STARDRIVE 50MM-STERILE | Trauma | EA
402629 | 10886982206183 | 3.0MM TI CANNULATED SCREW SHORT THREAD/29MM | Trauma | EA
02112822 | 10886982279903 | 2.7MM VA LCP HOOK PLATE SHORT/ 12MM/ LEFT | Trauma | EA
217065 | 10886982155580 | 6.5MM CANCELLOUS BONE SCREW 32MM THREAD/65MM | Trauma | EA
02527106TS | 10886982322036 | 2.7MM VOLT(TM) CORTEX SCREW 6MM T8 STERILE | Trauma | EA
241289 | 10886982166654 | 3.5MM LCP® MEDIAL DISTAL HUMERUS PLATE 9 HOLES-LEFT | Trauma | EA
414742 | 10886982213433 | 4.5MM TI CANNULATED SCREW FULLY THREADED/42MM | Trauma | EA
42231645 | 10886982259097 | 5.0MM CANN VAL SCREW OPTILINK(TM)/45MM | Trauma | EA
414726 | 10886982213358 | 4.5MM TI CANNULATED SCREW FULLY THREADED/26MM | Trauma | EA
04045326 | 10886982293176 | LOW PROF LCKNG SCREW F/IM NAIL Ø 5.0MM / L 26MM / XL25 | Trauma | EA
402248 | 10886982205933 | 2.7MM TI LOCKING SCR SLF-TPNG WITH T8 STARDRIVE RECESS-48MM | Trauma | EA
04424004S | 10886982334350 | 2.4MM VOLT(TM) COMPACT STRT PL 8H/57MM/STERILE | Trauma | EA
412108 | 10886982210418 | 3.5MM TI LOCKING SCR SLF-TPNG WITH STARDRIVE RECESS 24MM | Trauma | EA
02127321 | 10886982043863 | 3.5MM VA-LCP PROX TIBIA PLATE LARGE BEND/6H/117MM/LEFT | Trauma | EA
03130140 | 10886982075307 | PLATE BENDING PINS FOR 1.3MM LOCKING PLATES | Trauma | EA
324034 | 10886982191007 | 2.0MM K-WIRE CENTERING SLEEVE FOR USE WITH 324.048 | Trauma | EA
04045572TS | 10886982301581 | LOW PROF LCKNG SCREW F/IM NAIL Ø 4.0MM / L 72MM / XL25/ STER | Trauma | EA
280345S | 10886982175403 | DHS®/DCS® ONE-STEP LAG SCREW 12.7MM THREAD/145MM-STERILE | Trauma | EA
209665 | 10886982150806 | 7.3MM CANNULATED SCREW FULLY THREADED/65MM | Trauma | EA
204010 | 10886982145338 | 3.5MM CORTEX SCREW 10MM | Trauma | EA
400810 | 10886982203694 | 1.5MM TI CORTEX SCREW SELF-TAPPING 10MM | Trauma | EA
04200030 | 10886982115744 | 3.5MM TI STARDRIVE CORTEX SCREW SELF-TAPPING 30MM | Trauma | EA
02536016 | 10886982327918 | 3.5MM VOLT(TM) METAPHYSEAL PL 16H/L208MM | Trauma | EA
04005424S | 10886982085375 | 4.0MM TI LOCKING SCREW W/T25 STARDRIVE 34MM F/IM NAILS-STER | Trauma | EA
03535280 | 10886982336415 | 2.8MM VOLT(TM) DRILL BIT AO QC 140MM/45MM CALIBRATION | Trauma | EA
214834 | 10886982154668 | 4.5MM CORTEX SCREW SELF-TAPPING 34MM | Trauma | EA
02226119 | 10886982058249 | 3.0MM HEADLESS COMPRESSION SCREW-LONG THREAD 19MM | Trauma | EA
61231012 | 10886982250520 | FULL LENGTH TRAY F/4.5MM VA- LCP INSTRUMENT AND SCREW SET | Trauma | EA
02130107 | 10886982044273 | 1.3MM LOCKING SCREW SLF-TPNG WITH T4 STARDRIVE RECESS 7MM | Trauma | EA
02112810 | 10886982279835 | 2.7MM VA LCP HOOK PLATE LONG/ 9MM/ LEFT | Trauma | EA
04227270 | 10886982124920 | 6.5MM TI HEADLESS COMPRESSION SCREW/32MM THREAD/70MM | Trauma | EA
04172640SHA | 10886982305459 | 6.0MM TI BLUNTED POINT SCHANZ SCREW 40MM THRD/175MM/HA STER | Trauma | EA
02207612 | 10886982052414 | 7.3MM CANNULATED SCFE SCREW 10MM THREAD/105MM | Trauma | EA
02227130 | 10886982061010 | 6.5MM HEADLESS COMPRESSION SCREW/16MM THREAD/130MM | Trauma | EA
04038120 | 10886982098580 | TFNA SCREW 120MM | Trauma | EA
02115230 | 10886982035226 | 2.4MM VA-LCP DORSAL DISTAL RAD L-PLATE +90°/3H HD/3H SHAFT | Trauma | EA
426621 | 10886982217233 | 4.5MM TI BROAD LCP® PLATE 12 HOLES/224MM | Trauma | EA
04226209 | 10886982122308 | 2.4MM TI HEADLESS COMPRESSION SCREW-SHORT THREAD 9MM | Trauma | EA
02202990 | 10886982049308 | 2.7MM CORTEX SCREW SLF-TPNG WITH T8 STARDRIVE RECESS 90MM | Trauma | EA
04045405TS | 10886982302427 | LOW PROF LCKNG SCREW F/IM NAIL Ø 5.0MM / L 105MM / XL25/ STE | Trauma | EA
04045090 | 10886982293404 | LOCKING SCREW FOR IM NAIL Ø 5MM/ 90MM/ XL25 | Trauma | EA
04424154 | 10886982318664 | 2.4MM VOLT(TM) CORTEX SCREW 54MM T8 | Trauma | EA
04045372 | 10886982293725 | LOW PROF LCKNG SCREW F/IM NAIL Ø 5.0MM / L 72MM / XL25 | Trauma | EA
02206026S | 10886982050212 | 3.5MM CRTX SCREW/LOW PROF HD SELF-TAPPING/HEXDRV/26MM-STER | Trauma | EA
402638 | 10886982206237 | 3.0MM TI CANNULATED SCREW SHORT THREAD/38MM | Trauma | EA
04527336 | 10886982323644 | 2.7MM VOLT(TM) LOCKING SCREW 36MM T8 | Trauma | EA
04025520S | 10886982090621 | 5.0MM TI ANGULAR STABLE LCKNG SCR T25 30MM F/IM NAILS-STER | Trauma | EA
294778SHA | 10886982182036 | 4.0MM SELF-DRILLING SCHANZ SCREW 150MM/HA COATING-STERILE | Trauma | EA
04045250 | 10886982293336 | LOCKING SCREW FOR IM NAIL Ø 4MM/ 50MM/ XL25 | Trauma | EA
404814 | 10886982207296 | 3.5MM TI CORTEX SCREW SELF-TAPPING 14MM | Trauma | EA
04045074 | 10886982293008 | LOCKING SCREW FOR IM NAIL Ø 5MM/ 74MM/ XL25 | Trauma | EA
04045534 | 10886982293961 | LOW PROF LCKNG SCREW F/IM NAIL Ø 4.0MM / L 34MM / XL25 | Trauma | EA
402222 | 10886982205803 | 2.7MM TI LOCKING SCR SLF-TPNG WITH T8 STARDRIVE RECESS-22MM | Trauma | EA
02115231 | 10886982035240 | 2.4MM VA-LCP DORSAL DISTAL RAD L-PLATE -90°/3H HD/3H SHAFT | Trauma | EA
404828 | 10886982207364 | 3.5MM TI CORTEX SCREW SELF-TAPPING 28MM | Trauma | EA
04424307 | 10886982318749 | 2.4MM VOLT(TM) LOCKING SCREW 7MM T8 | Trauma | EA
02206046 | 10886982050427 | 3.5MM CRTX SCREW/LOW PROF HD SELF-TAPPING/HEX DRIVE/46MM | Trauma | EA
04112119 | 10886982103345 | 2.7MM/3.5MM TI LCP POSTLAT DSTL FIBULA PL 9H/LEFT/155MM | Trauma | EA
04031027S | 10886982094056 | 5.0MM TI RECON SCREW W/T25 STARDRIVE 85MM-STERILE | Trauma | EA
24314 | 10886982168986 | 2.0MM STRAIGHT PLATE 4 HOLES/23MM | Trauma | EA
24060 | 10886982165183 | LATERAL TIBIAL HEAD BUTTRESS PLATE 13 HOLES/246MM-LEFT | Trauma | EA
SD03130280 | 10886982311627 | PLATE HOLDING CLAMP/ SMALL | Trauma | EA
04005442S | 10886982085559 | 4.0MM TI LOCKING SCREW W/T25 STARDRIVE 52MM F/IM NAILS-STER | Trauma | EA
02112110 | 10886982033413 | 2.7MM/3.5MM LCP POSTLAT DISTAL FIBULA PLATE 5H/RIGHT/103MM | Trauma | EA
04031022S | 10886982093950 | 5.0MM TI RECON SCREW W/T25 STARDRIVE 60MM-STERILE | Trauma | EA
02170540S | 10886982308283 | 5.0MM SELF-DRILLING SCHANZ SCREW 40MM THRD/175MM/STERILE | Trauma | EA
02112031 | 10886982032898 | 3.5MM LCP SUP ANT CLAVICLE PLATE 8H/LT/120MM | Trauma | EA
SD03108011 | 10886982257178 | PEDIATRIC GUIDE BLOCK W/QC 3.5MM | Trauma | EA
02227105S | 10886982060921 | 6.5MM HEADLESS COMPRESSION SCR/16MM THRD/105MM-STERILE | Trauma | EA
02172630SHA | 10886982305060 | 6.0MM BLUNTED POINT SCHANZ SCREW 30MM THRD/175MM/HA STER | Trauma | EA
04227120S | 10886982124692 | 6.5MM TI HEADLESS COMPRESSION SCR/16MM THRD/120MM-STERILE | Trauma | EA
04420069 | 10886982337948 | 2.0MM VOLT(TM) CONDYLAR PLATE 6H/45MM | Trauma | EA
04226012 | 10886982121424 | 3.0MM TI HEADLESS COMPRESSION SCREW-SHORT THREAD 12MM | Trauma | EA
294798 | 10886982182401 | 6.0MM SELF-DRILLING SCHANZ SCREW 80MM THRD/250MM | Trauma | EA
202209 | 10886982143938 | 2.7MM LOCKING SCREW SLF-TPNG WITH T8 STARDRIVE RECESS 9MM | Trauma | EA
04226748S | 10886982124012 | 4.5MM TI HEADLESS COMPRESSION SCR/LONG THRD/48MM-STERILE | Trauma | EA
449670 | 10886982224149 | 2.4MM TI LCP(TM) T-PLATE 2 HOLES HEAD/7 HOLES SHAFT | Trauma | EA
03311060 | 10886982078155 | SQUARE NUT | Trauma | EA
02535348 | 10886982325518 | 3.5MM VOLT(TM) LOCKING SCREW 48MM T15 | Trauma | EA
02226740 | 10886982060204 | 4.5MM HEADLESS COMPRESSION SCREW/LONG THREAD/40MM | Trauma | EA
04130151 | 10886982112514 | 1.3MM TI LCKNG STRAIGHT PLATE 12 HOLES | Trauma | EA
02527336 | 10886982334169 | 2.7MM VOLT(TM) LOCKING SCREW 36MM T8 | Trauma | EA
446234 | 10886982223616 | 1.5MM TI T-PLATE 4 HOLES HEAD/ 8 HOLES SHAFT | Trauma | EA
02108341 | 10886982029959 | PEDIATRIC LCP HIP PLATE 5.0MM/130°/5 HOLES | Trauma | EA
02535210S | 10886982327048 | 3.5MM VOLT(TM) CORTEX SCREW 110MM T15 STERILE | Trauma | EA
02231232 | 10886982062086 | 5.0MM VARIABLE ANGLE LOCKNG SCREW/SLF-TPNG/STRDRV/32MM | Trauma | EA
02211221 | 10886982054043 | 2.4MM/2.7MM VA-LOCKING CUBOID PLATE/LEFT | Trauma | EA
204080 | 10886982145680 | 3.5MM CORTEX SCREW 80MM | Trauma | EA
204105 | 10886982145734 | 3.5MM CORTEX SCREW 105MM | Trauma | EA
04210122TS | 10886982262646 | 2.4MM TI VA LOCKING SCREW STARDRIVE 22MM STERILE | Trauma | EA
294785SHA | 10886982182180 | 5.0MM SELF-DRILLING SCHANZ SCREW 175MM/HA COATING-STERILE | Trauma | EA
02123042 | 10886982042354 | 3.5MM LCP PERIARTICULAR PROX HUMERUS PL 5 HOLE/145MM/RT | Trauma | EA
04005446S | 10886982085597 | 4.0MM TI LOCKING SCREW W/T25 STARDRIVE 56MM F/IM NAILS-STER | Trauma | EA
280325S | 10886982175328 | DHS®/DCS® ONE-STEP LAG SCREW 12.7MM THREAD/125MM-STERILE | Trauma | EA
02205075 | 10886982049773 | 5.0MM CANNULATED LOCKING SCREW 75MM | Trauma | EA
04535610 | 10886982320636 | 4.0MM VOLT(TM) CANC SCR 10MM PART THRD T15 | Trauma | EA
04045574TS | 10886982301598 | LOW PROF LCKNG SCREW F/IM NAIL Ø 4.0MM / L 74MM / XL25/ STER | Trauma | EA
02424375S | 10886982319456 | 2.4MM VOLT(TM) LOCKING SCREW 75MM T8 STERILE | Trauma | EA
02150460S | 10886982307699 | 4.0MM SELF-DRILLING SCHANZ SCREW 60MM THRD/150MM/STERILE | Trauma | EA
226561 | 10886982159038 | 4.5MM BROAD LCP® PLATE 6 HOLES/116MM | Trauma | EA
02420032 | 10886982329455 | 2.0MM VOLT(TM) ADAPTION PLATE 12H/65MM | Trauma | EA
02211020 | 10886982053619 | 2.7MM VA LCKNG SCREW SLF-TPNG WITH T8 STARDRIVE RECESS 20MM | Trauma | EA
04210130TS | 10886982262752 | 2.4MM TI VA LOCKING SCREW STARDRIVE 30MM STERILE | Trauma | EA
207618 | 10886982148094 | 4.0MM CANNULATED SCREW SHORT THREAD/18MM | Trauma | EA
02535812TS | 10886982320193 | 4.0MM VOLT(TM) CANC SCR 12MM FULL THRD T15 STERILE | Trauma | EA
02118407 | 10886982038920 | 2.7MM VA-LCP LATERAL DISTAL FIBULA PLATE/6 HOLES/LEFT | Trauma | EA
390031 | 10886982197993 | MEDIUM COMBINATION CLAMP | Trauma | EA
212208 | 10886982152152 | 5.0MM LOCKING SCREW SLF-TPNG WITH T25 STARDRIVE RECESS 28MM | Trauma | EA
02538510S | 10886982344649 | 3.5 VOLT(TM) PROX HUM PLATE LONG/10H/232MM/STERILE | Trauma | EA
69031870 | 10886982252289 | SMALL FRAGMENT INSTR & TI IMPL SET--LC-DCP® SCREW RACK | Trauma | EA
02214112 | 10886982055460 | 1.5MM CORTEX SCREW SLF-TPNG WITH T4 STARDRIVE RECESS 12MM | Trauma | EA
02420336 | 10886982315328 | 2.0MM VOLT(TM) LOCKING SCREW 36MM T6 | Trauma | EA
44206 | 10886982222664 | TI QUARTER-TUBULAR PLATE WITH COLLAR 6 HOLES/47MM | Trauma | EA
02207520 | 10886982052230 | 7.3MM CANNULATED CONICAL SCREW PARTIALLY THREADED/120MM | Trauma | EA
207050 | 10886982147936 | 4.0MM CANCELLOUS BONE SCREW PARTIALLY THREADED/50MM | Trauma | EA
214068 | 10886982153661 | 4.5MM CORTEX SCREW 68MM | Trauma | EA
02112141 | 10886982033956 | 2.7MM/3.5MM LCP LATERAL DISTAL FIBULA PLATE 5H/LEFT/99MM | Trauma | EA
281630 | 10886982177667 | 140 DEG DHS® PLATE-SHORT BARREL 3 HOLES/62MM | Trauma | EA
04226324 | 10886982122988 | 2.4MM TI HEADLESS COMPRESSION SCREW-LONG THREAD 24MM | Trauma | EA
02210118 | 10886982052957 | 2.4MM VA LOCKING SCREW STARDRIVE 18MM | Trauma | EA
04045048S | 10886982294463 | LOCKING SCREW FOR IM NAIL Ø 5MM/ 48MM/ XL25/ STERILE | Trauma | EA
03535253 | 10886982336408 | 2.5MM VOLT(TM) DRILL BIT AO QC 205MM/110MM CALIBRATION | Trauma | EA
02424356TS | 10886982316813 | 2.4MM VOLT(TM) LOCKING SCREW 56MM T8 STERILE | Trauma | EA
02424067 | 10886982337238 | 2.4MM VOLT(TM) T-PLATE 5H HEAD/10H/87MM | Trauma | EA
04535118 | 10886982325815 | 3.5MM VOLT(TM) CORTEX SCREW 18MM T15 | Trauma | EA
04045036 | 10886982292759 | LOCKING SCREW FOR IM NAIL Ø 5MM/ 36MM/ XL25 | Trauma | EA
447612 | 10886982224002 | 2.0MM TI Y-PLATE/3 HOLES HEAD 8 HOLES SHAFT/48MM | Trauma | EA
02226700S | 10886982060075 | 4.5MM HEADLESS COMPRESSION SCR/SHORT THRD/100MM-STERILE | Trauma | EA
04535316 | 10886982326393 | 3.5MM VOLT(TM) LOCKING SCREW 16MM T15 | Trauma | EA
02111901 | 10886982032478 | 2.7MM LCP ULNA OSTEOTOMY PLATE 8 HOLES | Trauma | EA
207638 | 10886982148230 | 4.0MM CANNULATED SCREW SHORT THREAD/38MM | Trauma | EA
22364 | 10886982158055 | 3.5MM LC-DCP® PLATE 14 HOLES/181MM | Trauma | EA
216055 | 10886982155221 | 6.5MM CANCELLOUS BONE SCREW 16MM THREAD/55MM | Trauma | EA
02227030S | 10886982060624 | 6.5MM HEADLESS COMPRESSION SCR/16MM THRD/30MM-STERILE | Trauma | EA
04226230 | 10886982122728 | 2.4MM TI HEADLESS COMPRESSION SCREW-SHORT THREAD 30MM | Trauma | EA
04535614TS | 10886982320681 | 4.0MM VOLT(TM) CANC SCR 14MM PART THRD T15 STERILE | Trauma | EA
407754 | 10886982208767 | 4.0MM TI CANNULATED SCREW- LONG THREAD 54MM | Trauma | EA
04233042S | 10886982289179 | RFNA / 10MM / 420MM STANDARD BEND / STERILE | Trauma | EA
04233043S | 10886982289438 | RFNA / 10MM / 420MM PERIPROSTHETIC BEND / STERILE | Trauma | EA
202610 | 10886982144218 | 3.0MM CANNULATED SCREW SHORT THREAD/10MM | Trauma | EA
02527158S | 10886982323941 | 2.7MM VOLT(TM) CORTEX SCREW 58MM T8 STERILE | Trauma | EA
02112027 | 10886982032812 | 3.5MM LCP SUP ANT CLAVICLE PLATE 6H/LT/94MM | Trauma | EA
402734 | 10886982206435 | 3.0MM TI CANNULATED SCREW LONG THREAD/34MM | Trauma | EA
211848 | 10886982151711 | 2.4MM CANNULATED SCREW SHORT THREAD 28MM | Trauma | EA
209755S | 10886982151032 | 7.3MM CANNULATED SCREW FULLY THREADED/155MM-STERILE | Trauma | EA
02211258 | 10886982054623 | 2.4/2.7MM VA-LCP L-FUSION PL STANDARD/RIGHT | Trauma | EA
03312210 | 10886982260833 | MAXFRAME(TM) FULL RING 210MM ALUMINUM | Trauma | EA
418085 | 10886982214669 | 6.5MM TI CANCELLOUS BONE SCREW FULLY THREADED/85MM | Trauma | EA
04535144 | 10886982326072 | 3.5MM VOLT(TM) CORTEX SCREW 44MM T15 | Trauma | EA
294793 | 10886982182289 | 6.0MM SELF-DRILLING SCHANZ SCREW 40MM THRD/125MM | Trauma | EA
04227300 | 10886982125040 | 6.5MM TI HEADLESS COMPRESSION SCREW/32MM THREAD/100MM | Trauma | EA
04045244TS | 10886982300997 | LOCKING SCREW FOR IM NAIL Ø 4MM/ 44MM/ XL25/ STERILE | Trauma | EA
04206042 | 10886982116901 | 3.5MM TI CRTX SCR/LOW PROF HD SELF-TAPPING/HEXDRIVE/42MM | Trauma | EA
414890 | 10886982213907 | 4.5MM TI CORTEX SCREW SELF-TAPPING 90MM | Trauma | EA
04045580TS | 10886982301628 | LOW PROF LCKNG SCREW F/IM NAIL Ø 4.0MM / L 80MM / XL25/ STER | Trauma | EA
04118564 | 10886982109286 | 2.7MM TI METAPHYSEAL SCR/SLF- TPNG W/T8 STRDRV RECESS 64MM | Trauma | EA
29272 | 10886982180889 | 1.6MM THREADED GUIDE WIRE 150MM | Trauma | EA
02112026 | 10886982032799 | 3.5MM LCP SUP ANT CLAVICLE PLATE 6H/RT/94MM | Trauma | EA
02200055 | 10886982048004 | 3.5MM STARDRIVE CORTEX SCREW SELF-TAPPING 55MM | Trauma | EA
241268 | 10886982166319 | 3.5MM LCP® POSTEROLATERAL DISTAL HUMERUS PLATE 9H-RIGHT | Trauma | EA
04045390TS | 10886982302397 | LOW PROF LCKNG SCREW F/IM NAIL Ø 5.0MM / L 90MM / XL25/ STER | Trauma | EA
241304 | 10886982166753 | 3.5MM LCP® MEDIAL DISTAL HUMERUS PLATE 14 HOLES-RIGHT | Trauma | EA
02112021 | 10886982032775 | 3.5MM LCP SUP ANT CLAVICLE PL W/LAT EXTN 8H/LT/135MM | Trauma | EA
04111530 | 10886982101587 | 2.4MM TI VA-LCP 2-COL DSTL RAD PL NRW 6H HD/3H SHAFT/RT | Trauma | EA
02420124 | 10886982314604 | 2.0MM VOLT(TM) CORTEX SCREW 24MM T6 | Trauma | EA
42231226TS | 10886982306739 | 5.0MM VAL SCREW/OPTILINK(TM) SLF-TPNG/STRDRV/26MM/STER | Trauma | EA
04117203 | 10886982105684 | 2.7MM/3.5MM TI VA-LCP POSTLAT DSTL HUM PL 3H/RT/75MM-SHORT | Trauma | EA
69034030 | 10886982252630 | HELICAL BLADE/END CAP TRAY | Trauma | EA
02107302 | 10886982029331 | 2.7MM/3.5MM VA-LCP OLECRANON PL 2H/LT/90MM | Trauma | EA
04206058 | 10886982117106 | 3.5MM TI CRTX SCR/LOW PROF HD SELF-TAPPING/HEXDRIVE/58MM | Trauma | EA
04424108 | 10886982318084 | 2.4MM VOLT(TM) CORTEX SCREW 8MM T8 | Trauma | EA
442494 | 10886982222916 | TI LCP(TM) DISTAL RADIUS PLATE VOLAR/RIGHT-LONG | Trauma | EA
02118302 | 10886982038661 | 2.7MM VA-LCP DISTAL TIBIA L-PLATE/4 HOLES/RIGHT | Trauma | EA
02535650 | 10886982320032 | 4.0MM VOLT(TM) CANC SCR 50MM PART THRD T15 | Trauma | EA
419972 | 10886982214812 | TITANIUM WASHER 6.5MM | Trauma | EA
04527008S | 10886982335050 | 2.7MM VOLT(TM) STRAIGHT PLATE 8H/84MM/STERILE | Trauma | EA
04025444S | 10886982090485 | 4.0MM TI ANGULAR STABLE LCKNG SCR T25 54MM F/IM NAILS-STER | Trauma | EA
03122057 | 10886982074874 | INSERTION GUIDE WITHOUT NOSE | Trauma | EA
02112092 | 10886982033253 | 3.5MM LCP SUPERIOR CLAVICLE PLATE W/LAT EXTN/7H/RT/120MM | Trauma | EA
02226734 | 10886982060143 | 4.5MM HEADLESS COMPRESSION SCREW/LONG THREAD/34MM | Trauma | EA
421335 | 10886982214904 | 1.3MM TI Y-PLATE/3 HOLES HEAD 8 HOLES SHAFT/32MM | Trauma | EA
04045244S | 10886982295170 | LOCKING SCREW FOR IM NAIL Ø 4MM/ 44MM/ XL25/ STERILE | Trauma | EA
04214124 | 10886982120953 | 1.5MM TI CORTEX SCR SLF-TPNG WITH T4 STARDRIVE RECESS 24MM | Trauma | EA
212417 | 10886982152640 | 3.5MM CONICAL SCREW SLF-TPNG PARTIALLY THREADED 40MM | Trauma | EA
04420320 | 10886982317728 | 2.0MM VOLT(TM) LOCKING SCREW 20MM T6 | Trauma | EA
02117307 | 10886982036384 | 2.7MM/3.5MM VA-LCP POSTLAT DSTL HUM PL 7H/LT/127MM-LONG | Trauma | EA
02120606 | 10886982040183 | CONNECTING SCREW F/LOCKING ATTACHMENT PLATE/STARDRIVE | Trauma | EA
60133100 | 10886982269867 | UNIVERSAL SF INSERTION TRAY | Trauma | EA
04535344TS | 10886982326683 | 3.5MM VOLT(TM) LOCKING SCREW 44MM T15 STERILE | Trauma | EA
02207627 | 10886982052568 | 7.3MM CANNULATED SCFE SCREW 20MM THREAD/90MM | Trauma | EA
02200065 | 10886982048028 | 3.5MM STARDRIVE CORTEX SCREW SELF-TAPPING 65MM | Trauma | EA
02535810TS | 10886982320179 | 4.0MM VOLT(TM) CANC SCR 10MM FULL THRD T15 STERILE | Trauma | EA
04045546TS | 10886982301307 | LOW PROF LCKNG SCREW F/IM NAIL Ø 4.0MM / L 46MM / XL25/ STER | Trauma | EA
04005524S | 10886982085931 | 5.0MM TI LOCKING SCREW W/T25 STARDRIVE 34MM F/IM NAIL-STER | Trauma | EA
04527316TS | 10886982323415 | 2.7MM VOLT(TM) LOCKING SCREW 16MM T8 STERILE | Trauma | EA
04227130S | 10886982124739 | 6.5MM TI HEADLESS COMPRESSION SCR/16MM THRD/130MM-STERILE | Trauma | EA
247704 | 10886982170958 | 2.4/2.7MM LOCKING X-PLATE MEDIUM 30X20MM | Trauma | EA
02535332TS | 10886982325365 | 3.5MM VOLT(TM) LOCKING SCREW 32MM T15 STERILE | Trauma | EA
02226700 | 10886982060068 | 4.5MM HEADLESS COMPRESSION SCREW/SHORT THREAD/100MM | Trauma | EA
04005546S | 10886982086150 | 5.0MM TI LOCKING SCREW W/T25 STARDRIVE 56MM F/IM NAIL-STER | Trauma | EA
04535818TS | 10886982321114 | 4.0MM VOLT(TM) CANC SCR 18MM FULL THRD T15 STERILE | Trauma | EA
69031911 | 10886982252319 | SM FRAG SET--LC-DCP® GRAPHIC CASE LID F/TI SLF-TPNG SCREWS | Trauma | EA
292699 | 10886982180834 | 2.0MM KIRSCHNER WIRE THREADED SPADE POINT TIP 280MM | Trauma | EA
208965S | 10886982150196 | 7.3MM CANNULATED SCREW 16MM THREAD/165MM-STERILE | Trauma | EA
04100021 | 10886982099440 | 2.4/2.7MM TI LOCKING CUBOID PLATE-LEFT | Trauma | EA
241282 | 10886982166517 | 3.5MM LCP® MEDIAL DISTAL HUMERUS PLATE 3 HOLES-RIGHT | Trauma | EA
04110205 | 10886982100467 | TI VA-LCP VOLAR DISTAL RADIUS PLATE 4H HEAD/3H SHAFT/RT | Trauma | EA
04045115TS | 10886982302359 | LOCKING SCREW FOR IM NAIL Ø 5MM/ 115MM/ XL25/ STERILE | Trauma | EA
04005654S | 10886982086853 | 6.0MM TI LOCKING SCREW W/T25 STARDRIVE 64MM F/IM NAIL-STER | Trauma | EA
04226219S | 10886982122513 | 2.4MM TI HDLSS COMPRESSION SCR 19MM/SHORT THREAD-STERILE | Trauma | EA
02535680 | 10886982320117 | 4.0MM VOLT(TM) CANC SCR 80MM PART THRD T15 | Trauma | EA
04211052 | 10886982119186 | 2.7MM TI VA LCKNG SCR SLF-TPNG WITH T8 STARDRIVE RECESS 52MM | Trauma | EA
04227060 | 10886982124449 | 6.5MM TI HEADLESS COMPRESSION SCREW/16MM THREAD/60MM | Trauma | EA
02107204 | 10886982029287 | 2.7MM/3.5MM VA-LCP OLECRANON PL 4H/RT/116MM | Trauma | EA
04535316TS | 10886982326409 | 3.5MM VOLT(TM) LOCKING SCREW 16MM T15 STERILE | Trauma | EA
02424118 | 10886982315724 | 2.4MM VOLT(TM) CORTEX SCREW 18MM T8 | Trauma | EA
406470 | 10886982207968 | 4.0MM TI CORTEX SCREW SELF-TAPPING/70MM | Trauma | EA
02527160S | 10886982323958 | 2.7MM VOLT(TM) CORTEX SCREW 60MM T8 STERILE | Trauma | EA
02211011 | 10886982053558 | 2.7MM VA LCKNG SCREW SLF-TPNG WITH T8 STARDRIVE RECESS 11MM | Trauma | EA
418080 | 10886982214652 | 6.5MM TI CANCELLOUS BONE SCREW FULLY THREADED/80MM | Trauma | EA
02226127 | 10886982058409 | 3.0MM HEADLESS COMPRESSION SCREW-LONG THREAD 27MM | Trauma | EA
280850 | 10886982176295 | DHS®/DCS® LAG SCREW 12.7MM THREAD/85MM | Trauma | EA
239939 | 10886982163295 | 3.5MM LCP® PROXIMAL TIBIA PLATE 8 HOLES/133MM-LEFT | Trauma | EA
SD03100131 | 10886982350442 | HALF BENNETT SMALL/RIGHT | Trauma | EA
04535006S | 10886982328908 | 3.5MM VOLT(TM) STRAIGHT PLATE 6H/85MM/STERILE | Trauma | EA
02127160TS | 10886982307224 | 3.5MM VARIABLE ANGLE LOCKING SCREW/SLF-TPNG/STRDRV/60MM | Trauma | EA
02424128TS | 10886982315854 | 2.4MM VOLT(TM) CORTEX SCREW 28MM T8 STERILE | Trauma | EA
04424356 | 10886982319364 | 2.4MM VOLT(TM) LOCKING SCREW 56MM T8 | Trauma | EA
408920 | 10886982209825 | 7.3MM TI CANNULATED SCREW 16MM THREAD/120MM | Trauma | EA
436511 | 10886982218070 | 3.5MM TI LCP OLECRANON PLATE 10 HOLES/LEFT/190MM | Trauma | EA
402209 | 10886982205711 | 2.7MM TI LOCKING SCR SLF-TPNG WITH T8 STARDRIVE RECESS-9MM | Trauma | EA
04227340S | 10886982125217 | 6.5MM TI HEADLESS COMPRESSION SCR/32MM THRD/140MM-STERILE | Trauma | EA
04527338TS | 10886982323675 | 2.7MM VOLT(TM) LOCKING SCREW 38MM T8 STERILE | Trauma | EA
408454 | 10886982209344 | 6.5MM TI CANNULATED SCREW 32MM THREAD 170MM | Trauma | EA
04005448 | 10886982085603 | 4.0MM TI LOCKING SCREW W/T25 STARDRIVE 58MM FOR IM NAILS | Trauma | EA
04226123 | 10886982122049 | 3.0MM TI HEADLESS COMPRESSION SCREW-LONG THREAD 23MM | Trauma | EA
202874 | 10886982145062 | 2.7MM CORTEX SCREW SLF-TPNG WITH T8 STARDRIVE RECESS 14MM | Trauma | EA
408472 | 10886982209481 | 6.5MM TI CANNULATED SCREW FULLY THREADED 80MM | Trauma | EA
280310 | 10886982175250 | DHS®/DCS® ONE-STEP LAG SCREW 12.7MM THREAD/110MM | Trauma | EA
209500 | 10886982150646 | 7.0MM CANNULATED SCREW FULLY THREADED/100MM | Trauma | EA
02420001S | 10886982329240 | 2.0MM VOLT(TM) COMP STRGHT PL 5H/29MM/STERILE | Trauma | EA
04211050 | 10886982119179 | 2.7MM TI VA LCKNG SCR SLF-TPNG WITH T8 STARDRIVE RECESS 50MM | Trauma | EA
03430002 | 10886982340801 | SCREWDRIVER HANDLE/ LARGE AO QUICK COUPLING | Trauma | EA
222658 | 10886982157324 | 4.5MM LCP® CONDYLAR PLATE 8 HOLES/206MM-RIGHT | Trauma | EA
02127160 | 10886982043344 | 3.5MM VARIABLE ANGLE LOCKING SCREW/SLF-TPNG/STRDRV/60MM | Trauma | EA
02206265S | 10886982051493 | 3.5MM CRTX SCREW/LOW PROF HD SELF-TAPPING/STRDRV/65MM-STER | Trauma | EA
02226319S | 10886982059178 | 2.4MM HEADLESS COMPRESSION SCR 19MM/LONG THREAD-STERILE | Trauma | EA
413330 | 10886982211989 | 5.0MM TI LOCKING HEAD SCREW SELF-TAPPING 30MM | Trauma | EA
413338 | 10886982212023 | 5.0MM TI LOCKING HEAD SCREW SELF-TAPPING 38MM | Trauma | EA
04227105 | 10886982124623 | 6.5MM TI HEADLESS COMPRESSION SCREW/16MM THREAD/105MM | Trauma | EA
441331 | 10886982221742 | TI LCP® ONE-THIRD TUBULAR PLATE W/COLLAR 3 HOLES/33MM | Trauma | EA
409895 | 10886982210227 | 7.3MM TI CANNULATED SCREW 32MM THREAD/95MM | Trauma | EA
02240032 | 10886982063502 | 3.7MM CANNULATED LOCKING SCREW 32MM | Trauma | EA
04206024 | 10886982116727 | 3.5MM TI CRTX SCR/LOW PROF HD SELF-TAPPING/HEXDRIVE/24MM | Trauma | EA
402242 | 10886982205902 | 2.7MM TI LOCKING SCR SLF-TPNG WITH T8 STARDRIVE RECESS-42MM | Trauma | EA
205246 | 10886982147172 | 3.5MM CANNULATED SCREW FULLY THREADED/46MM | Trauma | EA
02124409 | 10886982042798 | 4.5MM VA-LCP CURVED CONDYLAR PLATE/8 HOLE/195MM/LEFT | Trauma | EA
280750 | 10886982176257 | DHS®/DCS® LAG SCREW 12.7MM THREAD/75MM | Trauma | EA
04226680 | 10886982123701 | 4.5MM TI HEADLESS COMPRESSION SCREW/SHORT THREAD/80MM | Trauma | EA
441391 | 10886982221865 | TI LCP® ONE-THIRD TUBULAR PLATE W/COLLAR 9 HOLES/105MM | Trauma | EA
02527370 | 10886982333797 | 2.7MM VOLT(TM) LOCKING SCREW 70MM T8 | Trauma | EA
04420066 | 10886982337856 | 2.0MM VOLT(TM) T-PLATE 3H HEAD/10H/73MM | Trauma | EA
201830 | 10886982143051 | 2.0MM CORTEX SCREW SELF-TAPPING 30MM | Trauma | EA
412430 | 10886982211514 | 3.5MM TI CONICAL SCREW SLF-TPNG PARTIALLY THRDD 90MM | Trauma | EA
224641 | 10886982158604 | 4.5MM NARROW LCP® PLATE 14 HOLES/260MM | Trauma | EA
449683 | 10886982224224 | 2.7MM TI LCP(TM) PLATE 7 HOLES/67MM | Trauma | EA
02226230S | 10886982059017 | 2.4MM HEADLESS COMPRESSION SCR 30MM/SHORT THREAD-STERILE | Trauma | EA
02214105 | 10886982055392 | 1.5MM CORTEX SCREW SLF-TPNG WITH T4 STARDRIVE RECESS 5MM | Trauma | EA
04045228 | 10886982293527 | LOCKING SCREW FOR IM NAIL Ø 4MM/ 28MM/ XL25 | Trauma | EA
04005646S | 10886982086792 | 6.0MM TI LOCKING SCREW W/T25 STARDRIVE 56MM F/IM NAIL-STER | Trauma | EA
04124213 | 10886982110701 | 3.5MM TI LCP PROXIMAL TIBIA PL LOW BEND 10 HOLES/154MM/LEFT | Trauma | EA
03424190 | 10886982335999 | 2.4/1.8 VOLT(TM) DOUBLE DRILL GUIDE FOR 2.4MM PLATES | Trauma | EA
04230118 | 10886982125446 | 1.5MM TI HEADLESS COMPRESSION SCREW 18MM | Trauma | EA
04019020S | 10886982089632 | 4.5MM TI MULTILOC SCREW LENGTH 20MM-STERILE | Trauma | EA
29430 | 10886982181374 | 4.0MM/3.0MM SCHANZ SCREW 20MM THREAD/80MM | Trauma | EA
04226218S | 10886982122490 | 2.4MM TI HDLSS COMPRESSION SCR 18MM/SHORT THREAD-STERILE | Trauma | EA
04226340S | 10886982123213 | 2.4MM TI HDLSS COMPRESSION SCR 40MM/LONG THREAD-STERILE | Trauma | EA
209850 | 10886982151155 | 7.3MM CANNULATED SCREW 32MM THREAD/50MM | Trauma | EA
02535685S | 10886982321695 | 4.0MM VOLT(TM) CANC SCR 85MM PART THRD T15 STERILE | Trauma | EA
214076 | 10886982153692 | 4.5MM CORTEX SCREW 76MM | Trauma | EA
04130313 | 10886982113313 | 2.0MM TI VA-LCKNG SCR SLF-TPNG WITH T6 STARDRIVE RECESS 13MM | Trauma | EA
401896 | 10886982205360 | 2.0MM TI LOCKING SCR SLF-TPNG WITH STARDRIVE RECESS 26MM | Trauma | EA
02527132TS | 10886982332127 | 2.7MM VOLT(TM) CORTEX SCREW 32MM T8 STERILE | Trauma | EA
214744 | 10886982154439 | 4.5MM CANNULATED SCREW FULLY THREADED/44MM | Trauma | EA
02127251 | 10886982043641 | 3.5MM VA-LCP PROX TIBIA PLATE SMALL BEND/12H/207MM/LEFT | Trauma | EA
408413 | 10886982208958 | 6.5MM TI CANNULATED SCREW 16MM THREAD 90MM | Trauma | EA
449615 | 10886982224125 | 2.4MM TI LCP(TM) T-PLATE 3 HOLES HEAD/7 HOLES SHAFT | Trauma | EA
04152450SHA | 10886982305497 | 4.0MM TI BLUNTED POINT SCHANZ SCREW 50MM THRD/150MM/HA STER | Trauma | EA
02211252 | 10886982054500 | 2.4/2.7MM VA-LCP CLOVERLEAF FUSION PLATE/LONG | Trauma | EA
04005422 | 10886982085344 | 4.0MM TI LOCKING SCREW W/T25 STARDRIVE 32MM FOR IM NAILS | Trauma | EA
02527066 | 10886982337252 | 2.7MM VOLT(TM) T-PLATE 3H HEAD/10H/95MM | Trauma | EA
04226785 | 10886982124227 | 4.5MM TI HEADLESS COMPRESSION SCREW/LONG THREAD/85MM | Trauma | EA
04535816 | 10886982321084 | 4.0MM VOLT(TM) CANC SCR 16MM FULL THRD T15 | Trauma | EA
04130330S | 10886982260581 | 2.0MM TI VA-LCKNG SCR SLF-TPNG W/T6 STRDRV RECESS 30MM-STER | Trauma | EA
202614 | 10886982144256 | 3.0MM CANNULATED SCREW SHORT THREAD/14MM | Trauma | EA
413336 | 10886982212016 | 5.0MM TI LOCKING HEAD SCREW SELF-TAPPING 36MM | Trauma | EA
04535690S | 10886982321886 | 4.0MM VOLT(TM) CANC SCR 90MM PART THRD T15 STERILE | Trauma | EA
224721 | 10886982158666 | 4.5MM NARROW LCP® PLATE 22 HOLES/404MM | Trauma | EA
02535634TS | 10886982321527 | 4.0MM VOLT(TM) CANC SCR 34MM PART THRD T15 STERILE | Trauma | EA
04424120TS | 10886982318336 | 2.4MM VOLT(TM) CORTEX SCREW 20MM T8 STERILE | Trauma | EA
412323 | 10886982211323 | 3.5MM TI CONICAL SCREW SLF-TPNG FULLY THREADED 55MM | Trauma | EA
02252655S | 10886982308610 | 6.0MM BLUNTED POINT SCHANZ SCREW 55MM THRD/250MM/STERILE | Trauma | EA
04045038 | 10886982292766 | LOCKING SCREW FOR IM NAIL Ø 5MM/ 38MM/ XL25 | Trauma | EA
407612 | 10886982208293 | 4.0MM TI CANNULATED SCREW SHORT THREAD/12MM | Trauma | EA
02001306 | 10886982027597 | 4.5MM LCP® CURVED CONDYLAR PLATE 16 HOLES/350MM-LEFT | Trauma | EA
208130 | 10886982149039 | 7.0MM CANNULATED SCREW 16MM THREAD/130MM | Trauma | EA
02226675S | 10886982059970 | 4.5MM HEADLESS COMPRESSION SCR/SHORT THRD/75MM-STERILE | Trauma | EA
02127241 | 10886982043603 | 3.5MM VA-LCP PROX TIBIA PLATE SMALL BEND/10H/177MM/LEFT | Trauma | EA
04226756 | 10886982124081 | 4.5MM TI HEADLESS COMPRESSION SCREW/LONG THREAD/56MM | Trauma | EA
04005628S | 10886982086617 | 6.0MM TI LOCKING SCREW W/T25 STARDRIVE 38MM F/IM NAIL-STER | Trauma | EA
212105 | 10886982151797 | 3.5MM LOCKING SCREW SLF-TPNG W/STARDRIVE(TM) RECESS 18MM | Trauma | EA
40137897 | 10886982204233 | 2.0MM TI CORTEX SCRW SLF-TPNG WITH STARDRIVE RECESS 32MM | Trauma | EA
02535670 | 10886982320094 | 4.0MM VOLT(TM) CANC SCR 70MM PART THRD T15 | Trauma | EA
04536034 | 10886982329165 | 3.5MM VOLT(TM) T-PLATE 4H HEAD/4H SHAFT/56MM | Trauma | EA
02420340TS | 10886982315373 | 2.0MM VOLT(TM) LOCKING SCREW 40MM T6 STERILE | Trauma | EA
446233 | 10886982223609 | 1.5MM TI T-PLATE 3 HOLES HEAD/ 8 HOLES SHAFT | Trauma | EA
02118304 | 10886982038708 | 2.7MM VA-LCP DISTAL TIBIA L-PLATE/6 HOLES/RIGHT | Trauma | EA
209750S | 10886982151018 | 7.3MM CANNULATED SCREW FULLY THREADED/150MM-STERILE | Trauma | EA
02117601 | 10886982036940 | 2.7MM/3.5MM VA-LCP EXT MEDL DSTL HUM PL 1H/RT/72MM-SHORT | Trauma | EA
04424146 | 10886982318589 | 2.4MM VOLT(TM) CORTEX SCREW 46MM T8 | Trauma | EA
04226765 | 10886982124142 | 4.5MM TI HEADLESS COMPRESSION SCREW/LONG THREAD/65MM | Trauma | EA
04535354TS | 10886982326782 | 3.5MM VOLT(TM) LOCKING SCREW 54MM T15 STERILE | Trauma | EA
02127190 | 10886982043405 | 3.5MM VARIABLE ANGLE LOCKING SCREW/SLF-TPNG/STRDRV/90MM | Trauma | EA
416095 | 10886982214157 | 6.5MM TI CANCELLOUS BONE SCREW 16MM THREAD/95MM | Trauma | EA
04211056 | 10886982119209 | 2.7MM TI VA LCKNG SCR SLF-TPNG WITH T8 STARDRIVE RECESS 56MM | Trauma | EA
200688 | 10886982141378 | 1.3MM CORTEX SCREW SELF-TAPPING 8MM | Trauma | EA
04152420 | 10886982304162 | 4.0MM TI BLUNTED POINT SCHANZ SCREW 20MM THRD/150MM | Trauma | EA
04130261 | 10886982113085 | 1.5MM TI VAL WEB PLATE 14 HOLES | Trauma | EA
04226770 | 10886982124166 | 4.5MM TI HEADLESS COMPRESSION SCREW/LONG THREAD/70MM | Trauma | EA
04130005 | 10886982112224 | 1.3MM TI CORTEX SCREW SLF-TPNG WITH T4 STARDRIVE RECESS 5MM | Trauma | EA
04150460SHA | 10886982305268 | 4.0MM TI SELF-DRILLING SCHANZ SCREW 60MM THRD/150MM/HA STER | Trauma | EA
04111750 | 10886982102201 | 2.4MM TI VA-LCP 2-CLMN VLR DST RADIUS PL 7H HD/5H SHAFT/RT | Trauma | EA
02206044S | 10886982050397 | 3.5MM CRTX SCREW/LOW PROF HD SELF-TAPPING/HEXDRV/44MM-STER | Trauma | EA
22657 | 10886982159045 | 4.5MM BROAD LC-DCP® PLATE 7 HOLES/124MM | Trauma | EA
02535338 | 10886982325419 | 3.5MM VOLT(TM) LOCKING SCREW 38MM T15 | Trauma | EA
04005570 | 10886982086389 | 5.0MM TI LOCKING SCREW W/T25 STARDRIVE 80MM FOR IM NAILS | Trauma | EA
04227265 | 10886982124906 | 6.5MM TI HEADLESS COMPRESSION SCREW/32MM THREAD/65MM | Trauma | EA
209630 | 10886982150738 | 7.3MM CANNULATED SCREW FULLY THREADED/30MM | Trauma | EA
02527152 | 10886982332516 | 2.7MM VOLT(TM) CORTEX SCREW 52MM T8 | Trauma | EA
202884 | 10886982145116 | 2.7MM CORTEX SCREW SLF-TPNG WITH T8 STARDRIVE RECESS 24MM | Trauma | EA
04045232TS | 10886982300935 | LOCKING SCREW FOR IM NAIL Ø 4MM/ 32MM/ XL25/ STERILE | Trauma | EA
441284 | 10886982221605 | 3.5MM TI LCP® MEDIAL DISTAL HUMERUS PLATE 5 HOLES-RIGHT | Trauma | EA
408404 | 10886982208866 | 6.5MM TI CANNULATED SCREW 16MM THREAD 45MM | Trauma | EA
04536037S | 10886982329141 | 3.5MM VOLT(TM) T-PLATE 3H HEAD/7H SHAFT/90MM/STERILE | Trauma | EA
04535616TS | 10886982320704 | 4.0MM VOLT(TM) CANC SCR 16MM PART THRD T15 STERILE | Trauma | EA
02130153 | 10886982044440 | 1.3MM LOCKING Y-PLATE 3 HOLES HEAD-5 HOLES SHAFT | Trauma | EA
414090 | 10886982212672 | 4.5MM TI CORTEX SCREW 90MM | Trauma | EA
02527117TS | 10886982322319 | 2.7MM VOLT(TM) CORTEX SCREW 17MM T8 STERILE | Trauma | EA
04535700S | 10886982321909 | 4.0MM VOLT(TM) CANC SCR 100MM PART THRD T15 STERILE | Trauma | EA
422258 | 10886982215482 | TI LCP(TM) DISTAL FEMUR PLATE 13 HOLES/316MM-RIGHT | Trauma | EA
02210142 | 10886982053145 | 2.4MM VA LCKNG SCREW SLF-TPNG WITH STARDRIVE RECESS 42MM | Trauma | EA
408462 | 10886982209382 | 6.5MM TI CANNULATED SCREW FULLY THREADED 30MM | Trauma | EA
02206268 | 10886982051523 | 3.5MM CRTX SCREW/LOW PROF HD SELF-TAPPING/STAR DRIVE/68MM | Trauma | EA
424581 | 10886982216762 | 4.5MM TI NARROW LCP® PLATE 8 HOLES/152MM | Trauma | EA
423561 | 10886982216281 | 3.5MM TI LCP® PLATE 6 HOLES 85MM | Trauma | EA
209705 | 10886982150882 | 7.3MM CANNULATED SCREW FULLY THREADED/105MM | Trauma | EA
04045246 | 10886982293312 | LOCKING SCREW FOR IM NAIL Ø 4MM/ 46MM/ XL25 | Trauma | EA
414070 | 10886982212627 | 4.5MM TI CORTEX SCREW 70MM | Trauma | EA
04019030S | 10886982089731 | 4.5MM TI MULTILOC SCREW LENGTH 30MM-STERILE | Trauma | EA
02117902 | 10886982037503 | 2.7MM/3.5MM VA-LCP LAT DISTAL HUMERUS PL 2H/LT/82MM-MED | Trauma | EA
04210111 | 10886982118462 | 2.4MM TI VA LCKNG SCR SLF-TPNG WITH STARDRIVE RECESS 11MM | Trauma | EA
04170625S | 10886982308160 | 6.0MM TI SELF-DRILLING SCHANZ SCREW 25MM THRD/175MM/STERILE | Trauma | EA
02424113 | 10886982315625 | 2.4MM VOLT(TM) CORTEX SCREW 13MM T8 | Trauma | EA
208100 | 10886982148971 | 7.0MM CANNULATED SCREW 16MM THREAD/100MM | Trauma | EA
422255 | 10886982215420 | TI LCP(TM) DISTAL FEMUR PLATE 9 HOLES/236MM-LEFT | Trauma | EA
02226338 | 10886982059468 | 2.4MM HEADLESS COMPRESSION SCREW-LONG THREAD 38MM | Trauma | EA
241305 | 10886982166777 | 3.5MM LCP® MEDIAL DISTAL HUMERUS PLATE 14 HOLES-LEFT | Trauma | EA
441931 | 10886982222572 | 3.5MM TI LCP® T-PLATE 3H HEAD/ 3H SHAFT/52MM-OBLIQUE LEFT | Trauma | EA
04005642S | 10886982086754 | 6.0MM TI LOCKING SCREW W/T25 STARDRIVE 52MM F/IM NAIL-STER | Trauma | EA
245035 | 10886982169495 | 3.5MM LOW PROFILE RECONSTRUCTION PLATE 15 HOLES | Trauma | EA
404232 | 10886982207203 | 3.5MM TI SHAFT SCREW 32MM | Trauma | EA
02118305 | 10886982038722 | 2.7MM VA-LCP DISTAL TIBIA L-PLATE/6 HOLES/LEFT | Trauma | EA
247372 | 10886982170873 | 2.7MM LCP(TM) PLATE 8 HOLES/76MM | Trauma | EA
02420338 | 10886982315342 | 2.0MM VOLT(TM) LOCKING SCREW 38MM T6 | Trauma | EA
04535824 | 10886982321169 | 4.0MM VOLT(TM) CANC SCR 24MM FULL THRD T15 | Trauma | EA
02535122 | 10886982324382 | 3.5MM VOLT(TM) CORTEX SCREW 22MM T15 | Trauma | EA
02231250 | 10886982062178 | 5.0MM VARIABLE ANGLE LOCKNG SCREW/SLF-TPNG/STRDRV/50MM | Trauma | EA
402900 | 10886982206848 | 2.7MM TI CORTEX SCREW SLF-TPNG WITH T8 STARDRIVE RECESS 40MM | Trauma | EA
04535007 | 10886982328922 | 3.5MM VOLT(TM) STRAIGHT PLATE 7H/98MM | Trauma | EA
04420310 | 10886982317520 | 2.0MM VOLT(TM) LOCKING SCREW 10MM T6 | Trauma | EA
332172 | 10886982192622 | SEATING CHISEL FOR TODDLER OSTEOTOMY PLATES | Trauma | EA
02221462S | 10886982055774 | 5.0MM PERIPROSTHETIC LCKNG SCR SELF-TAPPING 12MM-STERILE | Trauma | EA
412227 | 10886982211118 | 5.0MM TI LOCKING SCR SLF-TPNG WITH T25 STARDRIVE RECESS 90MM | Trauma | EA
04228512TS | 10886982263377 | 2.0MM TI QUICK INSERTION SCREW 12MM- STER | Trauma | EA
02112522 | 10886982034595 | 3.5MM LCP LOW BEND MEDIAL DSTL TIBIA PLATE/10H/RIGHT/187MM | Trauma | EA
02231242 | 10886982062130 | 5.0MM VARIABLE ANGLE LOCKNG SCREW/SLF-TPNG/STRDRV/42MM | Trauma | EA
414072 | 10886982212634 | 4.5MM TI CORTEX SCREW 72MM | Trauma | EA
205224 | 10886982147066 | 3.5MM CANNULATED SCREW FULLY THREADED/24MM | Trauma | EA
04005420S | 10886982085337 | 4.0MM TI LOCKING SCREW W/T25 STARDRIVE 30MM F/IM NAILS-STER | Trauma | EA
390036 | 10886982198044 | MEDIUM MULTI-PIN CLAMP 6 POSITION | Trauma | EA
04227055 | 10886982124425 | 6.5MM TI HEADLESS COMPRESSION SCREW/16MM THREAD/55MM | Trauma | EA
211816 | 10886982151544 | 2.4MM CANNULATED SCREW LONG THREAD 16MM | Trauma | EA
02424390 | 10886982339461 | 2.4MM VOLT(TM) LOCKING SCREW 90MM T8 | Trauma | EA
SD03100038 | 10886982361295 | CURVED PELVIC OSTEOTOME 15MM WIDE | Trauma | EA
441446 | 10886982221971 | 3.5MM TI LCP(TM) ANTEROLATERAL DISTAL TIBIA PL 11 HOLES/RIGH | Trauma | EA
241446 | 10886982167118 | 3.5MM LCP® ANTEROLATERAL DISTAL TIBIA PL 11 HOLES/RIGHT | Trauma | EA
02211013 | 10886982053572 | 2.7MM VA LCKNG SCREW SLF-TPNG WITH T8 STARDRIVE RECESS 13MM | Trauma | EA
02424324 | 10886982316486 | 2.4MM VOLT(TM) LOCKING SCREW 24MM T8 | Trauma | EA
208443 | 10886982149480 | 6.5MM CANNULATED SCREW 32MM THREAD 105MM | Trauma | EA
03535289 | 10886982336453 | INSERTER F/ VOLT(TM) THRD CONE DRILL GUIDES | Trauma | EA
04527308 | 10886982323248 | 2.7MM VOLT(TM) LOCKING SCREW 8MM T8 | Trauma | EA
212321 | 10886982152541 | 3.5MM CONICAL SCREW SLF-TPNG FULLY THREADED 50MM | Trauma | EA
02112040 | 10886982032911 | 3.5MM LCP MEDL ANT CLAVICLE PL 6 HOLE/79MM | Trauma | EA
02202985 | 10886982049285 | 2.7MM CORTEX SCREW SLF-TPNG WITH T8 STARDRIVE RECESS 85MM | Trauma | EA
04045328S | 10886982294920 | LOW PROF LCKNG SCREW F/IM NAIL Ø 5.0MM / L 28MM / XL25/ STER | Trauma | EA
214822 | 10886982154606 | 4.5MM CORTEX SCREW SELF-TAPPING 22MM | Trauma | EA
02420120 | 10886982314567 | 2.0MM VOLT(TM) CORTEX SCREW 20MM T6 | Trauma | EA
224681 | 10886982158635 | 4.5MM NARROW LCP® PLATE 18 HOLES/332MM | Trauma | EA
408477 | 10886982209535 | 6.5MM TI CANNULATED SCREW FULLY THREADED 105MM | Trauma | EA
280470 | 10886982175557 | DHS®/DCS® LAG SCREW 14.0MM THREAD/70MM | Trauma | EA
402717 | 10886982206282 | 3.0MM TI CANNULATED SCREW LONG THREAD/17MM | Trauma | EA
212816 | 10886982152855 | 2.4MM LOCKING SCREW SLF-TPNG WITH STARDRIVE RECESS 16MM | Trauma | EA
04424067S | 10886982337320 | 2.4MM VOLT(TM) T-PLATE 5H HEAD/10H/87MM/STERILE | Trauma | EA
02424190 | 10886982339409 | 2.4MM VOLT(TM) CORTEX SCREW 90MM T8 | Trauma | EA
02206068S | 10886982050694 | 3.5MM CRTX SCREW/LOW PROF HD SELF-TAPPING/HEXDRV/68MM-STER | Trauma | EA
02535083 | 10886982327536 | 3.5MM VOLT(TM) 1/3 TUBULAR PL 3H/35MM | Trauma | EA
04226330 | 10886982123107 | 2.4MM TI HEADLESS COMPRESSION SCREW-LONG THREAD 30MM | Trauma | EA
02420069S | 10886982337450 | 2.0MM VOLT(TM) CONDYLAR PLATE 6H/45MM/STERILE | Trauma | EA
412136S | 10886982210845 | 3.5MM TI LOCKING SCR SLF-TPNG W/STARDRIVE RECESS/46MM-STER | Trauma | EA
02127150 | 10886982043290 | 3.5MM VARIABLE ANGLE LOCKING SCREW/SLF-TPNG/STRDRV/50MM | Trauma | EA
202240 | 10886982144119 | 2.7MM LOCKING SCREW SLF-TPNG WITH T8 STARDRIVE RECESS 40MM | Trauma | EA
04211255 | 10886982119971 | 2.4/2.7MM TI VA-LCP T-FUSION PL/2 HOLE HEAD/LONG | Trauma | EA
02424320 | 10886982316448 | 2.4MM VOLT(TM) LOCKING SCREW 20MM T8 | Trauma | EA
02112029 | 10886982032850 | 3.5MM LCP SUP ANT CLAVICLE PLATE 7H/LT/110MM | Trauma | EA
03424302 | 10886982336040 | SCREWDRIVER SHAFT T8 AO QC/ 105MM | Trauma | EA
223641 | 10886982158062 | 3.5MM LCP PLATE 14 HOLES 189MM | Trauma | EA
02211237 | 10886982054241 | 2.4/2.7MM VA-LCP FIRST MTP FUSION PL/MED/0 DEG/LEFT | Trauma | EA
414756 | 10886982213501 | 4.5MM TI CANNULATED SCREW FULLY THREADED/56MM | Trauma | EA
04200022 | 10886982115706 | 3.5MM TI STARDRIVE CORTEX SCREW SELF-TAPPING 22MM | Trauma | EA
402884 | 10886982206763 | 2.7MM TI CORTEX SCREW SLF-TPNG WITH T8 STARDRIVE RECESS 24MM | Trauma | EA
04535326 | 10886982326492 | 3.5MM VOLT(TM) LOCKING SCREW 26MM T15 | Trauma | EA
402966 | 10886982206886 | 2.7MM TI CORTEX SCREW SLF-TPNG WITH T8 STARDRIVE RECESS 48MM | Trauma | EA
442500 | 10886982222923 | 2.4MM TI LCP(TM) DISTAL RADIUS L-PLATE/-90DEG 2H HD/3H SHAFT | Trauma | EA
04527128 | 10886982325167 | 2.7MM VOLT(TM) CORTEX SCREW 28MM T8 | Trauma | EA
02211421 | 10886982055187 | 3.5MM VA-LCP MEDIAL COLUMN FUSION PLATE 95MM LEFT | Trauma | EA
04211213 | 10886982119377 | 2.4/2.7MM TI VA-LCKNG OPENING WEDGE PLATE/5MM SPACER | Trauma | EA
04005454S | 10886982085672 | 4.0MM TI LOCKING SCREW W/T25 STARDRIVE 64MM F/IM NAILS-STER | Trauma | EA
04120701 | 10886982109828 | 3.5MM TI LCP POSTEROMEDIAL PROXIMAL TIBIA PLATE 1H/69MM | Trauma | EA
458972 | 10886982231116 | 5.0MM TI LOCKING SCREW 72MM- FOR IM NAILS | Trauma | EA
04535820 | 10886982321121 | 4.0MM VOLT(TM) CANC SCR 20MM FULL THRD T15 | Trauma | EA
04172640 | 10886982304551 | 6.0MM TI BLUNTED POINT SCHANZ SCREW 40MM THRD/175MM | Trauma | EA
04527053 | 10886982335227 | 2.7MM VOLT(TM) T-PLATE 3H HEAD/6H/58MM | Trauma | EA
03311202 | 10886982078445 | CONNECTING PLATE/2 HOLES | Trauma | EA
SD399783 | 10886982346964 | REDUCTION FORCEPS W/ SPEED LOCK, 166MM | Trauma | EA
02211240 | 10886982054302 | 2.4/2.7MM VA-LCP FIRST MTP FUSION PL/MED/10 DEG/RIGHT | Trauma | EA
04420316TS | 10886982317650 | 2.0MM VOLT(TM) LOCKING SCREW 16MM T6 STERILE | Trauma | EA
449916 | 10886982224439 | 2.4MM TI CONDYLAR PLATE 8 HOLES/57MM - RIGHT | Trauma | EA
02221510 | 10886982055804 | 5.0MM PERIPROSTHETIC LOCKING SCREW SLF-TPNG STARDRIVE 10MM | Trauma | EA
03111019 | 10886982072184 | JOINT PREP/CHISEL/CURVED NARROW/10MM WIDE | Trauma | EA
412423 | 10886982211446 | 3.5MM TI CONICAL SCREW SLF-TPNG PARTIALLY THRDD 55MM | Trauma | EA
207734 | 10886982148476 | 4.0MM CANNULATED SCREW LONG THREAD/34MM | Trauma | EA
02226217 | 10886982058744 | 2.4MM HEADLESS COMPRESSION SCREW-SHORT THREAD 17MM | Trauma | EA
02420312TS | 10886982315014 | 2.0MM VOLT(TM) LOCKING SCREW 12MM T6 STERILE | Trauma | EA
04045258TS | 10886982301833 | LOCKING SCREW FOR IM NAIL Ø 4MM/ 58MM/ XL25/ STERILE | Trauma | EA
04535826TS | 10886982321190 | 4.0MM VOLT(TM) CANC SCR 26MM FULL THRD T15 STERILE | Trauma | EA
204044 | 10886982145505 | 3.5MM CORTEX SCREW 44MM | Trauma | EA
02535142TS | 10886982324597 | 3.5MM VOLT(TM) CORTEX SCREW 42MM T15 STERILE | Trauma | EA
02538509S | 10886982344625 | 3.5 VOLT(TM) PROX HUM PLATE LONG/9H/214MM/STERILE | Trauma | EA
04233036S | 10886982289148 | RFNA / 10MM / 360MM STANDARD BEND / STERILE | Trauma | EA
02206280S | 10886982051592 | 3.5MM CRTX SCREW/LOW PROF HD SELF-TAPPING/STRDRV/80MM-STER | Trauma | EA
04003035S | 10886982081742 | 6.5MM TI RECON SCREW WITH T25 STARDRIVE 125MM-STERILE | Trauma | EA
03127011 | 10886982075116 | STOPPER FOR 3.5MM VA-LCP PROX TIBIA PLATE AIMING ARM | Trauma | EA
04123024 | 10886982110244 | 3.5MM TI LCP PERIARTIC PROX HUMERUS PL 6 HOLE/163MM/RT | Trauma | EA
04005658S | 10886982086877 | 6.0MM TI LOCKING SCREW W/T25 STARDRIVE 68MM F/IM NAIL-STER | Trauma | EA
04535314TS | 10886982326386 | 3.5MM VOLT(TM) LOCKING SCREW 14MM T15 STERILE | Trauma | EA
440043 | 10886982220165 | 4.5MM TI LCP® PROXIMAL TIBIA PLATE 10 HOLES/190MM-LEFT | Trauma | EA
42231230TS | 10886982306753 | 5.0MM VAL SCREW/OPTILINK(TM) SLF-TPNG/STRDRV/30MM/STER | Trauma | EA
02150425SHA | 10886982304674 | 4.0MM SELF-DRILLING SCHANZ SCREW 25MM THRD/150MM/HA STER | Trauma | EA
409690 | 10886982210036 | 7.3MM TI CANNULATED SCREW FULLY THREADED/90MM | Trauma | EA
280300S | 10886982175205 | DHS®/DCS® LAG SCREW 12.7MM THREAD/130MM-STERILE | Trauma | EA
SD216001 | 10886982003058 | 6.5MM CANCELLOUS BONE SCREW 7.0MM SHAFT LENGTH/30MM | Trauma | EA
02206262S | 10886982051455 | 3.5MM CRTX SCREW/LOW PROF HD SELF-TAPPING/STRDRV/62MM-STER | Trauma | EA
04424110 | 10886982318121 | 2.4MM VOLT(TM) CORTEX SCREW 10MM T8 | Trauma | EA
42231228 | 10886982259363 | 5.0MM VAL SCREW/OPTILINK(TM) SLF-TPNG/STRDRV/28MM | Trauma | EA
209980 | 10886982151469 | 7.3MM CANNULATED SCREW 32MM THREAD/180MM | Trauma | EA
294774 | 10886982181893 | 4.0MM SELF-DRILLING SCHANZ SCREW 20MM THRD/60MM | Trauma | EA
02112114 | 10886982033499 | 2.7MM/3.5MM LCP POSTLAT DISTAL FIBULA PLATE 7H/RIGHT/129MM | Trauma | EA
206430 | 10886982147554 | 4.0MM CORTEX SCREW SELF-TAPPING 30MM | Trauma | EA
04420332 | 10886982317841 | 2.0MM VOLT(TM) LOCKING SCREW 32MM T6 | Trauma | EA
02127112TS | 10886982306838 | 3.5MM VARIABLE ANGLE LOCKING SCREW/SLF-TPNG/STRDRV/12MM | Trauma | EA
04210952 | 10886982118882 | 2.4MM TI CORTEX SCREW SLF-TPNG WITH T8 STARDRIVE RECESS 52MM | Trauma | EA
222656 | 10886982157287 | 4.5MM LCP® CONDYLAR PLATE 6 HOLES/170MM-RIGHT | Trauma | EA
414925 | 10886982213976 | 4.5MM TI CORTEX SCREW SELF-TAPPING 125MM | Trauma | EA
02527066S | 10886982337269 | 2.7MM VOLT(TM) T-PLATE 3H HEAD/10H/95MM/STERILE | Trauma | EA
202736 | 10886982144669 | 3.0MM CANNULATED SCREW LONG THREAD/36MM | Trauma | EA
04424069 | 10886982337962 | 2.4MM VOLT(TM) CONDYLAR PLATE 6H/54MM | Trauma | EA
245926 | 10886982170439 | 3.5MM LOW PROFILE RECON J-PLATE 16 HOLES-RIGHT | Trauma | EA
04527053S | 10886982335234 | 2.7MM VOLT(TM) T-PLATE 3H HEAD/6H/58MM/STERILE | Trauma | EA
04005693 | 10886982087065 | 6.0MM TI LOCKING SCREW W/T25 STARDRIVE 115MM FOR IM NAILS | Trauma | EA
02420033S | 10886982336989 | 2.0MM VOLT(TM) ADPTN COMBI PL 12H/93MM/STERILE | Trauma | EA
04015560S | 10886982089052 | 5.0MM TI DUAL CORE LCKNG SCREW T25 STRDRV 70MM/IM NAILS-STER | Trauma | EA
04005522 | 10886982085900 | 5.0MM TI LOCKING SCREW W/T25 STARDRIVE 32MM FOR IM NAILS | Trauma | EA
04214111 | 10886982120861 | 1.5MM TI CORTEX SCR SLF-TPNG WITH T4 STARDRIVE RECESS 11MM | Trauma | EA
440141 | 10886982220387 | 4.5MM TI LCP® T-PLATE 4 HOLES 83MM | Trauma | EA
04214020 | 10886982120762 | 1.5MM TI LOCKING SCR SLF-TPNG WITH T4 STARDRIVE RECESS 20MM | Trauma | EA
04226329 | 10886982123084 | 2.4MM TI HEADLESS COMPRESSION SCREW-LONG THREAD 29MM | Trauma | EA
02527146TS | 10886982332349 | 2.7MM VOLT(TM) CORTEX SCREW 46MM T8 STERILE | Trauma | EA
04233000S | 10886982288318 | END CAP FOR RFNA / 0MM STERILE | Trauma | EA
40152496 | 10886982204417 | 2.4MM TI CORTEX SCREW SELF-TAPPING 24MM | Trauma | EA
223541 | 10886982157874 | 3.5MM LCP PLATE 4 HOLES 59MM | Trauma | EA
04535310 | 10886982326331 | 3.5MM VOLT(TM) LOCKING SCREW 10MM T15 | Trauma | EA
04535114TS | 10886982325785 | 3.5MM VOLT(TM) CORTEX SCREW 14MM T15 STERILE | Trauma | EA
280275S | 10886982175106 | DHS®/DCS® ONE-STEP LAG SCREW 12.7MM THREAD/75MM-STERILE | Trauma | EA
40151196 | 10886982204332 | 2.4MM TI CORTEX SCREW SELF-TAPPING 11MM | Trauma | EA
02100105 | 10886982028402 | 3.5MM LOCKING LOW PROFILE RECON PLATE 5 HOLES | Trauma | EA
02420053S | 10886982329547 | 2.0MM VOLT(TM) T-PLATE 3H HEAD/6H/45MM/STERILE | Trauma | EA
02100106 | 10886982028419 | 3.5MM LOCKING LOW PROFILE RECON PLATE 6 HOLES | Trauma | EA
280495 | 10886982175656 | DHS®/DCS® LAG SCREW 14.0MM THREAD/95MM | Trauma | EA
04226730 | 10886982123824 | 4.5MM TI HEADLESS COMPRESSION SCREW/LONG THREAD/30MM | Trauma | EA
02420130 | 10886982314666 | 2.0MM VOLT(TM) CORTEX SCREW 30MM T6 | Trauma | EA
412116 | 10886982210562 | 3.5MM TI LOCKING SCR SLF-TPNG WITH STARDRIVE RECESS 38MM | Trauma | EA
03110031 | 10886982072009 | SILICONE WASHER FOR GUIDE BLOCK ATTACHMENT SCREW | Trauma | EA
02240212 | 10886982063731 | 3.7MM CANNULATED CONICAL SCREW 8MM THREAD/12MM | Trauma | EA
02112611 | 10886982279378 | 2.7MM VA LCP CLAVICLE PLATE LATERAL/ CS1/ RIGHT | Trauma | EA
204030 | 10886982145437 | 3.5MM CORTEX SCREW 30MM | Trauma | EA
04535005S | 10886982328861 | 3.5MM VOLT(TM) STRAIGHT PLATE 5H/72MM/STERILE | Trauma | EA
02170525 | 10886982303950 | 5.0MM SELF-DRILLING SCHANZ SCREW 25MM THRD/175MM | Trauma | EA
02240020 | 10886982063441 | 3.7MM CANNULATED LOCKING SCREW 20MM | Trauma | EA
04211265 | 10886982120151 | 2.4/2.7MM TI VA-LCP T-FUSION PL/3 HOLE HEAD/EXTRA LONG | Trauma | EA
402969 | 10886982206916 | 2.7MM TI CORTEX SCREW SLF-TPNG WITH T8 STARDRIVE RECESS 60MM | Trauma | EA
02231670 | 10886982062895 | 5.0MM CANNULATED VA LOCKING SCREW/70MM | Trauma | EA
04226218 | 10886982122483 | 2.4MM TI HEADLESS COMPRESSION SCREW-SHORT THREAD 18MM | Trauma | EA
216050 | 10886982155214 | 6.5MM CANCELLOUS BONE SCREW 16MM THREAD/50MM | Trauma | EA
04424113 | 10886982318183 | 2.4MM VOLT(TM) CORTEX SCREW 13MM T8 | Trauma | EA
402615 | 10886982206046 | 3.0MM TI CANNULATED SCREW SHORT THREAD/15MM | Trauma | EA
02226644 | 10886982059741 | 4.5MM HEADLESS COMPRESSION SCREW/SHORT THREAD/44MM | Trauma | EA
04527348 | 10886982323767 | 2.7MM VOLT(TM) LOCKING SCREW 48MM T8 | Trauma | EA
04226220 | 10886982122520 | 2.4MM TI HEADLESS COMPRESSION SCREW-SHORT THREAD 20MM | Trauma | EA
202738 | 10886982144676 | 3.0MM CANNULATED SCREW LONG THREAD/38MM | Trauma | EA
02207505 | 10886982052209 | 7.3MM CANNULATED CONICAL SCREW PARTIALLY THREADED/105MM | Trauma | EA
04211230 | 10886982119513 | 2.4/2.7MM TI VA-LCP FIRST MTP FUSION PL/SM/0 DEG/RIGHT | Trauma | EA
02424130 | 10886982315861 | 2.4MM VOLT(TM) CORTEX SCREW 30MM T8 | Trauma | EA
458952 | 10886982230973 | 5.0MM TI LOCKING SCREW 52MM- FOR IM NAILS | Trauma | EA
02226660 | 10886982059901 | 4.5MM HEADLESS COMPRESSION SCREW/SHORT THREAD/60MM | Trauma | EA
04205245 | 10886982116475 | 5.0MM TI CANNULATED CONICAL SCREW 45MM | Trauma | EA
02231710S | 10886982063014 | 5.0MM CANNULATED VA LOCKING SCREW/110MM-STERILE | Trauma | EA
242116 | 10886982168047 | 4.5MM LCP® PROXIMAL FEMUR PLATE 16 HOLES/391MM-LEFT | Trauma | EA
04200038 | 10886982115782 | 3.5MM TI STARDRIVE CORTEX SCREW SELF-TAPPING 38MM | Trauma | EA
04206255 | 10886982117908 | 3.5MM TI CRTX SCR/LOW PROF HD SELF-TAPPING/STARDRIVE/55MM | Trauma | EA
02226732 | 10886982060129 | 4.5MM HEADLESS COMPRESSION SCREW/LONG THREAD/32MM | Trauma | EA
04045086TS | 10886982302281 | LOCKING SCREW FOR IM NAIL Ø 5MM/ 86MM/ XL25/ STERILE | Trauma | EA
04535405S | 10886982327390 | 3.5MM VOLT(TM) LOCKING SCREW 105MM T15 STERILE | Trauma | EA
02226800 | 10886982060563 | 4.5MM HEADLESS COMPRESSION SCREW/LONG THREAD/100MM | Trauma | EA
02211215 | 10886982054005 | 2.4/2.7MM VA-LCKNG OPNG WEDGE PLATE/7MM SPACER | Trauma | EA
404230 | 10886982207197 | 3.5MM TI SHAFT SCREW 30MM | Trauma | EA
214520 | 10886982154064 | 4.5MM CANNULATED SCREW PARTIALLY THREADED/20MM | Trauma | EA
04250570S | 10886982308108 | 5.0MM TI SELF-DRILLING SCHANZ SCREW 70MM THRD/250MM/STERILE | Trauma | EA
02100365 | 10886982028945 | 3.5MM LOCKING LOW PROFILE RECON J-PLATE 14 HOLES LEFT | Trauma | EA
294794 | 10886982182319 | 6.0MM SELF-DRILLING SCHANZ SCREW 60MM THRD/150MM | Trauma | EA
423407 | 10886982215963 | 3.5MM TI LCP® METAPHYSEAL PLATE 7 HOLES | Trauma | EA
02206255 | 10886982051363 | 3.5MM CRTX SCREW/LOW PROF HD SELF-TAPPING/STAR DRIVE/55MM | Trauma | EA
408470 | 10886982209467 | 6.5MM TI CANNULATED SCREW FULLY THREADED 70MM | Trauma | EA
200820 | 10886982141576 | 1.5MM CORTEX SCREW SELF-TAPPING 20MM | Trauma | EA
216075 | 10886982155269 | 6.5MM CANCELLOUS BONE SCREW 16MM THREAD/75MM | Trauma | EA
04420136TS | 10886982317292 | 2.0MM VOLT(TM) CORTEX SCREW 36MM T6 STERILE | Trauma | EA
02420066 | 10886982337177 | 2.0MM VOLT(TM) T-PLATE 3H HEAD/10H/73MM | Trauma | EA
02527128 | 10886982332073 | 2.7MM VOLT(TM) CORTEX SCREW 28MM T8 | Trauma | EA
04535365S | 10886982327314 | 3.5MM VOLT(TM) LOCKING SCREW 65MM T15 STERILE | Trauma | EA
208461 | 10886982149626 | 6.5MM CANNULATED SCREW FULLY THREADED 25MM | Trauma | EA
02172535 | 10886982304018 | 5.0MM BLUNTED POINT SCHANZ SCREW 35MM THRD/175MM | Trauma | EA
SD03111551 | 10886982341334 | GUIDE BLOCK FOR TWO-COLUMN 6 HOLE/NARROW/LEFT | Trauma | EA
02226236 | 10886982059062 | 2.4MM HEADLESS COMPRESSION SCREW-SHORT THREAD 36MM | Trauma | EA
02210122TS | 10886982262769 | 2.4MM VA LOCKING SCREW STARDRIVE 22MM STERILE | Trauma | EA
03111014 | 10886982072139 | JOINT PREP/CARTILAGE REMOVER 20 DEG BEND/12MM | Trauma | EA
02227310S | 10886982061386 | 6.5MM HEADLESS COMPRESSION SCR/32MM THRD/110MM-STERILE | Trauma | EA
412425 | 10886982211460 | 3.5MM TI CONICAL SCREW SLF-TPNG PARTIALLY THRDD 65MM | Trauma | EA
04211211 | 10886982119339 | 2.4/2.7MM TI VA-LCKNG OPENING WEDGE PLATE/3MM SPACER | Trauma | EA
408411 | 10886982208934 | 6.5MM TI CANNULATED SCREW 16MM THREAD 80MM | Trauma | EA
02206216 | 10886982050946 | 3.5MM CRTX SCREW/LOW PROF HD SELF-TAPPING/STAR DRIVE/16MM | Trauma | EA
208030 | 10886982148834 | 7.0MM CANNULATED SCREW 16MM THREAD/30MM | Trauma | EA
02210948 | 10886982053275 | 2.4MM CORTEX SCREW SLF-TPNG WITH T8 STARDRIVE RECESS 48MM | Trauma | EA
04420106 | 10886982316844 | 2.0MM VOLT(TM) CORTEX SCREW 6MM T6 | Trauma | EA
02210970 | 10886982053428 | 2.4MM CORTEX SCREW SLF-TPNG WITH T8 STARDRIVE RECESS 70MM | Trauma | EA
04527358TS | 10886982346193 | 2.7MM VOLT(TM) LOCKING SCREW 58MM T8 STERILE | Trauma | EA
02207060 | 10886982051813 | 7.3MM CANNULATED LOCKING SCREW 60MM | Trauma | EA
04527068S | 10886982337436 | 2.7MM VOLT(TM) HOOK PLATE 10H/98MM/STERILE | Trauma | EA
412205 | 10886982210890 | 5.0MM TI LOCKING SCR SLF-TPNG WITH T25 STARDRIVE RECESS 22MM | Trauma | EA
04045566 | 10886982294272 | LOW PROF LCKNG SCREW F/IM NAIL Ø 4.0MM / L 66MM / XL25 | Trauma | EA
04424059 | 10886982338471 | 2.4MM VOLT(TM) TINE PLATE 10H/89MM | Trauma | EA
02226216 | 10886982058720 | 2.4MM HEADLESS COMPRESSION SCREW-SHORT THREAD 16MM | Trauma | EA
04211038 | 10886982119117 | 2.7MM TI VA LCKNG SCR SLF-TPNG WITH T8 STARDRIVE RECESS 38MM | Trauma | EA
407672 | 10886982208569 | 4.0MM TI CANNULATED SCREW- SHORT THREAD 72MM | Trauma | EA
02226029 | 10886982058041 | 3.0MM HEADLESS COMPRESSION SCREW-SHORT THREAD 29MM | Trauma | EA
02252670SHA | 10886982305145 | 6.0MM BLUNTED POINT SCHANZ SCREW 70MM THRD/250MM/HA STER | Trauma | EA
407634 | 10886982208408 | 4.0MM TI CANNULATED SCREW SHORT THREAD/34MM | Trauma | EA
02150415SHA | 10886982304650 | 4.0MM SELF-DRILLING SCHANZ SCREW 15MM THRD/150MM/HA STER | Trauma | EA
04045568 | 10886982293985 | LOW PROF LCKNG SCREW F/IM NAIL Ø 4.0MM / L 68MM / XL25 | Trauma | EA
02252550SHA | 10886982348180 | 5.0MM BLUNTED POINT SCHANZ SCREW 50MM THRD/250MM/HA STER | Trauma | EA
03037112 | 10886982070562 | PERCUTANEOUS RADIOLUCENT INSERTION HANDLE | Trauma | EA
414552 | 10886982213235 | 4.5MM TI CANNULATED SCREW PARTIALLY THREADED/52MM | Trauma | EA
247351 | 10886982170774 | 2.0MM LCP(TM) T-PLATE 2 HOLES HEAD/7 HOLES SHAFT | Trauma | EA
02420140 | 10886982314765 | 2.0MM VOLT(TM) CORTEX SCREW 40MM T6 | Trauma | EA
02535142 | 10886982324580 | 3.5MM VOLT(TM) CORTEX SCREW 42MM T15 | Trauma | EA
04045542 | 10886982294159 | LOW PROF LCKNG SCREW F/IM NAIL Ø 4.0MM / L 42MM / XL25 | Trauma | EA
401766TS | 10886982262813 | 2.4MM TI CORTEX SCREW SLF-TPNG WITH T8 STARDRIVE 16MM STERIL | Trauma | EA
03311316 | 10886982078636 | TI HALF RING/160MM DIAMETER | Trauma | EA
04206034 | 10886982116826 | 3.5MM TI CRTX SCR/LOW PROF HD SELF-TAPPING/HEXDRIVE/34MM | Trauma | EA
02227260S | 10886982061188 | 6.5MM HEADLESS COMPRESSION SCR/32MM THRD/60MM-STERILE | Trauma | EA
02210975 | 10886982053442 | 2.4MM CORTEX SCREW SLF-TPNG WITH T8 STARDRIVE RECESS 75MM | Trauma | EA
439965 | 10886982219602 | 3.5MM TI LCP® MEDIAL PROXIMAL TIBIA PLATE 14H/LEFT 223MM | Trauma | EA
02200042 | 10886982047946 | 3.5MM STARDRIVE CORTEX SCREW SELF-TAPPING 42MM | Trauma | EA
207922 | 10886982148674 | 4.0MM CANCELLOUS BONE SCREW 5.0MM HEAD-PART THRDD/22MM | Trauma | EA
60133118 | 10886982277916 | UNIVERSAL SF INSERTION TRAY W/O DRILL BITS | Trauma | EA
40082096 | 10886982203830 | 1.5MM TI CORTEX SCREW SELF-TAPPING 20MM | Trauma | EA
02212058 | 10886982055224 | 3.5MM LOCKING SCREW SLF-TPNG WITH STARDRIVE RECESS 58MM | Trauma | EA
02231240 | 10886982062123 | 5.0MM VARIABLE ANGLE LOCKNG SCREW/SLF-TPNG/STRDRV/40MM | Trauma | EA
04527059 | 10886982337740 | 2.7MM VOLT(TM) TINE PLATE 10H/98MM | Trauma | EA
04535170TS | 10886982346261 | 3.5MM VOLT(TM) CORTEX SCREW 70MM T15 STER | Trauma | EA
04535655 | 10886982320919 | 4.0MM VOLT(TM) CANC SCR 55MM PART THRD T15 | Trauma | EA
04424134TS | 10886982318473 | 2.4MM VOLT(TM) CORTEX SCREW 34MM T8 STERILE | Trauma | EA
04130362 | 10886982113566 | 2.0MM TI VAL BOX PLATE 4 HOLES | Trauma | EA
04112913 | 10886982279637 | 2.7MM TI VA LCP BUTTON HOOK PLATE/ 12MM/ RIGHT | Trauma | EA
02211253 | 10886982054524 | 2.4/2.7MM VA-LCP T-FUSION PL 2 HOLE HEAD/SHORT | Trauma | EA
02206100 | 10886982050823 | 3.5MM CRTX SCREW/LOW PROF HD SELF-TAPPING/HEX DRIVE/100MM | Trauma | EA
04226221 | 10886982122544 | 2.4MM TI HEADLESS COMPRESSION SCREW-SHORT THREAD 21MM | Trauma | EA
02527150TS | 10886982332387 | 2.7MM VOLT(TM) CORTEX SCREW 50MM T8 STERILE | Trauma | EA
04170530 | 10886982304339 | 5.0MM TI SELF-DRILLING SCHANZ SCREW 30MM THRD/175MM | Trauma | EA
02211254 | 10886982054548 | 2.4/2.7MM VA-LCP T-FUSION PL 2 HOLE HEAD/STANDARD | Trauma | EA
04233241S | 10886982290465 | RFNA / 12MM / 400MM PERIPROSTHETIC BEND / STERILE | Trauma | EA
414068 | 10886982212610 | 4.5MM TI CORTEX SCREW 68MM | Trauma | EA
04045376TS | 10886982301116 | LOW PROF LCKNG SCREW F/IM NAIL Ø 5.0MM / L 76MM / XL25/ STER | Trauma | EA
224755 | 10886982158697 | 4.5MM/3.5MM LCP® METAPHYSEAL PLATE 10 HOLES | Trauma | EA
42231705S | 10886982259271 | 5.0MM CANN VAL SCREW OPTILINK(TM)/105MM/STERILE | Trauma | EA
02100212 | 10886982028631 | 3.5MM WIDE ANGLE LOW PROFILE RECON PLATE 12 HOLES | Trauma | EA
02221091 | 10886982275653 | 3.5/4.5MM VA PPFX PROX FEMUR HOOK PL/LARGE/8HOLES/LEFT | Trauma | EA
04003022 | 10886982081476 | 6.5MM TI RECON SCREW WITH T25 STARDRIVE 60MM | Trauma | EA
04112040 | 10886982102683 | 3.5MM TI LCP MEDL ANT CLAVICLE PLATE/6 HOLE/79MM | Trauma | EA
03424187 | 10886982335852 | 2.4 VOLT(TM) THRDD CONE DRILL GUIDE FOR 1.8MM DRILL BITS | Trauma | EA
04045095 | 10886982293411 | LOCKING SCREW FOR IM NAIL Ø 5MM/ 95MM/ XL25 | Trauma | EA
208446 | 10886982149510 | 6.5MM CANNULATED SCREW 32MM THREAD 120MM | Trauma | EA
SD398552 | 10886982345530 | CREGO ELEVATOR CURVED 14MM WIDE 400MM LONG | Trauma | EA
401881 | 10886982205278 | 2.0MM TI LOCKING SCR SLF-TPNG WITH STARDRIVE RECESS 11MM | Trauma | EA
408419 | 10886982209016 | 6.5MM TI CANNULATED SCREW 16MM THREAD 120MM | Trauma | EA
280460 | 10886982175519 | DHS®/DCS® LAG SCREW 14.0MM THREAD/60MM | Trauma | EA
241441 | 10886982167019 | 3.5MM LCP® ANTEROLATERAL DISTAL TIBIA PL 5 HOLES/LEFT | Trauma | EA
281212 | 10886982176820 | 140 DEG DHS® PLATE-STANDARD BARREL 12 HOLES/206MM | Trauma | EA
204725 | 10886982146175 | 3.5MM PELVIC CORTEX SCREW SELF-TAPPING 125MM | Trauma | EA
202212 | 10886982143969 | 2.7MM LOCKING SCREW SLF-TPNG WITH T8 STARDRIVE RECESS 12MM | Trauma | EA
04227040S | 10886982124371 | 6.5MM TI HEADLESS COMPRESSION SCR/16MM THRD/40MM-STERILE | Trauma | EA
40151396 | 10886982204356 | 2.4MM TI CORTEX SCREW SELF-TAPPING 13MM | Trauma | EA
240040 | 10886982164513 | 4.5MM LCP PROXIMAL TIBIA PLATE 8 HOLES/154MM-RIGHT | Trauma | EA
03043015S | 10886982297099 | DRILL BIT/ CANNULATED/ Ø 12MM LONG/STERILE | Trauma | EA
04226648 | 10886982123503 | 4.5MM TI HEADLESS COMPRESSION SCREW/SHORT THREAD/48MM | Trauma | EA
02527040 | 10886982330550 | 2.7MM VOLT(TM) ADAPTION PLATE 20H/140MM | Trauma | EA
02118012 | 10886982037787 | 2.7/3.5MM VA-LCP MEDIAL DISTAL TIBIA PLATE/14 HOLES/RIGHT | Trauma | EA
02226685 | 10886982060006 | 4.5MM HEADLESS COMPRESSION SCREW/SHORT THREAD/85MM | Trauma | EA
409910 | 10886982210258 | 7.3MM TI CANNULATED SCREW 32MM THREAD/110MM | Trauma | EA
409720 | 10886982210098 | 7.3MM TI CANNULATED SCREW FULLY THREADED/120MM | Trauma | EA
04233136S | 10886982290663 | RFNA / 11MM / 360MM STANDARD BEND / STERILE | Trauma | EA
04424150TS | 10886982318633 | 2.4MM VOLT(TM) CORTEX SCREW 50MM T8 STERILE | Trauma | EA
205238 | 10886982147134 | 3.5MM CANNULATED SCREW FULLY THREADED/38MM | Trauma | EA
20135697 | 10886982141811 | 2.0MM CORTEX SCREW SLF-TPNG WITH STARDRIVE RECESS 6MM | Trauma | EA
02210154 | 10886982053206 | 2.4MM VA LCKNG SCREW SLF-TPNG WITH STARDRIVE RECESS 54MM | Trauma | EA
02535132 | 10886982324481 | 3.5MM VOLT(TM) CORTEX SCREW 32MM T15 | Trauma | EA
02424006S | 10886982329783 | 2.4MM VOLT(TM) STRAIGHT PLATE 6H/60MM/STERILE | Trauma | EA
202625 | 10886982144362 | 3.0MM CANNULATED SCREW SHORT THREAD/25MM | Trauma | EA
04045376S | 10886982295316 | LOW PROF LCKNG SCREW F/IM NAIL Ø 5.0MM / L 76MM / XL25/ STER | Trauma | EA
02420314TS | 10886982315052 | 2.0MM VOLT(TM) LOCKING SCREW 14MM T6 STERILE | Trauma | EA
04424033S | 10886982336927 | 2.4MM VOLT(TM) ADPTN COMBI PL 12H/107MM/STERILE | Trauma | EA
02424190S | 10886982319401 | 2.4MM VOLT(TM) CORTEX SCREW 90MM T8 STERILE | Trauma | EA
04535360TS | 10886982346285 | 3.5MM VOLT(TM) LOCKING SCREW 60MM T15 STER | Trauma | EA
241921 | 10886982167682 | 3.5MM LCP® PROXIMAL HUMERUS PLATE-LONG 8H SHAFT/196MM | Trauma | EA
441303 | 10886982221698 | 3.5MM TI LCP® POSTLAT DISTAL HUMERUS PL-LAT SUPPORT 14H-LT | Trauma | EA
04045782S | 10886982296115 | WASHER FOR NUT Ø 17.5/11.8MM STERILE | Trauma | EA
418065 | 10886982214621 | 6.5MM TI CANCELLOUS BONE SCREW FULLY THREADED/65MM | Trauma | EA
02535154TS | 10886982324719 | 3.5MM VOLT(TM) CORTEX SCREW 54MM T15 STERILE | Trauma | EA
247345 | 10886982170712 | 2.0MM LCP(TM) PLATE 5 HOLES/38MM | Trauma | EA
209480 | 10886982150608 | 7.0MM CANNULATED SCREW FULLY THREADED/80MM | Trauma | EA
209865 | 10886982151186 | 7.3MM CANNULATED SCREW 32MM THREAD/65MM | Trauma | EA
04226219 | 10886982122506 | 2.4MM TI HEADLESS COMPRESSION SCREW-SHORT THREAD 19MM | Trauma | EA
02420330 | 10886982315267 | 2.0MM VOLT(TM) LOCKING SCREW 30MM T6 | Trauma | EA
04210970 | 10886982307408 | 2.4MM TI CORTEX SCREW SLF-TPNG WITH T8 STARDRIVE RECESS 70MM | Trauma | EA
201886 | 10886982143204 | 2.0MM LOCKING SCREW SLF-TPNG WITH STARDRIVE RECESS 16MM | Trauma | EA
03312120 | 10886982260802 | MAXFRAME(TM) FULL RING 120MM ALUMINUM | Trauma | EA
216120 | 10886982155351 | 6.5MM CANCELLOUS BONE SCREW 16MM THREAD/120MM | Trauma | EA
04114503 | 10886982104540 | 1.5MM TI LCP ADAPTION PLATE 6 HOLE WITH GUIDES | Trauma | EA
02535180 | 10886982324795 | 3.5MM VOLT(TM) CORTEX SCREW 80MM T15 | Trauma | EA
212113 | 10886982151872 | 3.5MM LOCKING SCREW SLF-TPNG W/STARDRIVE(TM) RECESS 34MM | Trauma | EA
04120606 | 10886982109804 | TI CONNECTING SCREW F/LCKNG ATTACHMENT PLATE/STARDRIVE | Trauma | EA
04130307 | 10886982113252 | 2.0MM TI VA-LCKNG SCR SLF-TPNG WITH T6 STARDRIVE RECESS 7MM | Trauma | EA
281416 | 10886982177285 | 150 DEG DHS® PLATE-STANDARD BARREL 16 HOLES/270MM | Trauma | EA
02420344TS | 10886982315410 | 2.0MM VOLT(TM) LOCKING SCREW 44MM T6 STERILE | Trauma | EA
04172540S | 10886982308061 | 5.0MM TI BLUNTED POINT SCHANZ SCREW 40MM THRD/175MM/STERILE | Trauma | EA
247711 | 10886982171016 | 2.4/2.7MM LOCKING X-PLATE EXTRA SMALL/22X14MM | Trauma | EA
02204028 | 10886982049384 | 4.0MM LOCKING SCREW SLF-TPNG WITH T25 STARDRIVE RECESS 28MM | Trauma | EA
447345 | 10886982223807 | 2.0MM TI LCP(TM) PLATE 5 HOLES/38MM | Trauma | EA
04538003 | 10886982313737 | 3.5 VOLT(TM) PROX HUM PLATE 3H/93MM | Trauma | EA
208481 | 10886982149824 | 6.5MM CANNULATED SCREW FULLY THREADED 125MM | Trauma | EA
02226125 | 10886982058362 | 3.0MM HEADLESS COMPRESSION SCREW-LONG THREAD 25MM | Trauma | EA
414876 | 10886982213877 | 4.5MM TI CORTEX SCREW SELF-TAPPING 76MM | Trauma | EA
02206214S | 10886982050939 | 3.5MM CRTX SCREW/LOW PROF HD SELF-TAPPING/STRDRV/14MM-STER | Trauma | EA
02424390S | 10886982319487 | 2.4MM VOLT(TM) LOCKING SCREW 90MM T8 STERILE | Trauma | EA
04150460 | 10886982304148 | 4.0MM TI SELF-DRILLING SCHANZ SCREW 60MM THRD/150MM | Trauma | EA
458980S | 10886982231161 | 5.0MM TI LOCKING SCREW 80MM- FOR IM NAILS-STERILE | Trauma | EA
02200150 | 10886982048196 | 3.5MM STARDRIVE CORTEX SCREW SELF-TAPPING 150MM | Trauma | EA
04110105 | 10886982100214 | TI LCP DIA-META VOLAR DISTAL RADIUS PL 5H SHAFT/LT | Trauma | EA
02535128 | 10886982324443 | 3.5MM VOLT(TM) CORTEX SCREW 28MM T15 | Trauma | EA
218035 | 10886982155900 | 6.5MM CANCELLOUS BONE SCREW FULLY THREADED/35MM | Trauma | EA
04233124S | 10886982290618 | RFNA / 11MM / 240MM STANDARD BEND / STERILE | Trauma | EA
04214013 | 10886982120717 | 1.5MM TI LOCKING SCR SLF-TPNG WITH T4 STARDRIVE RECESS 13MM | Trauma | EA
04045072TS | 10886982302830 | LOCKING SCREW FOR IM NAIL Ø 5.0MM / L 72MM / XL25/ STER | Trauma | EA
04252640S | 10886982308443 | 6.0MM TI BLUNTED POINT SCHANZ SCREW 40MM THRD/250MM/STERILE | Trauma | EA
245038 | 10886982169518 | 3.5MM LOW PROFILE RECONSTRUCTION PLATE 18 HOLES | Trauma | EA
04420008S | 10886982330901 | 2.0MM VOLT(TM) STRAIGHT PLATE 8H/58MM/STERILE | Trauma | EA
03424126 | 10886982335951 | 2.4 VOLT(TM) TAP CORTEX SCREW TAP TO 90MM | Trauma | EA
02420312 | 10886982315007 | 2.0MM VOLT(TM) LOCKING SCREW 12MM T6 | Trauma | EA
29445 | 10886982181435 | 4.0MM SCHANZ SCREW SPADE POINT 100MM | Trauma | EA
04118544 | 10886982109088 | 2.7MM TI METAPHYSEAL SCR/SLF- TPNG W/T8 STRDRV RECESS/44MM | Trauma | EA
02152450 | 10886982303929 | 4.0MM BLUNTED POINT SCHANZ SCREW 50MM THRD/150MM | Trauma | EA
04221510 | 10886982121035 | 5.0MM TI PERIPROSTHETIC LCKNG SCREW SLF-TPNG STARDRIVE 10MM | Trauma | EA
04424158 | 10886982318701 | 2.4MM VOLT(TM) CORTEX SCREW 58MM T8 | Trauma | EA
412109 | 10886982210425 | 3.5MM TI LOCKING SCR SLF-TPNG WITH STARDRIVE RECESS 26MM | Trauma | EA
04527318TS | 10886982323453 | 2.7MM VOLT(TM) LOCKING SCREW 18MM T8 STERILE | Trauma | EA
04005522S | 10886982085917 | 5.0MM TI LOCKING SCREW W/T25 STARDRIVE 32MM F/IM NAIL-STER | Trauma | EA
02420340 | 10886982315366 | 2.0MM VOLT(TM) LOCKING SCREW 40MM T6 | Trauma | EA
04227135 | 10886982124746 | 6.5MM TI HEADLESS COMPRESSION SCREW/16MM THREAD/135MM | Trauma | EA
02420109TS | 10886982314352 | 2.0MM VOLT(TM) CORTEX SCREW 9MM T6 STERILE | Trauma | EA
02527109TS | 10886982322098 | 2.7MM VOLT(TM) CORTEX SCREW 9MM T8 STERILE | Trauma | EA
03420200 | 10886982335883 | 2.0MM VOLT(TM) DRILL BIT AO QUICK COUPLING/125MM | Trauma | EA
04211401 | 10886982120212 | 2.7MM TI VA-LOCKING CALCANEAL PLATE SMALL 58MM LEFT | Trauma | EA
04045105 | 10886982293435 | LOCKING SCREW FOR IM NAIL Ø 5MM/ 105MM/ XL25 | Trauma | EA
04226018 | 10886982121547 | 3.0MM TI HEADLESS COMPRESSION SCREW-SHORT THREAD 18MM | Trauma | EA
04046720S | 10886982302069 | RECON SCREW FOR IM NAIL Ø 6.5MM/ 120MM/ XL40/ STERILE | Trauma | EA
04130204 | 10886982112699 | 1.5MM TI VA-LCKNG SCR SLF-TPNG WITH T4 STARDRIVE RECESS 4MM | Trauma | EA
218010 | 10886982155771 | 6.5MM CANCELLOUS BONE SCREW WITH 4.0MM CORE DIA/65MM | Trauma | EA
02424170S | 10886982314253 | 2.4MM VOLT(TM) CORTEX SCREW 70MM T8 STERILE | Trauma | EA
439961 | 10886982219527 | 3.5MM TI LCP® MEDIAL PROXIMAL TIBIA PLATE 10H/LEFT 171MM | Trauma | EA
04527040 | 10886982335166 | 2.7MM VOLT(TM) ADAPTION PLATE 20H/140MM | Trauma | EA
02123040 | 10886982042316 | 3.5MM LCP PERIARTICULAR PROX HUMERUS PL 3 HOLE/109MM/RT | Trauma | EA
04527180 | 10886982323170 | 2.7MM VOLT(TM) CORTEX SCREW 80MM T8 | Trauma | EA
02110107 | 10886982030306 | LCP DIA-META VOLAR DISTAL RADIUS PL 7H SHAFT/LT | Trauma | EA
04424160TS | 10886982346087 | 2.4MM VOLT(TM) CORTEX SCREW 60MM T8 STERILE | Trauma | EA
407630 | 10886982208385 | 4.0MM TI CANNULATED SCREW SHORT THREAD/30MM | Trauma | EA
212203 | 10886982152107 | 5.0MM LOCKING SCREW SLF-TPNG WITH T25 STARDRIVE RECESS 18MM | Trauma | EA
211826 | 10886982151612 | 2.4MM CANNULATED SCREW LONG THREAD 26MM | Trauma | EA
04527334 | 10886982323620 | 2.7MM VOLT(TM) LOCKING SCREW 34MM T8 | Trauma | EA
04130006 | 10886982112231 | 1.3MM TI CORTEX SCREW SLF-TPNG WITH T4 STARDRIVE RECESS 6MM | Trauma | EA
04227275 | 10886982124944 | 6.5MM TI HEADLESS COMPRESSION SCREW/32MM THREAD/75MM | Trauma | EA
02211403 | 10886982054845 | 2.7MM VA-LOCKING CALCANEAL PLATE MEDIUM 64MM LEFT | Trauma | EA
204750 | 10886982146229 | 3.5MM PELVIC CORTEX SCREW SELF-TAPPING 150MM | Trauma | EA
404840 | 10886982207425 | 3.5MM TI CORTEX SCREW SELF-TAPPING 40MM | Trauma | EA
02226332S | 10886982059413 | 2.4MM HEADLESS COMPRESSION SCR 32MM/LONG THREAD-STERILE | Trauma | EA
417100 | 10886982214324 | 6.5MM TI CANCELLOUS BONE SCREW 32MM THREAD/100MM | Trauma | EA
280650 | 10886982175939 | DHS®/DCS® LAG SCREW 12.7MM THREAD/65MM | Trauma | EA
02206258S | 10886982051417 | 3.5MM CRTX SCREW/LOW PROF HD SELF-TAPPING/STRDRV/58MM-STER | Trauma | EA
04527332TS | 10886982323613 | 2.7MM VOLT(TM) LOCKING SCREW 32MM T8 STERILE | Trauma | EA
02226210S | 10886982058614 | 2.4MM HEADLESS COMPRESSION SCR 10MM/SHORT THREAD-STERILE | Trauma | EA
02535880 | 10886982320582 | 4.0MM VOLT(TM) CANC SCR 80MM FULL THRD T15 | Trauma | EA
04206245 | 10886982117786 | 3.5MM TI CRTX SCR/LOW PROF HD SELF-TAPPING/STARDRIVE/45MM | Trauma | EA
447349 | 10886982223845 | 2.0MM TI LCP(TM) CONDYLAR PL 7 HOLES SHAFT | Trauma | EA
04210126TS | 10886982262714 | 2.4MM TI VA LOCKING SCREW STARDRIVE 26MM STERILE | Trauma | EA
201807 | 10886982142900 | 2.0MM CORTEX SCREW SELF-TAPPING 7MM | Trauma | EA
02227275 | 10886982061232 | 6.5MM HEADLESS COMPRESSION SCREW/32MM THREAD/75MM | Trauma | EA
02231244 | 10886982062147 | 5.0MM VARIABLE ANGLE LOCKNG SCREW/SLF-TPNG/STRDRV/44MM | Trauma | EA
02420007 | 10886982335388 | 2.0MM VOLT(TM) STRAIGHT PLATE 7H/52MM | Trauma | EA
214872 | 10886982154859 | 4.5MM CORTEX SCREW SELF-TAPPING 72MM | Trauma | EA
04527066S | 10886982337337 | 2.7MM VOLT(TM) T-PLATE 3H HEAD/10H/95MM/STERILE | Trauma | EA
212216 | 10886982152237 | 5.0MM LOCKING SCREW SLF-TPNG WITH T25 STARDRIVE RECESS 44MM | Trauma | EA
02206024S | 10886982050199 | 3.5MM CRTX SCREW/LOW PROF HD SELF-TAPPING/HEXDRV/24MM-STER | Trauma | EA
04045110S | 10886982294715 | LOCKING SCREW FOR IM NAIL Ø 5MM/ 110MM/ XL25/ STERILE | Trauma | EA
02420307 | 10886982314901 | 2.0MM VOLT(TM) LOCKING SCREW 7MM T6 | Trauma | EA
04031023S | 10886982093974 | 5.0MM TI RECON SCREW W/T25 STARDRIVE 65MM-STERILE | Trauma | EA
424551 | 10886982216700 | 4.5MM TI NARROW LCP® PLATE 5 HOLES/98MM | Trauma | EA
02538512 | 10886982344670 | 3.5 VOLT(TM) PROX HUM PLATE LONG/12H/268MM | Trauma | EA
412220S | 10886982275479 | 5.0MM TI LOCKING SCR SLF-TPNG W/T25 STARDRIVE 55MM-STERILE | Trauma | EA
207746 | 10886982148537 | 4.0MM CANNULATED SCREW LONG THREAD/46MM | Trauma | EA
02150460 | 10886982303738 | 4.0MM SELF-DRILLING SCHANZ SCREW 60MM THRD/150MM | Trauma | EA
239967 | 10886982163738 | 3.5MM LCP® MEDIAL PROXIMAL TIBIA PLATE 16H/LEFT 249MM | Trauma | EA
02252570 | 10886982303790 | 5.0MM BLUNTED POINT SCHANZ SCREW 70MM THRD/250MM | Trauma | EA
04112029 | 10886982102621 | 3.5MM TI LCP SUP ANT CLAVICLE PLATE 7H/LT/110MM | Trauma | EA
207650 | 10886982148292 | 4.0MM CANNULATED SCREW SHORT THREAD/50MM | Trauma | EA
282653 | 10886982179197 | 150 DEG LCP® DHHS(TM) SIDEPLATE-STD BARREL 5 HOLES | Trauma | EA
02527380S | 10886982324078 | 2.7MM VOLT(TM) LOCKING SCREW 80MM T8 STERILE | Trauma | EA
02130264 | 10886982045034 | 1.5MM VAL 1ST METACARPAL PL LATERAL-RIGHT | Trauma | EA
02200135 | 10886982048165 | 3.5MM STARDRIVE CORTEX SCREW SELF-TAPPING 135MM | Trauma | EA
SD357501 | 10886982006165 | 8MM DRILL TIP BIOPSY DRILL | Trauma | EA
207726 | 10886982148438 | 4.0MM CANNULATED SCREW LONG THREAD/26MM | Trauma | EA
04019032 | 10886982089748 | 4.5MM TI MULTILOC SCREW LENGTH 32MM | Trauma | EA
02535190 | 10886982324818 | 3.5MM VOLT(TM) CORTEX SCREW 90MM T15 | Trauma | EA
441278 | 10886982221568 | 3.5MM TI LCP® POSTLAT DISTAL HUMERUS PL-LAT SUPPORT 9H-RT | Trauma | EA
282611 | 10886982178688 | 135 DEG LCP® DHHS(TM) SIDEPLATE-STD BARREL 3 HOLES | Trauma | EA
04424336 | 10886982319166 | 2.4MM VOLT(TM) LOCKING SCREW 36MM T8 | Trauma | EA
218075 | 10886982155986 | 6.5MM CANCELLOUS BONE SCREW FULLY THREADED/75MM | Trauma | EA
04170630 | 10886982304490 | 6.0MM TI SELF-DRILLING SCHANZ SCREW 30MM THRD/175MM | Trauma | EA
412105 | 10886982210388 | 3.5MM TI LOCKING SCR SLF-TPNG WITH STARDRIVE RECESS 18MM | Trauma | EA
02535358S | 10886982327055 | 3.5MM VOLT(TM) LOCKING SCREW 58MM T15 STERILE | Trauma | EA
02424185S | 10886982314291 | 2.4MM VOLT(TM) CORTEX SCREW 85MM T8 STERILE | Trauma | EA
04221004S | 10886982120991 | CANNULATED 4.0MM HEX TI CERCLAGE BUTTON-STERILE | Trauma | EA
04045378S | 10886982295323 | LOW PROF LCKNG SCREW F/IM NAIL Ø 5.0MM / L 78MM / XL25/ STER | Trauma | EA
04420014 | 10886982330932 | 2.0MM VOLT(TM) STRAIGHT PLATE 14H/99MM | Trauma | EA
42231640 | 10886982259080 | 5.0MM CANN VAL SCREW OPTILINK(TM)/40MM | Trauma | EA
04226756S | 10886982124098 | 4.5MM TI HEADLESS COMPRESSION SCR/LONG THRD/56MM-STERILE | Trauma | EA
02226780 | 10886982060488 | 4.5MM HEADLESS COMPRESSION SCREW/LONG THREAD/80MM | Trauma | EA
02535342 | 10886982325457 | 3.5MM VOLT(TM) LOCKING SCREW 42MM T15 | Trauma | EA
206028 | 10886982147295 | 4.0MM CANCELLOUS BONE SCREW FULLY THREADED/28MM | Trauma | EA
04046680TS | 10886982302144 | RECON SCREW FOR IM NAIL Ø 6.5MM/ 80MM/ XL40/ STERILE | Trauma | EA
02420116TS | 10886982314499 | 2.0MM VOLT(TM) CORTEX SCREW 16MM T6 STERILE | Trauma | EA
208447 | 10886982149527 | 6.5MM CANNULATED SCREW 32MM THREAD 125MM | Trauma | EA
02527112TS | 10886982322159 | 2.7MM VOLT(TM) CORTEX SCREW 12MM T8 STERILE | Trauma | EA
02206210 | 10886982050885 | 3.5MM CRTX SCREW/LOW PROF HD SELF-TAPPING/STAR DRIVE/10MM | Trauma | EA
208055 | 10886982148889 | 7.0MM CANNULATED SCREW 16MM THREAD/55MM | Trauma | EA
212212 | 10886982152190 | 5.0MM LOCKING SCREW SLF-TPNG WITH T25 STARDRIVE RECESS 36MM | Trauma | EA
04172630 | 10886982304537 | 6.0MM TI BLUNTED POINT SCHANZ SCREW 30MM THRD/175MM | Trauma | EA
408465 | 10886982209412 | 6.5MM TI CANNULATED SCREW FULLY THREADED 45MM | Trauma | EA
04252570S | 10886982308146 | 5.0MM TI BLUNTED POINT SCHANZ SCREW 70MM THRD/250MM/STERILE | Trauma | EA
04527336TS | 10886982323651 | 2.7MM VOLT(TM) LOCKING SCREW 36MM T8 STERILE | Trauma | EA
04538513S | 10886982344861 | 3.5 VOLT(TM) PROX HUM PLATE LONG/13H/286MM/STERILE | Trauma | EA
02100020 | 10886982028280 | 2.4MM/2.7MM LOCKING NAVICULAR PLATE | Trauma | EA
424763 | 10886982217080 | 4.5MM/3.5MM TI LCP® METAPHYSEAL PLATE 18 HOLES | Trauma | EA
04233117S | 10886982290236 | RFNA / 11MM / 160MM PERIPROSTHETIC BEND / STERILE | Trauma | EA
04226212S | 10886982122377 | 2.4MM TI HDLSS COMPRESSION SCR 12MM/SHORT THREAD-STERILE | Trauma | EA
04015550 | 10886982088987 | 5.0MM TI DUAL CORE LCKNG SCREW T25 STARDRIVE 60MM F/IM NAILS | Trauma | EA
04130366 | 10886982113603 | 2.0MM TI VAL ROTATION CORR PLATE-6 HOLES | Trauma | EA
02420032S | 10886982329462 | 2.0MM VOLT(TM) ADAPTION PLATE 12H/65MM/STERILE | Trauma | EA
02206110 | 10886982050861 | 3.5MM CRTX SCREW/LOW PROF HD SELF-TAPPING/HEX DRIVE/110MM | Trauma | EA
207024 | 10886982147868 | 4.0MM CANCELLOUS BONE SCREW PARTIALLY THREADED/24MM | Trauma | EA
04130118 | 10886982112484 | 1.3MM TI LCKNG SCREW SLF-TPNG WITH T4 STARDRIVE RECESS 18MM | Trauma | EA
241623 | 10886982167408 | LOCKING CALCANEAL PLATE SHORT-LEFT | Trauma | EA
407045 | 10886982208163 | 4.0MM TI CANCELLOUS BONE SCREW PARTIALLY THREADED/45MM | Trauma | EA
214746 | 10886982154446 | 4.5MM CANNULATED SCREW FULLY THREADED/46MM | Trauma | EA
04535365 | 10886982326836 | 3.5MM VOLT(TM) LOCKING SCREW 65MM T15 | Trauma | EA
03607104 | 10886982080554 | 4.0MM CARBIDE DRILL BIT EXTENSION | Trauma | EA
04115150 | 10886982104762 | 2.4MM TI VA-LCP DRSL DSTL RAD L-PLATE +90°/2H HD/5H SHAFT | Trauma | EA
24241 | 10886982168382 | 2.7MM T-PLATE 3 HOLES/32MM | Trauma | EA
04032000S | 10886982094766 | 125° SET SCREW FOR TI TROCH FIXATION NAIL - STERILE | Trauma | EA
04424354TS | 10886982319357 | 2.4MM VOLT(TM) LOCKING SCREW 54MM T8 STERILE | Trauma | EA
39190 | 10886982198389 | SMALL WIRE CUTTER 160MM | Trauma | EA
02130156 | 10886982044488 | 1.3MM LCKNG PHALANGEAL HEAD PL RIGHT | Trauma | EA
02118013 | 10886982037800 | 2.7/3.5MM VA-LCP MEDIAL DISTAL TIBIA PLATE/14 HOLES/LEFT | Trauma | EA
204034 | 10886982145451 | 3.5MM CORTEX SCREW 34MM | Trauma | EA
02535636TS | 10886982321541 | 4.0MM VOLT(TM) CANC SCR 36MM PART THRD T15 STERILE | Trauma | EA
04005662S | 10886982086891 | 6.0MM TI LOCKING SCREW W/T25 STARDRIVE 72MM F/IM NAIL-STER | Trauma | EA
60536020 | 10886982345400 | 3.5/4.0 VOLT(TM) SCR RACK 10-90 2H 1/3W ALUM FRAME | Trauma | EA
04112530 | 10886982104267 | 3.5MM TI LCP LOW BEND MEDIAL DSTL TIBIA PL/14H/RIGHT/239MM | Trauma | EA
202620 | 10886982144317 | 3.0MM CANNULATED SCREW SHORT THREAD/20MM | Trauma | EA
206060 | 10886982147387 | 4.0MM CANCELLOUS BONE SCREW FULLY THREADED/60MM | Trauma | EA
02118538 | 10886982039446 | 2.7MM METAPHYSEAL SCR SLF-TPNG W/T8 STRDRV RECESS/38MM | Trauma | EA
04535822 | 10886982321145 | 4.0MM VOLT(TM) CANC SCR 22MM FULL THRD T15 | Trauma | EA
280900S | 10886982176325 | DHS®/DCS® LAG SCREW 12.7MM THREAD/90MM-STERILE | Trauma | EA
04424112TS | 10886982318176 | 2.4MM VOLT(TM) CORTEX SCREW 12MM T8 STERILE | Trauma | EA
04535142TS | 10886982326065 | 3.5MM VOLT(TM) CORTEX SCREW 42MM T15 STERILE | Trauma | EA
04424342 | 10886982319227 | 2.4MM VOLT(TM) LOCKING SCREW 42MM T8 | Trauma | EA
02120706 | 10886982040268 | 3.5MM LCP POSTEROMEDIAL PROXIMAL TIBIA PLATE 6H/131MM | Trauma | EA
201630 | 10886982142139 | 2.4MM CORTEX SCREW SELF-TAPPING/30MM | Trauma | EA
03110026 | 10886982071965 | GUIDE BLOCK FOR VOLAR COLUMN PLATE/6 HOLE HEAD/RIGHT | Trauma | EA
03133103 | 10886982269621 | 2.5MM DRILL BIT QC 170MM 80MM CALIBRATION | Trauma | EA
02226012 | 10886982057709 | 3.0MM HEADLESS COMPRESSION SCREW-SHORT THREAD 12MM | Trauma | EA
04110111 | 10886982100276 | TI LCP DIA-META VOLAR DISTAL RADIUS PL 11H SHAFT/LT | Trauma | EA
202216 | 10886982143990 | 2.7MM LOCKING SCREW SLF-TPNG WITH T8 STARDRIVE RECESS 16MM | Trauma | EA
04111621 | 10886982101808 | 2.4MM TI VA-LCP 2-CLMN VLR DST RADIUS PL 6H HD/2H SHAFT/LT | Trauma | EA
42231260 | 10886982259493 | 5.0MM VAL SCREW/OPTILINK(TM) SLF-TPNG/STRDRV/60MM | Trauma | EA
03025083 | 10886982070029 | 3.9MM/4.2MM THREE-FLUTED DRILL BIT 150MM FOR 5.0MM ASLS | Trauma | EA
02420114TS | 10886982314451 | 2.0MM VOLT(TM) CORTEX SCREW 14MM T6 STERILE | Trauma | EA
242505 | 10886982168641 | 2.4MM LCP® DISTAL RADIUS L-PLATE/+90 DEG 3H HD/4H SHAFT | Trauma | EA
04168495S | 10886982274618 | ANTIROTATION SCREW FOR FEMORAL NECK SYS 95MM LENGTH - STERIL | Trauma | EA
02527190S | 10886982324016 | 2.7MM VOLT(TM) CORTEX SCREW 90MM T8 STERILE | Trauma | EA
212117 | 10886982151919 | 3.5MM LOCKING SCREW SLF-TPNG W/STARDRIVE(TM) RECESS 40MM | Trauma | EA
04424071 | 10886982337979 | 2.4MM VOLT(TM) CONDYLAR PLATE 10H/88MM | Trauma | EA
04019058 | 10886982090003 | 4.5MM TI MULTILOC SCREW LENGTH 58MM | Trauma | EA
42231218 | 10886982259318 | 5.0MM VAL SCREW/OPTILINK(TM) SLF-TPNG/STRDRV/18MM | Trauma | EA
04025452S | 10886982090522 | 4.0MM TI ANGULAR STABLE LCKNG SCR T25 62MM F/IM NAILS-STER | Trauma | EA
02112157 | 10886982034274 | 2.7MM/3.5MM LCP LATERAL DISTAL FIBULA PLATE 13H/LEFT/203MM | Trauma | EA
22461 | 10886982158550 | 4.5MM NARROW LC-DCP® PLATE 11 HOLES/196MM | Trauma | EA
03312281 | 10886982260673 | MAXFRAME(TM) FOOT PLATE LONG 180MM/ALUMINUM | Trauma | EA
214814 | 10886982154569 | 4.5MM CORTEX SCREW SELF-TAPPING 14MM | Trauma | EA
04420328 | 10886982317803 | 2.0MM VOLT(TM) LOCKING SCREW 28MM T6 | Trauma | EA
475935 | 10886982234599 | 3.5MM TI ELASTIC NAIL 440MM | Trauma | EA
202260 | 10886982144188 | 2.7MM LOCKING SCREW SLF-TPNG WITH T8 STARDRIVE RECESS 60MM | Trauma | EA
02110830 | 10886982030955 | LCP VOLAR COLUMN DISTAL RADIUS PL 7H HEAD/3H SHAFT/RT | Trauma | EA
02108331 | 10886982029874 | PEDIATRIC LCP HIP PLATE 3.5MM/130°/5 HOLES | Trauma | EA
04005450 | 10886982085627 | 4.0MM TI LOCKING SCREW W/T25 STARDRIVE 60MM FOR IM NAILS | Trauma | EA
02535320 | 10886982324962 | 3.5MM VOLT(TM) LOCKING SCREW 20MM T15 | Trauma | EA
439945 | 10886982219329 | 3.5MM TI LCP® PROXIMAL TIBIA PLATE 14 HOLES/211MM-LEFT | Trauma | EA
04535675S | 10886982321855 | 4.0MM VOLT(TM) CANC SCR 75MM PART THRD T15 STERILE | Trauma | EA
202715 | 10886982144485 | 3.0MM CANNULATED SCREW LONG THREAD/15MM | Trauma | EA
400690 | 10886982203540 | 1.3MM TI CORTEX SCREW SELF-TAPPING 10MM | Trauma | EA
08025057S | 20886982131925 | RESORBABLE SLEEVE FOR 6.0MM ANGULAR STABLE LCKNG SCR-STER | Trauma | EA
02112011 | 10886982032652 | 3.5MM LCP SUP ANT CLAVICLE PL W/LAT EXTN 4H/LT/81MM | Trauma | EA
209720 | 10886982150912 | 7.3MM CANNULATED SCREW FULLY THREADED/120MM | Trauma | EA
445181 | 10886982223524 | 3.5MM TI LCP® RECONSTRUCTION PLATE 18 HOLES/252MM | Trauma | EA
213055 | 10886982153203 | 3.5MM LOCKING SCREW SELF-TAPPING 55MM | Trauma | EA
02535870TS | 10886982346063 | 4.0MM VOLT(TM) CANC SCR 70MM FULL THRD T15 STER | Trauma | EA
04124212 | 10886982110688 | 3.5MM TI LCP PROXIMAL TIBIA PL LOW BEND 10 HOLES/154MM/RIGHT | Trauma | EA
04227040 | 10886982124364 | 6.5MM TI HEADLESS COMPRESSION SCREW/16MM THREAD/40MM | Trauma | EA
04420033 | 10886982337795 | 2.0MM VOLT(TM) ADPTN COMBI PL 12H/93MM | Trauma | EA
02172635S | 10886982308542 | 6.0MM BLUNTED POINT SCHANZ SCREW 35MM THRD/175MM/STERILE | Trauma | EA
02107506 | 10886982029485 | 2.7MM/3.5MM VA-LCP X-ARTICLR PROXIMAL ULNA PL 6H/LT/131MM | Trauma | EA
04424124 | 10886982318367 | 2.4MM VOLT(TM) CORTEX SCREW 24MM T8 | Trauma | EA
02110109 | 10886982030320 | LCP DIA-META VOLAR DISTAL RADIUS PL 9H SHAFT/LT | Trauma | EA
02536016S | 10886982327895 | 3.5MM VOLT(TM) METAPHYSEAL PL 16H/208MM/STERILE | Trauma | EA
02110841 | 10886982031013 | LCP VOLAR COLUMN DISTAL RADIUS PL 7H HEAD/4H SHAFT/LT | Trauma | EA
04045280TS | 10886982302090 | LOCKING SCREW FOR IM NAIL Ø 4MM/ 80MM/ XL25/ STERILE | Trauma | EA
414536 | 10886982213150 | 4.5MM TI CANNULATED SCREW PARTIALLY THREADED/36MM | Trauma | EA
02535148TS | 10886982324658 | 3.5MM VOLT(TM) CORTEX SCREW 48MM T15 STERILE | Trauma | EA
207664 | 10886982148353 | 4.0MM CANNULATED SCREW-SHORT THREAD 64MM | Trauma | EA
02527000S | 10886982330307 | 2.7MM VOLT(TM) COMPACT STRT PL 4H/34MM/STERILE | Trauma | EA
02112143 | 10886982033994 | 2.7MM/3.5MM LCP LATERAL DISTAL FIBULA PLATE 6H/LEFT/112MM | Trauma | EA
209710 | 10886982150899 | 7.3MM CANNULATED SCREW FULLY THREADED/110MM | Trauma | EA
04420332TS | 10886982317858 | 2.0MM VOLT(TM) LOCKING SCREW 32MM T6 STERILE | Trauma | EA
04233031S | 10886982289377 | RFNA / 10MM / 300MM PERIPROSTHETIC BEND / STERILE | Trauma | EA
02227075 | 10886982060792 | 6.5MM HEADLESS COMPRESSION SCREW/16MM THREAD/75MM | Trauma | EA
02420136 | 10886982314727 | 2.0MM VOLT(TM) CORTEX SCREW 36MM T6 | Trauma | EA
04527001S | 10886982334930 | 2.7MM VOLT(TM) COMPACT STRT PL 5H/41MM/STERILE | Trauma | EA
04107102 | 10886982099785 | 2.7MM/3.5MM TI VA-LCP PROXIMAL OLECRANON PL 2H/LT/73MM | Trauma | EA
04535834TS | 10886982321275 | 4.0MM VOLT(TM) CANC SCR 34MM FULL THRD T15 STERILE | Trauma | EA
04005430 | 10886982085429 | 4.0MM TI LOCKING SCREW W/T25 STARDRIVE 40MM FOR IM NAILS | Trauma | EA
02127170TS | 10886982307248 | 3.5MM VARIABLE ANGLE LOCKING SCREW/SLF-TPNG/STRDRV/70MM | Trauma | EA
04045078 | 10886982293022 | LOCKING SCREW FOR IM NAIL Ø 5MM/ 78MM/ XL25 | Trauma | EA
SD03019017 | 10886982346940 | 60MM DEPTH PROBE FOR XL25 SCREWS | Trauma | EA
208145 | 10886982149060 | 7.0MM CANNULATED SCREW 16MM THREAD/145MM | Trauma | EA
201757 | 10886982142689 | 2.4MM CORTEX SCREW SLF-TPNG WITH T8 STARDRIVE RECESS 7MM | Trauma | EA
SD03211122 | 10886982349903 | CANNULATED CIRCULAR REAMER 22MM | Trauma | EA
02231630 | 10886982062819 | 5.0MM CANNULATED VA LOCKING SCREW/30MM | Trauma | EA
04527312TS | 10886982323330 | 2.7MM VOLT(TM) LOCKING SCREW 12MM T8 STERILE | Trauma | EA
441041 | 10886982220844 | 3.5MM TI LCP® T-PLATE 3H HEAD/ 4H SHAFT/63MM-OBLIQUE RIGHT | Trauma | EA
60133003 | 10886982269720 | OUTER CASE 3 HIGH 3/3 WIDTH | Trauma | EA
02115450 | 10886982035387 | 2.4MM VA-LCP DORSAL DISTAL RAD L-PLATE +20°/3H HD/5H SHAFT | Trauma | EA
280680S | 10886982176042 | DHS®/DCS® ONE-STEP LAG SCREW 14MM DIA. THREAD/80MM-STERILE | Trauma | EA
04202990 | 10886982307378 | 2.7MM TI CORTEX SCREW SLF-TPNG WITH T8 STARDRIVE RECESS 90MM | Trauma | EA
402738 | 10886982206459 | 3.0MM TI CANNULATED SCREW LONG THREAD/38MM | Trauma | EA
04045100TS | 10886982302328 | LOCKING SCREW FOR IM NAIL Ø 5MM/ 100MM/ XL25/ STERILE | Trauma | EA
04045526S | 10886982295491 | LOW PROF LCKNG SCREW F/IM NAIL Ø 4.0MM / L 26MM / XL25/ STER | Trauma | EA
02226744 | 10886982060242 | 4.5MM HEADLESS COMPRESSION SCREW/LONG THREAD/44MM | Trauma | EA
207916 | 10886982148643 | 4.0MM CANCELLOUS BONE SCREW 5.0MM HEAD-PART THRDD/16MM | Trauma | EA
412822 | 10886982211651 | 2.4MM TI LOCKING SCR SLF-TPNG WITH STARDRIVE RECESS 22MM | Trauma | EA
04172640S | 10886982308238 | 6.0MM TI BLUNTED POINT SCHANZ SCREW 40MM THRD/175MM/STERILE | Trauma | EA
04111720 | 10886982102089 | 2.4MM TI VA-LCP 2-CLMN VLR DST RADIUS PL 7H HD/2H SHAFT/RT | Trauma | EA
202732 | 10886982144645 | 3.0MM CANNULATED SCREW LONG THREAD/32MM | Trauma | EA
04045272S | 10886982294869 | LOCKING SCREW FOR IM NAIL Ø 4MM/ 72MM/ XL25/ STERILE | Trauma | EA
241624 | 10886982167415 | LOCKING CALCANEAL PLATE LONG-RIGHT | Trauma | EA
04130113 | 10886982112446 | 1.3MM TI LCKNG SCREW SLF-TPNG WITH T4 STARDRIVE RECESS 13MM | Trauma | EA
414935 | 10886982213990 | 4.5MM TI CORTEX SCREW SELF-TAPPING 135MM | Trauma | EA
407100 | 10886982208279 | 4.0MM TI CANCELLOUS BONE SCREW PARTIALLY THREADED/100MM | Trauma | EA
02226217S | 10886982058751 | 2.4MM HEADLESS COMPRESSION SCR 17MM/SHORT THREAD-STERILE | Trauma | EA
02130016 | 10886982044228 | 1.3MM CORTEX SCREW SLF-TPNG WITH T4 STARDRIVE RECESS 16MM | Trauma | EA
04015555S | 10886982089021 | 5.0MM TI DUAL CORE LCKNG SCREW T25 STRDRV 65MM/IM NAILS-STER | Trauma | EA
04527115 | 10886982325075 | 2.7MM VOLT(TM) CORTEX SCREW 15MM T8 | Trauma | EA
02535320TS | 10886982324979 | 3.5MM VOLT(TM) LOCKING SCREW 20MM T15 STERILE | Trauma | EA
201878 | 10886982143136 | 2.0MM LOCKING SCREW SLF-TPNG WITH STARDRIVE RECESS 8MM | Trauma | EA
400686 | 10886982203502 | 1.3MM TI CORTEX SCREW SELF-TAPPING 6MM | Trauma | EA
02118400 | 10886982038784 | 2.7MM VA-LCP LATERAL DISTAL FIBULA PLATE/3 HOLES/RIGHT | Trauma | EA
02130112 | 10886982044327 | 1.3MM LOCKING SCREW SLF-TPNG WITH T4 STARDRIVE RECESS 12MM | Trauma | EA
04535645TS | 10886982320889 | 4.0MM VOLT(TM) CANC SCR 45MM PART THRD T15 STERILE | Trauma | EA
02211408 | 10886982054944 | 2.7MM VA-LOCKING CALCANEAL PLATE W/TABS LARGE 70MM RIGHT | Trauma | EA
03118103 | 10886982073648 | GUIDE BLOCK FOR 2.7/3.5MM VA-LCP ANTLAT DSTL TIB PL/LT | Trauma | EA
402226 | 10886982205827 | 2.7MM TI LOCKING SCR SLF-TPNG WITH T8 STARDRIVE RECESS-26MM | Trauma | EA
04045090TS | 10886982302304 | LOCKING SCREW FOR IM NAIL Ø 5MM/ 90MM/ XL25/ STERILE | Trauma | EA
436508 | 10886982218018 | 3.5MM TI LCP OLECRANON PLATE 8 HOLES/RIGHT/164MM | Trauma | EA
223561 | 10886982157911 | 3.5MM LCP PLATE 6 HOLES 85MM | Trauma | EA
447347 | 10886982223821 | 2.0MM TI LCP(TM) PLATE 7 HOLES/52MM | Trauma | EA
02226218 | 10886982058768 | 2.4MM HEADLESS COMPRESSION SCREW-SHORT THREAD 18MM | Trauma | EA
SD03232025 | 10886982350060 | CRE DRILL GUIDE 25MM | Trauma | EA
04227125 | 10886982124708 | 6.5MM TI HEADLESS COMPRESSION SCREW/16MM THREAD/125MM | Trauma | EA
402618 | 10886982206077 | 3.0MM TI CANNULATED SCREW SHORT THREAD/18MM | Trauma | EA
04226127 | 10886982122124 | 3.0MM TI HEADLESS COMPRESSION SCREW-LONG THREAD 27MM | Trauma | EA
408447 | 10886982209276 | 6.5MM TI CANNULATED SCREW 32MM THREAD 125MM | Trauma | EA
SD391933 | 10886982311559 | OUTER TUBE ASSEMBLY K-WIRE CUTTER | Trauma | EA
412117S | 10886982210593 | 3.5MM TI LOCKING SCR SLF-TPNG W/STARDRIVE RECESS/40MM-STER | Trauma | EA
02150440SHA | 10886982304704 | 4.0MM SELF-DRILLING SCHANZ SCREW 40MM THRD/150MM/HA STER | Trauma | EA
400808 | 10886982203656 | 1.5MM TI CORTEX SCREW SELF-TAPPING 8MM | Trauma | EA
02535160TS | 10886982345943 | 3.5MM VOLT(TM) CORTEX SCREW 60MM T15 STER | Trauma | EA
04015567S | 10886982089090 | 5.0MM TI DUAL CORE LCKNG SCREW T25 STRDRV 77MM F/IM NAIL-STE | Trauma | EA
02424136TS | 10886982315939 | 2.4MM VOLT(TM) CORTEX SCREW 36MM T8 STERILE | Trauma | EA
402726 | 10886982206374 | 3.0MM TI CANNULATED SCREW LONG THREAD/26MM | Trauma | EA
02227120 | 10886982060976 | 6.5MM HEADLESS COMPRESSION SCREW/16MM THREAD/120MM | Trauma | EA
04112047 | 10886982102805 | 2.7MM/3.5MM TI VA-LCP LAT ANT CLAVICLE PLATE/10H/101MM | Trauma | EA
207738 | 10886982148490 | 4.0MM CANNULATED SCREW LONG THREAD/38MM | Trauma | EA
207930 | 10886982148711 | 4.0MM CANCELLOUS BONE SCREW 5.0MM HEAD-PART THRDD/30MM | Trauma | EA
404855 | 10886982207456 | 3.5MM TI CORTEX SCREW SELF-TAPPING 55MM | Trauma | EA
02226229 | 10886982058980 | 2.4MM HEADLESS COMPRESSION SCREW-SHORT THREAD 29MM | Trauma | EA
218100 | 10886982156037 | 6.5MM CANCELLOUS BONE SCREW FULLY THREADED/100MM | Trauma | EA
03312301 | 10886982260680 | MAXFRAME(TM) FOOT PLATE LONG 210MM/ALUMINUM | Trauma | EA
207752 | 10886982148568 | 4.0MM CANNULATED SCREW-LONG THREAD 52MM | Trauma | EA
04045534S | 10886982295538 | LOW PROF LCKNG SCREW F/IM NAIL Ø 4.0MM / L 34MM / XL25/ STER | Trauma | EA
04110007 | 10886982100122 | TI LCP DIA-META VOLAR DISTAL RADIUS PL 7H SHAFT/RT | Trauma | EA
202855 | 10886982144973 | 2.7MM CORTEX SCREW SELF-TAPPING 55MM | Trauma | EA
04211244 | 10886982119797 | 2.4/2.7MM TI VA-LCP FIRST MTP FUSION PL/REV/0 DEG/RIGHT | Trauma | EA
04112515 | 10886982104120 | 3.5MM TI LCP LOW BEND MEDIAL DSTL TIBIA PL/6H/LEFT/135MM | Trauma | EA
02535180S | 10886982326980 | 3.5MM VOLT(TM) CORTEX SCREW 80MM T15 STERILE | Trauma | EA
03306001 | 10886982077684 | OUTER RAIL FOR PELVIC C-CLAMP II | Trauma | EA
04536018S | 10886982327949 | 3.5MM VOLT(TM) METAPHYSEAL PL 18H/234MM/STERILE | Trauma | EA
424761 | 10886982217073 | 4.5MM/3.5MM TI LCP® METAPHYSEAL PLATE 16 HOLES | Trauma | EA
04045082S | 10886982294630 | LOCKING SCREW FOR IM NAIL Ø 5MM/ 82MM/ XL25/ STERILE | Trauma | EA
04005528S | 10886982085979 | 5.0MM TI LOCKING SCREW W/T25 STARDRIVE 38MM F/IM NAIL-STER | Trauma | EA
40182096 | 10886982205032 | 2.0MM TI CORTEX SCREW SELF-TAPPING 20MM | Trauma | EA
04227090S | 10886982124579 | 6.5MM TI HEADLESS COMPRESSION SCR/16MM THRD/90MM-STERILE | Trauma | EA
209760 | 10886982151049 | 7.3MM CANNULATED SCREW FULLY THREADED/160MM | Trauma | EA
02420033 | 10886982336958 | 2.0MM VOLT(TM) ADPTN COMBI PL 12H/93MM | Trauma | EA
04045076 | 10886982293015 | LOCKING SCREW FOR IM NAIL Ø 5MM/ 76MM/ XL25 | Trauma | EA
216115 | 10886982155344 | 6.5MM CANCELLOUS BONE SCREW 16MM THREAD/115MM | Trauma | EA
206420 | 10886982147509 | 4.0MM CORTEX SCREW SELF-TAPPING 20MM | Trauma | EA
04226225 | 10886982122629 | 2.4MM TI HEADLESS COMPRESSION SCREW-SHORT THREAD 25MM | Trauma | EA
04230118S | 10886982125453 | 1.5MM TI HEADLESS COMPRESSION SCREW 18MM-STERILE | Trauma | EA
439996 | 10886982219985 | 4.5MM TI LCP® MEDIAL PROXIMAL TIBIA PLATE 16H/RIGHT 322MM | Trauma | EA
03312002 | 10886982308641 | MAXFRAME(TM) 2.0 SOFTWARE | Trauma | EA
209530 | 10886982150707 | 7.0MM CANNULATED SCREW FULLY THREADED/130MM | Trauma | EA
204890 | 10886982146601 | 3.5MM CORTEX SCREW SELF-TAPPING 90MM | Trauma | EA
235781 | 10886982160195 | 100 DEG ADOLESCENT OSTEOTOMY PLATE 40MM/15MM | Trauma | EA
02424004 | 10886982329738 | 2.4MM VOLT(TM) COMP STRGHT PL 8H/57MM | Trauma | EA
229361 | 10886982159502 | 4.5MM LCP(TM) STRAIGHT RECON PLATE 6 HOLES/113MM | Trauma | EA
214910 | 10886982154934 | 4.5MM CORTEX SCREW SELF-TAPPING 110MM | Trauma | EA
04535142 | 10886982326058 | 3.5MM VOLT(TM) CORTEX SCREW 42MM T15 | Trauma | EA
280451 | 10886982175458 | DHS®/DCS® LAG SCREW 12.7MM THREAD/145MM | Trauma | EA
04250540 | 10886982304407 | 5.0MM TI SELF-DRILLING SCHANZ SCREW 40MM THRD/250MM | Trauma | EA
02112019 | 10886982032737 | 3.5MM LCP SUP ANT CLAVICLE PL W/LAT EXTN 7H/LT/123MM | Trauma | EA
04130212 | 10886982112774 | 1.5MM TI VA-LCKNG SCR SLF-TPNG WITH T4 STARDRIVE RECESS 12MM | Trauma | EA
02227050 | 10886982060693 | 6.5MM HEADLESS COMPRESSION SCREW/16MM THREAD/50MM | Trauma | EA
04206040 | 10886982116888 | 3.5MM TI CRTX SCR/LOW PROF HD SELF-TAPPING/HEXDRIVE/40MM | Trauma | EA
04535058S | 10886982328502 | 3.5MM VOLT(TM) RECON PLATE 8H/94MM/STERILE | Trauma | EA
02114007 | 10886982034847 | 1.5MM LCP T-PLATE/4H HEAD 8 HOLE SHAFT | Trauma | EA
402724 | 10886982206350 | 3.0MM TI CANNULATED SCREW LONG THREAD/24MM | Trauma | EA
04227070 | 10886982124487 | 6.5MM TI HEADLESS COMPRESSION SCREW/16MM THREAD/70MM | Trauma | EA
04210124TS | 10886982262653 | 2.4MM TI VA LOCKING SCREW STARDRIVE 24MM STERILE | Trauma | EA
407764 | 10886982208804 | 4.0MM TI CANNULATED SCREW- LONG THREAD 64MM | Trauma | EA
240181 | 10886982164988 | 4.5MM LCP® T-PLATE 8 HOLES 147MM | Trauma | EA
04226744 | 10886982123961 | 4.5MM TI HEADLESS COMPRESSION SCREW/LONG THREAD/44MM | Trauma | EA
404830 | 10886982207371 | 3.5MM TI CORTEX SCREW SELF-TAPPING 30MM | Trauma | EA
04015575 | 10886982089137 | 5.0MM TI DUAL CORE LCKNG SCREW T25 STARDRIVE 85MM F/IM NAILS | Trauma | EA
209780S | 10886982151131 | 7.3MM CANNULATED SCREW FULLY THREADED/180MM-STERILE | Trauma | EA
02527002 | 10886982330338 | 2.7MM VOLT(TM) COMP STRGHT PL 6H/48MM | Trauma | EA
04535009 | 10886982329004 | 3.5MM VOLT(TM) STRAIGHT PLATE 9H/124MM | Trauma | EA
04112812 | 10886982279484 | 2.7MM TI VA LCP HOOK PLATE LONG/ 12MM/ LEFT | Trauma | EA
208980S | 10886982150257 | 7.3MM CANNULATED SCREW 16MM THREAD/180MM-STERILE | Trauma | EA
04420340TS | 10886982317933 | 2.0MM VOLT(TM) LOCKING SCREW 40MM T6 STERILE | Trauma | EA
401764TS | 10886982262806 | 2.4MM TI CORTEX SCREW SLF-TPNG WITH T8 STARDRIVE 14MM STERIL | Trauma | EA
294775 | 10886982181923 | 4.0MM SELF-DRILLING SCHANZ SCREW 20MM THRD/80MM | Trauma | EA
413026 | 10886982211781 | 3.5MM TI LOCKING SCREW SELF-TAPPING 26MM | Trauma | EA
209080 | 10886982150332 | 7.0MM CANNULATED SCREW 32MM THREAD/80MM | Trauma | EA
201758TS | 10886982262776 | 2.4MM CORTEX SCREW SLF-TPNG WITH T8 STARDRIVE 8MM STERILE | Trauma | EA
209440 | 10886982150523 | 7.0MM CANNULATED SCREW FULLY THREADED/40MM | Trauma | EA
03311391 | 10886982078773 | TI FEMORAL ARCH PLATE 180MM DIA/90 DEGREE | Trauma | EA
245141 | 10886982169716 | 3.5MM LCP RECONSTRUCTION PLATE 14 HOLES/196MM | Trauma | EA
408850 | 10886982209689 | 7.3MM TI CANNULATED SCREW 16MM THREAD/50MM | Trauma | EA
04214106 | 10886982120816 | 1.5MM TI CORTEX SCR SLF-TPNG WITH T4 STARDRIVE RECESS 6MM | Trauma | EA
04124408 | 10886982110886 | 4.5MM TI VA-LCP CRVD CONDYLAR PLATE/8 HOLE/195MM/RIGHT | Trauma | EA
04038105S | 10886982098535 | TFNA SCREW 105MM - STERILE | Trauma | EA
04115430 | 10886982104922 | 2.4MM TI VA-LCP DRSL DSTL RAD L-PLATE +20°/3H HD/3H SHAFT | Trauma | EA
SD312204 | 10886982348395 | 1.6MM PARALLEL WIRE GUIDE | Trauma | EA
04112523 | 10886982104205 | 3.5MM TI LCP LOW BEND MEDIAL DSTL TIBIA PL/10H/LEFT/187MM | Trauma | EA
04527112TS | 10886982334091 | 2.7MM VOLT(TM) CORTEX SCREW 12MM T8 STERILE | Trauma | EA
04227085 | 10886982124548 | 6.5MM TI HEADLESS COMPRESSION SCREW/16MM THREAD/85MM | Trauma | EA
02424003S | 10886982329721 | 2.4MM VOLT(TM) COMPACT STRT PL 7H/51MM/STERILE | Trauma | EA
04527319TS | 10886982323477 | 2.7MM VOLT(TM) LOCKING SCREW 19MM T8 STERILE | Trauma | EA
214818 | 10886982154583 | 4.5MM CORTEX SCREW SELF-TAPPING 18MM | Trauma | EA
02226327 | 10886982059321 | 2.4MM HEADLESS COMPRESSION SCREW-LONG THREAD 27MM | Trauma | EA
02535060 | 10886982328076 | 3.5MM VOLT(TM) RECON PLATE 10H/118MM | Trauma | EA
02424040S | 10886982329929 | 2.4MM VOLT(TM) ADAPTION PLATE 20H/125MM/STERILE | Trauma | EA
04170640SHA | 10886982305411 | 6.0MM TI SELF-DRILLING SCHANZ SCREW 40MM THRD/175MM/HA STER | Trauma | EA
426601 | 10886982217196 | 4.5MM TI BROAD LCP® PLATE 10 HOLES/188MM | Trauma | EA
201778 | 10886982142825 | 2.4MM CORTEX SCREW SLF-TPNG WITH T8 STARDRIVE RECESS 28MM | Trauma | EA
280950 | 10886982176332 | DHS®/DCS® LAG SCREW 12.7MM THREAD/95MM | Trauma | EA
04233010S | 10886982288332 | END CAP FOR RFNA / 10MM STERILE | Trauma | EA
02250640S | 10886982308566 | 6.0MM SELF-DRILLING SCHANZ SCREW 40MM THRD/250MM/STERILE | Trauma | EA
02535055 | 10886982328359 | 3.5MM VOLT(TM) RECON PLATE 5H/58MM | Trauma | EA
04227075 | 10886982124500 | 6.5MM TI HEADLESS COMPRESSION SCREW/16MM THREAD/75MM | Trauma | EA
SD397740 | 10886982350138 | FIXED HANDLE TAMP | Trauma | EA
60527005 | 10886982341723 | 2.7 VOLT(TM) PLATES 1 HIGH 1/3 WIDTH ALUM TRAY | Trauma | EA
02424140 | 10886982315960 | 2.4MM VOLT(TM) CORTEX SCREW 40MM T8 | Trauma | EA
03311896 | 10886982079343 | CARBON FIBER FEMORAL ARCH PL 240MM DIA/90 DEGREES | Trauma | EA
04535380 | 10886982326867 | 3.5MM VOLT(TM) LOCKING SCREW 80MM T15 | Trauma | EA
400812 | 10886982203731 | 1.5MM TI CORTEX SCREW SELF-TAPPING 12MM | Trauma | EA
04045536S | 10886982295545 | LOW PROF LCKNG SCREW F/IM NAIL Ø 4.0MM / L 36MM / XL25/ STER | Trauma | EA
02231310S | 10886982062338 | 5.0MM VA LOCKING SCREW SLF-TPNG/STRDRV/110MM-STER | Trauma | EA
04535610TS | 10886982320643 | 4.0MM VOLT(TM) CANC SCR 10MM PART THRD T15 STERILE | Trauma | EA
02535840TS | 10886982320476 | 4.0MM VOLT(TM) CANC SCR 40MM FULL THRD T15 STERILE | Trauma | EA
202018 | 10886982143440 | 2.7MM CORTEX SCREW 18MM | Trauma | EA
04535356TS | 10886982326805 | 3.5MM VOLT(TM) LOCKING SCREW 56MM T15 STERILE | Trauma | EA
04420336TS | 10886982317896 | 2.0MM VOLT(TM) LOCKING SCREW 36MM T6 STERILE | Trauma | EA
24050 | 10886982165107 | LATERAL TIBIAL HEAD BUTTRESS PLATE 13 HOLES/246MM-RIGHT | Trauma | EA
03535287 | 10886982335869 | 3.5 VOLT(TM) THREADED CONE DRILL GUIDE FOR 2.8MM DB | Trauma | EA
212102 | 10886982151766 | 3.5MM LOCKING SCREW SLF-TPNG W/STARDRIVE(TM) RECESS 12MM | Trauma | EA
223410 | 10886982157621 | 3.5MM LCP® METAPHYSEAL PLATE 10 HOLES | Trauma | EA
439940 | 10886982219220 | 3.5MM TI LCP® PROXIMAL TIBIA PLATE 10 HOLES/159MM-RIGHT | Trauma | EA
04527175 | 10886982323163 | 2.7MM VOLT(TM) CORTEX SCREW 75MM T8 | Trauma | EA
02130006 | 10886982044129 | 1.3MM CORTEX SCREW SLF-TPNG WITH T4 STARDRIVE RECESS 6MM | Trauma | EA
223412 | 10886982157645 | 3.5MM LCP® METAPHYSEAL PLATE 12 HOLES | Trauma | EA
22658 | 10886982159069 | 4.5MM BROAD LC-DCP® PLATE 8 HOLES/142MM | Trauma | EA
04112624 | 10886982278968 | 2.7MM TI VA LCP CLAVICLE PLATE SHAFT/ CS3/ LEFT | Trauma | EA
02424317TS | 10886982316394 | 2.4MM VOLT(TM) LOCKING SCREW 17MM T8 STERILE | Trauma | EA
02211234 | 10886982054180 | 2.4/2.7MM VA-LCP FIRST MTP FUSION PL/SM/10 DEG/RIGHT | Trauma | EA
02222126 | 10886982055941 | 5.0MM VA LOCKING SCREW SLF-TPNG W/T25 STARDRIVE/26MM | Trauma | EA
04045415S | 10886982295439 | LOW PROF LCKNG SCREW F/IM NAIL Ø 5.0MM / L 115MM/ XL25/ STER | Trauma | EA
04420066S | 10886982337290 | 2.0MM VOLT(TM) T-PLATE 3H HEAD/10H/73MM/STERILE | Trauma | EA
04233045S | 10886982289445 | RFNA / 10MM / 440MM PERIPROSTHETIC BEND / STERILE | Trauma | EA
217045 | 10886982155542 | 6.5MM CANCELLOUS BONE SCREW 32MM THREAD/45MM | Trauma | EA
280710 | 10886982176134 | DHS®/DCS® ONE-STEP LAG SCREW 14MM DIA. THREAD / 110MM | Trauma | EA
04117402 | 10886982106100 | 2.7MM/3.5MM TI VA-LCP MEDL DSTL HUM PL 2H/RT/82MM-MEDIUM | Trauma | EA
04114002 | 10886982104328 | 1.5MM TI LCP PLATE/4 HOLE | Trauma | EA
44142 | 10886982221896 | TI ONE-THIRD TUBULAR PLATE WITH COLLAR 12 HOLES/145MM | Trauma | EA
04420138TS | 10886982317315 | 2.0MM VOLT(TM) CORTEX SCREW 38MM T6 STERILE | Trauma | EA
02535175 | 10886982324788 | 3.5MM VOLT(TM) CORTEX SCREW 75MM T15 | Trauma | EA
04003028S | 10886982081605 | 6.5MM TI RECON SCREW WITH T25 STARDRIVE 90MM-STERILE | Trauma | EA
414872 | 10886982213860 | 4.5MM TI CORTEX SCREW SELF-TAPPING 72MM | Trauma | EA
04206254 | 10886982117885 | 3.5MM TI CRTX SCR/LOW PROF HD SELF-TAPPING/STARDRIVE/54MM | Trauma | EA
03535280S | 10886982336637 | 2.8MM VOLT(TM) DRILL BIT AO QC 140MM/45MM CALIB/ STER | Trauma | EA
202621 | 10886982144324 | 3.0MM CANNULATED SCREW SHORT THREAD/21MM | Trauma | EA
04045062 | 10886982292940 | LOCKING SCREW FOR IM NAIL Ø 5MM/ 62MM/ XL25 | Trauma | EA
SD294560 | 10886982003775 | Ø5MM X 200MM SCHANZ SCREW 100MM THREAD LENGTH | Trauma | EA
04005644 | 10886982086761 | 6.0MM TI LOCKING SCREW W/T25 STARDRIVE 54MM FOR IM NAILS | Trauma | EA
04005548 | 10886982086167 | 5.0MM TI LOCKING SCREW W/T25 STARDRIVE 58MM FOR IM NAILS | Trauma | EA
202022 | 10886982143464 | 2.7MM CORTEX SCREW 22MM | Trauma | EA
02420118 | 10886982314529 | 2.0MM VOLT(TM) CORTEX SCREW 18MM T6 | Trauma | EA
04420119TS | 10886982317117 | 2.0MM VOLT(TM) CORTEX SCREW 19MM T6 STERILE | Trauma | EA
223601 | 10886982157997 | 3.5MM LCP PLATE 10 HOLES 137MM | Trauma | EA
280251 | 10886982174994 | DHS®/DCS® ONE-STEP LAG SCREW 12.7MM THREAD/50MM | Trauma | EA
245910 | 10886982170361 | 3.5MM LOW PROFILE CURVED RECON PLATE 88MM RADIUS 10 HOLES | Trauma | EA
235700 | 10886982160096 | 90 DEG ADOLESCENT OSTEOTOMY PLATE 50MM/15MM | Trauma | EA
02527008S | 10886982330444 | 2.7MM VOLT(TM) STRAIGHT PLATE 8H/84MM/STERILE | Trauma | EA
03535126 | 10886982336507 | 3.5 VOLT(TM) TAP CORTEX SCREWS TAP TO 110MM | Trauma | EA
02538505 | 10886982345417 | 3.5 VOLT(TM) PROX HUM PLATE LONG/5H/142MM | Trauma | EA
02110111 | 10886982030344 | LCP DIA-META VOLAR DISTAL RADIUS PL 11H SHAFT/LT | Trauma | EA
02127195TS | 10886982306661 | 3.5MM VARIABLE ANGLE LOCKING SCREW/SLF-TPNG/STRDRV/95MM | Trauma | EA
209125 | 10886982150424 | 7.0MM CANNULATED SCREW 32MM THREAD/125MM | Trauma | EA
280535S | 10886982175847 | DHS®/DCS® LAG SCREW 14.0MM THREAD/135MM-STERILE | Trauma | EA
02231665 | 10886982062888 | 5.0MM CANNULATED VA LOCKING SCREW/65MM | Trauma | EA
02207135 | 10886982051967 | 7.3MM CANNULATED LOCKING SCREW 135MM | Trauma | EA
241626 | 10886982167439 | LOCKING CALCANEAL PLATE EXTRA LONG-RIGHT | Trauma | EA
406454 | 10886982207913 | 4.0MM TI CORTEX SCREW SELF-TAPPING/54MM | Trauma | EA
214764 | 10886982154514 | 4.5MM CANNULATED SCREW FULLY THREADED/64MM | Trauma | EA
208975S | 10886982150233 | 7.3MM CANNULATED SCREW 16MM THREAD/175MM-STERILE | Trauma | EA
202619 | 10886982144300 | 3.0MM CANNULATED SCREW SHORT THREAD/19MM | Trauma | EA
201774TS | 10886982263018 | 2.4MM CORTEX SCREW SLF-TPNG WITH T8 STARDRIVE 24MM STERILE | Trauma | EA
04535092S | 10886982327444 | 3.5MM VOLT(TM) 1/3 TUBULAR PL 12H/143MM/STERILE | Trauma | EA
40182696 | 10886982205094 | 2.0MM TI CORTEX SCREW SELF-TAPPING 26MM | Trauma | EA
04535148 | 10886982326119 | 3.5MM VOLT(TM) CORTEX SCREW 48MM T15 | Trauma | EA
02535814 | 10886982320209 | 4.0MM VOLT(TM) CANC SCR 14MM FULL THRD T15 | Trauma | EA
241275 | 10886982166418 | 3.5MM LCP® POSTEROLATERAL DSTL HUMERUS PL-LAT SUPPORT 5H-LT | Trauma | EA
02527107 | 10886982322043 | 2.7MM VOLT(TM) CORTEX SCREW 7MM T8 | Trauma | EA
04527071S | 10886982337610 | 2.7MM VOLT(TM) CONDYLAR PLATE 10H/95MM/STERILE | Trauma | EA
03037025 | 10886982070418 | SCREW INSERTER | Trauma | EA
02538513 | 10886982344694 | 3.5 VOLT(TM) PROX HUM PLATE LONG/13H/286MM | Trauma | EA
413042 | 10886982211873 | 3.5MM TI LOCKING SCREW SELF-TAPPING 42MM | Trauma | EA
02210960 | 10886982053336 | 2.4MM CORTEX SCREW SLF-TPNG WITH T8 STARDRIVE RECESS 60MM | Trauma | EA
02206222 | 10886982051004 | 3.5MM CRTX SCREW/LOW PROF HD SELF-TAPPING/STAR DRIVE/22MM | Trauma | EA
02226738S | 10886982060198 | 4.5MM HEADLESS COMPRESSION SCR/LONG THRD/38MM-STERILE | Trauma | EA
02118564 | 10886982039705 | 2.7MM METAPHYSEAL SCR SLF-TPNG W/T8 STRDRV RECESS 64MM | Trauma | EA
04130258 | 10886982113023 | 1.5MM TI VAL STRUT PLATE 8 HOLES-OBLIQUE-RIGHT | Trauma | EA
04005675 | 10886982086945 | 6.0MM TI LOCKING SCREW W/T25 STARDRIVE 85MM FOR IM NAILS | Trauma | EA
04535084 | 10886982327581 | 3.5MM VOLT(TM) 1/3 TUBULAR PL 4H/47MM | Trauma | EA
04005638 | 10886982086709 | 6.0MM TI LOCKING SCREW W/T25 STARDRIVE 48MM FOR IM NAILS | Trauma | EA
249701 | 10886982171429 | 2.7MM LCP(TM) L-PLATE RIGHT 2H HEAD/4H SHAFT | Trauma | EA
04117401 | 10886982106087 | 2.7MM/3.5MM TI VA-LCP MEDL DSTL HUM PL 1H/RT/69MM-SHORT | Trauma | EA
214048 | 10886982153562 | 4.5MM CORTEX SCREW 48MM | Trauma | EA
04120704 | 10886982109866 | 3.5MM TI LCP POSTEROMEDIAL PROXIMAL TIBIA PLATE 4H/105MM | Trauma | EA
04535148TS | 10886982326126 | 3.5MM VOLT(TM) CORTEX SCREW 48MM T15 STERILE | Trauma | EA
04535114 | 10886982325778 | 3.5MM VOLT(TM) CORTEX SCREW 14MM T15 | Trauma | EA
02535830TS | 10886982320377 | 4.0MM VOLT(TM) CANC SCR 30MM FULL THRD T15 STERILE | Trauma | EA
406024 | 10886982207531 | 4.0MM TI CANCELLOUS BONE SCREW FULLY THREADED/24MM | Trauma | EA
207028 | 10886982147882 | 4.0MM CANCELLOUS BONE SCREW PARTIALLY THREADED/28MM | Trauma | EA
02231625 | 10886982062802 | 5.0MM CANNULATED VA LOCKING SCREW/25MM | Trauma | EA
02127175TS | 10886982307255 | 3.5MM VARIABLE ANGLE LOCKING SCREW/SLF-TPNG/STRDRV/75MM | Trauma | EA
02112519 | 10886982034571 | 3.5MM LCP LOW BEND MEDIAL DSTL TIBIA PLATE/8H/LEFT/161MM | Trauma | EA
04227110 | 10886982124647 | 6.5MM TI HEADLESS COMPRESSION SCREW/16MM THREAD/110MM | Trauma | EA
02535636 | 10886982321534 | 4.0MM VOLT(TM) CANC SCR 36MM PART THRD T15 | Trauma | EA
02536033 | 10886982329035 | 3.5MM VOLT(TM) T-PLATE 3H HEAD/3H SHAFT/49MM | Trauma | EA
02211246 | 10886982054425 | 2.4/2.7MM VA-LCP FIRST TMT FUSION PLATE/STANDARD | Trauma | EA
208438 | 10886982149435 | 6.5MM CANNULATED SCREW 32MM THREAD 80MM | Trauma | EA
02527370TS | 10886982345929 | 2.7MM VOLT(TM) LOCKING SCREW 70MM T8 STERILE | Trauma | EA
03311059 | 10886982078148 | SCHANZ SCREW BOLT CANNULATED POST MOUNT | Trauma | EA
04535665TS | 10886982346322 | 4.0MM VOLT(TM) CANC SCR 65MM PART THRD T15 STER | Trauma | EA
29475 | 10886982181732 | 4.5MM SCHANZ SCREW BLUNTED TROCAR POINT 175MM | Trauma | EA
204232 | 10886982145918 | 3.5MM SHAFT SCREW 32MM | Trauma | EA
02130353 | 10886982045379 | 2.0MM VAL Y-PLATE 3 HOLES HD-7 HOLES SHAFT | Trauma | EA
04117207 | 10886982105745 | 2.7MM/3.5MM TI VA-LCP POSTLAT DSTL HUM PL 7H/RT/127MM-LONG | Trauma | EA
280335S | 10886982175366 | DHS®/DCS® ONE-STEP LAG SCREW 12.7MM THREAD/135MM-STERILE | Trauma | EA
02424328 | 10886982316523 | 2.4MM VOLT(TM) LOCKING SCREW 28MM T8 | Trauma | EA
205248 | 10886982147189 | 3.5MM CANNULATED SCREW FULLY THREADED/48MM | Trauma | EA
02527360 | 10886982333773 | 2.7MM VOLT(TM) LOCKING SCREW 60MM T8 | Trauma | EA
02115530 | 10886982035424 | 2.4MM VA-LCP DORSAL DISTAL RAD PLATE/RADIAL COLUMN/5H SHAFT | Trauma | EA
04117009 | 10886982105349 | 2.7MM/3.5MM TI VA-LCP POSTLAT DHP-LAT SUPT 9H/RT/153MM-XLNG | Trauma | EA
04206242 | 10886982117748 | 3.5MM TI CRTX SCR/LOW PROF HD SELF-TAPPING/STARDRIVE/42MM | Trauma | EA
04205025 | 10886982116314 | 5.0MM TI CANNULATED LOCKING SCREW 25MM | Trauma | EA
04152455SHA | 10886982305503 | 4.0MM TI BLUNTED POINT SCHANZ SCREW 55MM THRD/150MM/HA STER | Trauma | EA
02424170TS | 10886982345806 | 2.4MM VOLT(TM) CORTEX SCREW 70MM T8 STERILE | Trauma | EA
239989 | 10886982163936 | 4.5MM LCP® MEDIAL PROXIMAL TIBIA PLATE 8H/LEFT 178MM | Trauma | EA
02535150 | 10886982324665 | 3.5MM VOLT(TM) CORTEX SCREW 50MM T15 | Trauma | EA
02420322 | 10886982315182 | 2.0MM VOLT(TM) LOCKING SCREW 22MM T6 | Trauma | EA
441279 | 10886982221575 | 3.5MM TI LCP® POSTLAT DISTAL HUMERUS PL-LAT SUPPORT 9H-LT | Trauma | EA
02001304 | 10886982027573 | 4.5MM LCP® CURVED CONDYLAR PLATE 14 HOLES/314MM-LEFT | Trauma | EA
02231285 | 10886982062246 | 5.0MM VARIABLE ANGLE LOCKNG SCREW/SLF-TPNG/STRDRV/85MM | Trauma | EA
02420311TS | 10886982314994 | 2.0MM VOLT(TM) LOCKING SCREW 11MM T6 STERILE | Trauma | EA
04045570 | 10886982293992 | LOW PROF LCKNG SCREW F/IM NAIL Ø 4.0MM / L 70MM / XL25 | Trauma | EA
441274 | 10886982221520 | 3.5MM TI LCP® POSTLAT DISTAL HUMERUS PL-LAT SUPPORT 5H-RT | Trauma | EA
494792 | 10886982236791 | 6.0MM TI SELF-DRILLING SCHANZ SCREW 30MM THRD/100MM | Trauma | EA
214824 | 10886982154613 | 4.5MM CORTEX SCREW SELF-TAPPING 24MM | Trauma | EA
04424110TS | 10886982318138 | 2.4MM VOLT(TM) CORTEX SCREW 10MM T8 STERILE | Trauma | EA
03530005 | 10886982336309 | PLATE BENDING IRON OPEN FOR 2.7/3.5MM VOLT(TM) PLATES | Trauma | EA
449688 | 10886982224279 | 2.7MM TI LCP(TM) L-PLATE RT 2H HEAD/3H SHAFT | Trauma | EA
04112021 | 10886982102546 | 3.5MM TI LCP SUP ANT CLAVICLE PL W/LAT EXTN 8H/LT/135MM | Trauma | EA
02172525 | 10886982303998 | 5.0MM BLUNTED POINT SCHANZ SCREW 25MM THRD/175MM | Trauma | EA
04005466 | 10886982085788 | 4.0MM TI LOCKING SCREW W/T25 STARDRIVE 76MM FOR IM NAILS | Trauma | EA
02424146TS | 10886982316035 | 2.4MM VOLT(TM) CORTEX SCREW 46MM T8 STERILE | Trauma | EA
445061 | 10886982223388 | 3.5MM TI LCP® RECONSTRUCTION PLATE 6 HOLES/84MM | Trauma | EA
02200048 | 10886982047984 | 3.5MM STARDRIVE CORTEX SCREW SELF-TAPPING 48MM | Trauma | EA
245023 | 10886982169365 | 3.5MM LOW PROFILE RECONSTRUCTION PLATE 3 HOLES | Trauma | EA
04527190S | 10886982324177 | 2.7MM VOLT(TM) CORTEX SCREW 90MM T8 STERILE | Trauma | EA
02535122TS | 10886982324399 | 3.5MM VOLT(TM) CORTEX SCREW 22MM T15 STERILE | Trauma | EA
218030 | 10886982155894 | 6.5MM CANCELLOUS BONE SCREW FULLY THREADED/30MM | Trauma | EA
02205125 | 10886982049872 | 5.0MM CANNULATED LOCKING SCREW 125MM | Trauma | EA
429341 | 10886982217554 | 4.5MM TI LCP(TM) STRAIGHT RECON PLATE 4 HOLES/75MM | Trauma | EA
04005438S | 10886982085511 | 4.0MM TI LOCKING SCREW W/T25 STARDRIVE 48MM F/IM NAILS-STER | Trauma | EA
02118510 | 10886982039163 | 2.7MM METAPHYSEAL SCR SLF-TPNG W/T8 STRDRV RECESS/10MM | Trauma | EA
02527027S | 10886982337061 | 2.7MM VOLT(TM) ADPTN COMBI PL 6H/54MM/STERILE | Trauma | EA
02252640 | 10886982304230 | 6.0MM BLUNTED POINT SCHANZ SCREW 40MM THRD/250MM | Trauma | EA
04226705S | 10886982123800 | 4.5MM TI HEADLESS COMPRESSION SCR/SHORT THRD/105MM-STERILE | Trauma | EA
02424175 | 10886982339379 | 2.4MM VOLT(TM) CORTEX SCREW 75MM T8 | Trauma | EA
02226620 | 10886982059505 | 4.5MM HEADLESS COMPRESSION SCREW/SHORT THREAD/20MM | Trauma | EA
204745 | 10886982146212 | 3.5MM PELVIC CORTEX SCREW SELF-TAPPING 145MM | Trauma | EA
24341 | 10886982169099 | 2.0MM T-PLATE 2 HOLES/18MM | Trauma | EA
03115801 | 10886982073105 | GUIDE BLOCK F/2.4MM VA-LCP VOLAR RIM DSTL RAD PL/7H HD/LT | Trauma | EA
239985 | 10886982163851 | 4.5MM LCP® MEDIAL PROXIMAL TIBIA PLATE 4H/LEFT 106MM | Trauma | EA
04150420 | 10886982304063 | 4.0MM TI SELF-DRILLING SCHANZ SCREW 20MM THRD/150MM | Trauma | EA
407622 | 10886982208347 | 4.0MM TI CANNULATED SCREW SHORT THREAD/22MM | Trauma | EA
02240258 | 10886982063960 | 3.7MM CANNULATED CONICAL SCREW 25MM THREAD/58MM | Trauma | EA
206460 | 10886982147707 | 4.0MM CORTEX SCREW SELF-TAPPING 60MM | Trauma | EA
200696 | 10886982141446 | 1.3MM CORTEX SCREW SELF-TAPPING 16MM | Trauma | EA
409695 | 10886982210043 | 7.3MM TI CANNULATED SCREW FULLY THREADED/95MM | Trauma | EA
224541 | 10886982158420 | 4.5MM NARROW LCP® PLATE 4 HOLES/80MM | Trauma | EA
239958 | 10886982163554 | 3.5MM LCP® MEDIAL PROXIMAL TIBIA PLATE 8H/RIGHT 145MM | Trauma | EA
241302 | 10886982166715 | 3.5MM LCP® POSTEROLATERAL DSTL HUMERUS PL-LAT SUPPORT 14H-RT | Trauma | EA
04250685SHA | 10886982305633 | 6.0MM TI SELF-DRILLING SCHANZ SCREW 85MM THRD/250MM/HA STER | Trauma | EA
02226690 | 10886982060020 | 4.5MM HEADLESS COMPRESSION SCREW/SHORT THREAD/90MM | Trauma | EA
402628 | 10886982206176 | 3.0MM TI CANNULATED SCREW SHORT THREAD/28MM | Trauma | EA
02226117 | 10886982058201 | 3.0MM HEADLESS COMPRESSION SCREW-LONG THREAD 17MM | Trauma | EA
02206240 | 10886982051189 | 3.5MM CRTX SCREW/LOW PROF HD SELF-TAPPING/STAR DRIVE/40MM | Trauma | EA
02420010S | 10886982329387 | 2.0MM VOLT(TM) STRAIGHT PLATE 10H/72MM/STERILE | Trauma | EA
312926 | 10886982188052 | TOMOFIX(TM) GUIDING BLOCK FOR MEDIAL HIGH TIBIA | Trauma | EA
02118409 | 10886982038968 | 2.7MM VA-LCP LATERAL DISTAL FIBULA PLATE/7 HOLES/LEFT | Trauma | EA
04005416 | 10886982085283 | 4.0MM TI LOCKING SCREW W/T25 STARDRIVE 26MM FOR IM NAILS | Trauma | EA
03311848 | 10886982079244 | CARBON FIBER FULL RING 180MM DIAMETER | Trauma | EA
216145 | 10886982155405 | 6.5MM CANCELLOUS BONE SCREW 16MM THREAD/145MM | Trauma | EA
400807 | 10886982203632 | 1.5MM TI CORTEX SCREW SELF-TAPPING 7MM | Trauma | EA
04045058TS | 10886982302762 | LOCKING SCREW FOR IM NAIL Ø 5.0MM / L 58MM / XL25/ STER | Trauma | EA
40138097 | 10886982204257 | 2.0MM TI CORTEX SCRW SLF-TPNG WITH STARDRIVE RECESS 36MM | Trauma | EA
02226325S | 10886982059291 | 2.4MM HEADLESS COMPRESSION SCR 25MM/LONG THREAD-STERILE | Trauma | EA
39110 | 10886982198105 | 45MM WIRE PASSER STANDARD 220MM | Trauma | EA
04211220 | 10886982119438 | 2.4MM/2.7MM TI VA-LOCKING NAVICULAR PLATE | Trauma | EA
408420 | 10886982209023 | 6.5MM TI CANNULATED SCREW 16MM THREAD 125MM | Trauma | EA
226622 | 10886982159168 | 4.5MM CURVED BROAD LCP® PLATE 12 HOLES/229MM | Trauma | EA
445221 | 10886982223555 | 3.5MM TI LCP® RECONSTRUCTION PLATE 22 HOLES/308MM | Trauma | EA
04005532 | 10886982086006 | 5.0MM TI LOCKING SCREW W/T25 STARDRIVE 42MM FOR IM NAILS | Trauma | EA
02226024 | 10886982057945 | 3.0MM HEADLESS COMPRESSION SCREW-SHORT THREAD 24MM | Trauma | EA
201772TS | 10886982262998 | 2.4MM CORTEX SCREW SLF-TPNG WITH T8 STARDRIVE 22MM STERILE | Trauma | EA
02227290S | 10886982061300 | 6.5MM HEADLESS COMPRESSION SCR/32MM THRD/90MM-STERILE | Trauma | EA
42231018 | 10886982259608 | 5.0MM PERIPR VAL SCR/18MM OPTILINK(TM)/SLF-TPNG/STRDRV | Trauma | EA
SD03127006 | 10886982350145 | 3.5 DRILL GUIDE W/ GUIDE WIRES | Trauma | EA
04019028 | 10886982089700 | 4.5MM TI MULTILOC SCREW LENGTH 28MM | Trauma | EA
02115451 | 10886982035400 | 2.4MM VA-LCP DORSAL DISTAL RAD L-PLATE -20°/3H HD/5H SHAFT | Trauma | EA
414828 | 10886982213648 | 4.5MM TI CORTEX SCREW SELF-TAPPING 28MM | Trauma | EA
03420156 | 10886982336248 | 2.0 VOLT(TM) CRTX/LCKNG DRILL GUIDE FOR 1.5MM DRILL BITS | Trauma | EA
208900 | 10886982150035 | 7.3MM CANNULATED SCREW 16MM THREAD/100MM | Trauma | EA
02206224 | 10886982051028 | 3.5MM CRTX SCREW/LOW PROF HD SELF-TAPPING/STAR DRIVE/24MM | Trauma | EA
04230109 | 10886982125262 | 1.5MM TI HEADLESS COMPRESSION SCREW 9MM | Trauma | EA
416120 | 10886982214201 | 6.5MM TI CANCELLOUS BONE SCREW 16MM THREAD/120MM | Trauma | EA
04025530S | 10886982090676 | 5.0MM TI ANGULAR STABLE LCKNG SCR T25 40MM F/IM NAILS-STER | Trauma | EA
02207608 | 10886982052377 | 7.3MM CANNULATED SCFE SCREW 10MM THREAD/85MM | Trauma | EA
202886 | 10886982145123 | 2.7MM CORTEX SCREW SLF-TPNG WITH T8 STARDRIVE RECESS 26MM | Trauma | EA
02127110 | 10886982043092 | 3.5MM VARIABLE ANGLE LOCKING SCREW/SLF-TPNG/STRDRV/10MM | Trauma | EA
SD312203 | 10886982348364 | 1.4MM PARALLEL WIRE GUIDE | Trauma | EA
401812 | 10886982204929 | 2.0MM TI CORTEX SCREW SELF-TAPPING 12MM | Trauma | EA
03213020S | 10886982260024 | EXTRACTION SCREW FOR 3.7MM SCREWS-STERILE | Trauma | EA
04005518S | 10886982085870 | 5.0MM TI LOCKING SCREW W/T25 STARDRIVE 28MM F/IM NAIL-STER | Trauma | EA
40151096 | 10886982204325 | 2.4MM TI CORTEX SCREW SELF-TAPPING 10MM | Trauma | EA
04112825 | 10886982279583 | 2.7MM TI VA LCP HOOK PLATE SHORT/ 15MM/ RIGHT | Trauma | EA
209875 | 10886982151209 | 7.3MM CANNULATED SCREW 32MM THREAD/75MM | Trauma | EA
04200036 | 10886982115775 | 3.5MM TI STARDRIVE CORTEX SCREW SELF-TAPPING 36MM | Trauma | EA
02200140 | 10886982048172 | 3.5MM STARDRIVE CORTEX SCREW SELF-TAPPING 140MM | Trauma | EA
04535900S | 10886982321992 | 4.0MM VOLT(TM) CANC SCR 100MM FULL THRD T15 STERILE | Trauma | EA
24818 | 10886982171153 | 3.5MM DCP® PLATE 18 HOLES/217MM | Trauma | EA
449691 | 10886982224316 | 2.4/2.7MM TI LOCKING HIND/ MIDFOOT PLATE 8 HOLES/45MM | Trauma | EA
02536020S | 10886982327970 | 3.5MM VOLT(TM) METAPHYSEAL PL 20H260MM/STERILE | Trauma | EA
02226642 | 10886982059727 | 4.5MM HEADLESS COMPRESSION SCREW/SHORT THREAD/42MM | Trauma | EA
02150430SHA | 10886982304681 | 4.0MM SELF-DRILLING SCHANZ SCREW 30MM THRD/150MM/HA STER | Trauma | EA
04045115 | 10886982293459 | LOCKING SCREW FOR IM NAIL Ø 5MM/ 115MM/ XL25 | Trauma | EA
02200044 | 10886982047953 | 3.5MM STARDRIVE CORTEX SCREW SELF-TAPPING 44MM | Trauma | EA
04527156 | 10886982323101 | 2.7MM VOLT(TM) CORTEX SCREW 56MM T8 | Trauma | EA
04130264 | 10886982113146 | 1.5MM TI VAL 1ST METACARPAL PLATE-LATERAL-RIGHT | Trauma | EA
02207110 | 10886982051912 | 7.3MM CANNULATED LOCKING SCREW 110MM | Trauma | EA
40154096 | 10886982204493 | 2.4MM TI CORTEX SCREW SELF-TAPPING 40MM | Trauma | EA
202812 | 10886982144720 | 2.7MM CORTEX SCREW SELF-TAPPING 12MM | Trauma | EA
04005558S | 10886982086273 | 5.0MM TI LOCKING SCREW W/T25 STARDRIVE 68MM F/IM NAIL-STER | Trauma | EA
02100209 | 10886982028600 | 3.5MM WIDE ANGLE LOW PROFILE RECON PLATE 9 HOLES | Trauma | EA
29230 | 20886982180480 | 3.0MM KIRSCHNER WIRE W/TROCAR POINT 150MM | Trauma | EA
02127152TS | 10886982307187 | 3.5MM VARIABLE ANGLE LOCKING SCREW/SLF-TPNG/STRDRV/52MM | Trauma | EA
02111751 | 10886982032393 | 2.4MM VA-LCP 2-CLMN VLR DSTL RADIUS PL 7H HD/5H SHAFT/LEFT | Trauma | EA
414764 | 10886982213525 | 4.5MM TI CANNULATED SCREW FULLY THREADED/64MM | Trauma | EA
02424040 | 10886982329912 | 2.4MM VOLT(TM) ADAPTION PLATE 20H/125MM | Trauma | EA
03120068 | 10886982074508 | TOMOFIX GUIDING BLOCK FOR MEDIAL DISTAL FEMUR PLATE-RT | Trauma | EA
414768 | 10886982213532 | 4.5MM TI CANNULATED SCREW FULLY THREADED/68MM | Trauma | EA
413326 | 10886982211965 | 5.0MM TI LOCKING HEAD SCREW SELF-TAPPING 26MM | Trauma | EA
04200048 | 10886982115843 | 3.5MM TI STARDRIVE CORTEX SCREW SELF-TAPPING 48MM | Trauma | EA
04038100S | 10886982098511 | TFNA SCREW 100MM - STERILE | Trauma | EA
241361 | 10886982166876 | LCP ONE-THIRD TUBULAR PLATE WITH COLLAR 6 HOLES/69MM | Trauma | EA
02527350 | 10886982333612 | 2.7MM VOLT(TM) LOCKING SCREW 50MM T8 | Trauma | EA
204818 | 10886982146274 | 3.5MM CORTEX SCREW SELF-TAPPING 18MM | Trauma | EA
02424126TS | 10886982315830 | 2.4MM VOLT(TM) CORTEX SCREW 26MM T8 STERILE | Trauma | EA
02226324S | 10886982059277 | 2.4MM HEADLESS COMPRESSION SCR 24MM/LONG THREAD-STERILE | Trauma | EA
04233940S | 10886982288608 | RFNA / 9MM / 400MM STANDARD BEND / STERILE | Trauma | EA
02527385S | 10886982324085 | 2.7MM VOLT(TM) LOCKING SCREW 85MM T8 STERILE | Trauma | EA
412109S | 10886982210432 | 3.5MM TI LOCKING SCR SLF-TPNG W/STARDRIVE RECESS/26MM-STER | Trauma | EA
40181196 | 10886982204912 | 2.0MM TI CORTEX SCREW SELF-TAPPING 11MM | Trauma | EA
02118516 | 10886982039224 | 2.7MM METAPHYSEAL SCR SLF-TPNG W/T8 STRDRV RECESS/16MM | Trauma | EA
03043014S | 10886982297082 | DRILL BIT/ CANNULATED/ Ø 12MM SHORT / STERILE | Trauma | EA
02214107 | 10886982055415 | 1.5MM CORTEX SCREW SLF-TPNG WITH T4 STARDRIVE RECESS 7MM | Trauma | EA
208473 | 10886982149749 | 6.5MM CANNULATED SCREW FULLY THREADED 85MM | Trauma | EA
414052 | 10886982212535 | 4.5MM TI CORTEX SCREW 52MM | Trauma | EA
24135 | 10886982166845 | ONE-THIRD TUBULAR PLATE WITH COLLAR 5 HOLES/61MM | Trauma | EA
02536012S | 10886982327833 | 3.5MM VOLT(TM) METAPHYSEAL PL 12H/156MM/STERILE | Trauma | EA
69031511 | 10886982252111 | LARGE EXTERNAL FIXATOR GRAPHIC CASE LID | Trauma | EA
212104 | 10886982151780 | 3.5MM LOCKING SCREW SLF-TPNG W/STARDRIVE(TM) RECESS 16MM | Trauma | EA
02226020 | 10886982057860 | 3.0MM HEADLESS COMPRESSION SCREW-SHORT THREAD 20MM | Trauma | EA
02118575S | 10886982039798 | 2.7MM METAPHYSEAL SCREW SLF-TPNG/T8 STRDRV 75MM-STER | Trauma | EA
406100 | 10886982207708 | 4.0MM TI CANCELLOUS BONE SCREW FULLY THREADED/100MM | Trauma | EA
03100118 | 10886982071156 | CURVED CHISEL BLADE 25MM | Trauma | EA
02527122 | 10886982322494 | 2.7MM VOLT(TM) CORTEX SCREW 22MM T8 | Trauma | EA
04025446S | 10886982090492 | 4.0MM TI ANGULAR STABLE LCKNG SCR T25 56MM F/IM NAILS-STER | Trauma | EA
04233217S | 10886982290373 | RFNA / 12MM / 160MM PERIPROSTHETIC BEND / STERILE | Trauma | EA
04527338 | 10886982323668 | 2.7MM VOLT(TM) LOCKING SCREW 38MM T8 | Trauma | EA
04424117TS | 10886982318275 | 2.4MM VOLT(TM) CORTEX SCREW 17MM T8 STERILE | Trauma | EA
02206305 | 10886982051684 | 3.5MM CRTX SCREW/LOW PROF HD SELF-TAPPING/STAR DRIVE/105MM | Trauma | EA
216105 | 10886982155320 | 6.5MM CANCELLOUS BONE SCREW 16MM THREAD/105MM | Trauma | EA
04038075 | 10886982098405 | TFNA SCREW 75MM | Trauma | EA
223407 | 10886982157591 | 3.5MM LCP® METAPHYSEAL PLATE 7 HOLES | Trauma | EA
42231700S | 10886982259264 | 5.0MM CANN VAL SCREW OPTILINK(TM)/100MM/STERILE | Trauma | EA
02420020 | 10886982329417 | 2.0MM VOLT(TM) STRAIGHT PLATE 18H/126MM | Trauma | EA
24132 | 10886982166791 | ONE-THIRD TUBULAR PLATE WITH COLLAR 2 HOLES/25MM | Trauma | EA
441305 | 10886982221711 | 3.5MM TI LCP® MEDIAL DISTAL HUMERUS PLATE 14 HOLES-LEFT | Trauma | EA
211813 | 10886982151513 | 2.4MM CANNULATED SCREW LONG THREAD 13MM | Trauma | EA
204236 | 10886982145932 | 3.5MM SHAFT SCREW 36MM | Trauma | EA
280305S | 10886982175243 | DHS®/DCS® ONE-STEP LAG SCREW 12.7MM THREAD/105MM-STERILE | Trauma | EA
441381 | 10886982221841 | TI LCP® ONE-THIRD TUBULAR PLATE W/COLLAR 8 HOLES/93MM | Trauma | EA
04535154 | 10886982326171 | 3.5MM VOLT(TM) CORTEX SCREW 54MM T15 | Trauma | EA
03430017 | 10886982336187 | REDUCTION FORCEPS/ NARROW LONG RATCHET/ 131MM | Trauma | EA
204014 | 10886982145352 | 3.5MM CORTEX SCREW 14MM | Trauma | EA
02527310 | 10886982333285 | 2.7MM VOLT(TM) LOCKING SCREW 10MM T8 | Trauma | EA
SD03164023 | 10886982350510 | 4.5 DRILL GUIDE | Trauma | EA
04527116 | 10886982325082 | 2.7MM VOLT(TM) CORTEX SCREW 16MM T8 | Trauma | EA
04424152TS | 10886982318657 | 2.4MM VOLT(TM) CORTEX SCREW 52MM T8 STERILE | Trauma | EA
04535370S | 10886982327321 | 3.5MM VOLT(TM) LOCKING SCREW 70MM T15 STERILE | Trauma | EA
414056 | 10886982212559 | 4.5MM TI CORTEX SCREW 56MM | Trauma | EA
04252540 | 10886982304445 | 5.0MM TI BLUNTED POINT SCHANZ SCREW 40MM THRD/250MM | Trauma | EA
209645 | 10886982150769 | 7.3MM CANNULATED SCREW FULLY THREADED/45MM | Trauma | EA
04535088S | 10886982327765 | 3.5MM VOLT(TM) 1/3 TUBULAR PL 8H/95MM/STERILE | Trauma | EA
04233017S | 10886982289339 | RFNA / 10MM / 160MM PERIPROSTHETIC BEND / STERILE | Trauma | EA
02207618 | 10886982052476 | 7.3MM CANNULATED SCFE SCREW 20MM THREAD/45MM | Trauma | EA
42231275TS | 10886982307057 | 5.0MM VAL SCREW/OPTILINK(TM) SLF-TPNG/STRDRV/75MM/STER | Trauma | EA
04535685S | 10886982321879 | 4.0MM VOLT(TM) CANC SCR 85MM PART THRD T15 STERILE | Trauma | EA
449682 | 10886982224217 | 2.7MM TI LCP(TM) PLATE 6 HOLES/58MM | Trauma | EA
02231645 | 10886982062840 | 5.0MM CANNULATED VA LOCKING SCREW/45MM | Trauma | EA
04420072S | 10886982337689 | 2.0MM VOLT(TM) Y-PLATE 10H/80MM/STERILE | Trauma | EA
02206066 | 10886982050663 | 3.5MM CRTX SCREW/LOW PROF HD SELF-TAPPING/HEX DRIVE/66MM | Trauma | EA
414844 | 10886982213723 | 4.5MM TI CORTEX SCREW SELF-TAPPING 44MM | Trauma | EA
407628 | 10886982208378 | 4.0MM TI CANNULATED SCREW SHORT THREAD/28MM | Trauma | EA
02535152TS | 10886982324696 | 3.5MM VOLT(TM) CORTEX SCREW 52MM T15 STERILE | Trauma | EA
02538510 | 10886982344632 | 3.5 VOLT(TM) PROX HUM PLATE LONG/10H/232MM | Trauma | EA
207035 | 10886982147905 | 4.0MM CANCELLOUS BONE SCREW PARTIALLY THREADED/35MM | Trauma | EA
224571 | 10886982158482 | 4.5MM NARROW LCP® PLATE 7 HOLES/134MM | Trauma | EA
04538508 | 10886982344755 | 3.5 VOLT(TM) PROX HUM PLATE LONG/8H/196MM | Trauma | EA
414130 | 10886982212757 | 4.5MM TI CORTEX SCREW 130MM | Trauma | EA
04527020 | 10886982335104 | 2.7MM VOLT(TM) STRAIGHT PLATE 18H/184MM | Trauma | EA
04527008 | 10886982335043 | 2.7MM VOLT(TM) STRAIGHT PLATE 8H/84MM | Trauma | EA
212807 | 10886982152770 | 2.4MM LOCKING SCREW SLF-TPNG WITH STARDRIVE RECESS 7MM | Trauma | EA
04226634 | 10886982123367 | 4.5MM TI HEADLESS COMPRESSION SCREW/SHORT THREAD/34MM | Trauma | EA
04111630 | 10886982101822 | 2.4MM TI VA-LCP 2-CLMN VLR DST RADIUS PL 6H HD/3H SHAFT/RT | Trauma | EA
02252540S | 10886982308375 | 5.0MM BLUNTED POINT SCHANZ SCREW 40MM THRD/250MM/STERILE | Trauma | EA
209120 | 10886982150417 | 7.0MM CANNULATED SCREW 32MM THREAD/120MM | Trauma | EA
04150445SHA | 10886982305237 | 4.0MM TI SELF-DRILLING SCHANZ SCREW 45MM THRD/150MM/HA STER | Trauma | EA
209115 | 10886982150400 | 7.0MM CANNULATED SCREW 32MM THREAD/115MM | Trauma | EA
04152430S | 10886982307934 | 4.0MM TI BLUNTED POINT SCHANZ SCREW 30MM THRD/150MM/STERILE | Trauma | EA
04117103 | 10886982105462 | 2.7MM/3.5MM TI VA-LCP POSTLAT DHP-LAT SUPT 3H/LT/75MM-SHORT | Trauma | EA
03424188 | 10886982336279 | 2.4 VOLT(TM) THREADED DRILL GUIDE FOR 1.8MM DRILL BITS | Trauma | EA
207612 | 10886982148056 | 4.0MM CANNULATED SCREW SHORT THREAD/12MM | Trauma | EA
44044 | 10886982220479 | TI L-BUTTRESS PLATE 4 HOLES/86MM-LEFT | Trauma | EA
02204018 | 10886982049339 | 4.0MM LOCKING SCREW SLF-TPNG WITH T25 STARDRIVE RECESS 18MM | Trauma | EA
294779 | 10886982182043 | 4.0MM SELF-DRILLING SCHANZ SCREW 40MM THRD/175MM | Trauma | EA
201898 | 10886982143266 | 2.0MM LOCKING SCREW SLF-TPNG WITH STARDRIVE RECESS 28MM | Trauma | EA
02535630TS | 10886982319982 | 4.0MM VOLT(TM) CANC SCR 30MM PART THRD T15 STERILE | Trauma | EA
04527317TS | 10886982323439 | 2.7MM VOLT(TM) LOCKING SCREW 17MM T8 STERILE | Trauma | EA
04170640 | 10886982304513 | 6.0MM TI SELF-DRILLING SCHANZ SCREW 40MM THRD/175MM | Trauma | EA
442501 | 10886982222930 | 2.4MM TI LCP(TM) DISTAL RADIUS L-PLATE/-90DEG 2H HD/4H SHAFT | Trauma | EA
02527132 | 10886982332110 | 2.7MM VOLT(TM) CORTEX SCREW 32MM T8 | Trauma | EA
29103 | 20886982180107 | 1.0MM CERCLAGE WIRE WITH EYE 600MM | Trauma | EA
04206230 | 10886982117625 | 3.5MM TI CRTX SCR/LOW PROF HD SELF-TAPPING/STARDRIVE/30MM | Trauma | EA
02118540 | 10886982039460 | 2.7MM METAPHYSEAL SCR SLF-TPNG W/T8 STRDRV RECESS/40MM | Trauma | EA
02240056 | 10886982063625 | 3.7MM CANNULATED LOCKING SCREW 56MM | Trauma | EA
04045578TS | 10886982301611 | LOW PROF LCKNG SCREW F/IM NAIL Ø 4.0MM / L 78MM / XL25/ STER | Trauma | EA
202228 | 10886982144058 | 2.7MM LOCKING SCREW SLF-TPNG WITH T8 STARDRIVE RECESS 28MM | Trauma | EA
42231270 | 10886982259516 | 5.0MM VAL SCREW/OPTILINK(TM) SLF-TPNG/STRDRV/70MM | Trauma | EA
236103 | 10886982160379 | 100 DEG TODDLER OSTEOTOMY PLATE 38MM/4MM | Trauma | EA
400687 | 10886982203519 | 1.3MM TI CORTEX SCREW SELF-TAPPING 7MM | Trauma | EA
208437 | 10886982149428 | 6.5MM CANNULATED SCREW 32MM THREAD 75MM | Trauma | EA
02535195S | 10886982327017 | 3.5MM VOLT(TM) CORTEX SCREW 95MM T15 STERILE | Trauma | EA
245121 | 10886982169686 | 3.5MM LCP RECONSTRUCTION PLATE 12 HOLES/168MM | Trauma | EA
280325 | 10886982175311 | DHS®/DCS® ONE-STEP LAG SCREW 12.7MM THREAD/125MM | Trauma | EA
22361 | 10886982158000 | 3.5MM LC-DCP® PLATE 11 HOLES/142MM | Trauma | EA
04527152 | 10886982323064 | 2.7MM VOLT(TM) CORTEX SCREW 52MM T8 | Trauma | EA
04206226 | 10886982117588 | 3.5MM TI CRTX SCR/LOW PROF HD SELF-TAPPING/STARDRIVE/26MM | Trauma | EA
02152415SHA | 10886982304759 | 4.0MM BLUNTED POINT SCHANZ SCREW 15MM THRD/150MM/HA STER | Trauma | EA
280320S | 10886982175304 | DHS®/DCS® ONE-STEP LAG SCREW 12.7MM THREAD/120MM-STERILE | Trauma | EA
02210108 | 10886982052827 | 2.4MM VA LOCKING SCREW STARDRIVE 8MM | Trauma | EA
02424354 | 10886982316783 | 2.4MM VOLT(TM) LOCKING SCREW 54MM T8 | Trauma | EA
247375 | 10886982170897 | 2.4MM LCP(TM) PLATE 5 HOLES 44MM | Trauma | EA
04025585S | 10886982090904 | 5.0MM TI ANGULAR STABLE LCKNG SCR T25 95MM F/IM NAILS-STER | Trauma | EA
04107306 | 10886982099914 | 2.7MM/3.5MM TI VA-LCP OLECRANON PL 6H/LT/142MM | Trauma | EA
02420059 | 10886982338075 | 2.0MM VOLT(TM) TINE PLATE 10H/75MM | Trauma | EA
02420113 | 10886982314420 | 2.0MM VOLT(TM) CORTEX SCREW 13MM T6 | Trauma | EA
02118002 | 10886982037589 | 2.7/3.5MM VA-LCP MEDIAL DISTAL TIBIA PLATE/4 HOLES/RIGHT | Trauma | EA
04115640 | 10886982105080 | 2.4MM TI VA-LCP DRSL DRP/INTMD CLMN/+90°/2H HD/4H SHAFT | Trauma | EA
406434 | 10886982207814 | 4.0MM TI CORTEX SCREW SELF-TAPPING/34MM | Trauma | EA
213418 | 10886982153234 | 5.0MM LOCKING SCREW SELF-DRILLING 18MM | Trauma | EA
04420314 | 10886982317605 | 2.0MM VOLT(TM) LOCKING SCREW 14MM T6 | Trauma | EA
04211406 | 10886982120311 | 2.7MM TI VA-LOCKING CALCANEAL PLATE W/TABS MEDIUM 64MM RIGHT | Trauma | EA
414910 | 10886982213945 | 4.5MM TI CORTEX SCREW SELF-TAPPING 110MM | Trauma | EA
02527014 | 10886982330475 | 2.7MM VOLT(TM) STRAIGHT PLATE 14H/144MM | Trauma | EA
02420313 | 10886982315021 | 2.0MM VOLT(TM) LOCKING SCREW 13MM T6 | Trauma | EA
04227075S | 10886982124517 | 6.5MM TI HEADLESS COMPRESSION SCR/16MM THRD/75MM-STERILE | Trauma | EA
04535090 | 10886982327468 | 3.5MM VOLT(TM) 1/3 TUBULAR PL 10H/119MM | Trauma | EA
02230119 | 10886982061751 | 1.5MM HEADLESS COMPRESSION SCREW 19MM | Trauma | EA
04117504 | 10886982106360 | 2.7MM/3.5MM TI VA-LCP MEDL DSTL HUM PL 4H/LT/108MM-LONG | Trauma | EA
04535146TS | 10886982326102 | 3.5MM VOLT(TM) CORTEX SCREW 46MM T15 STERILE | Trauma | EA
02123020 | 10886982042033 | 3.5MM LCP PERIARTICULAR PROX HUMERUS PL 2 HOLE/91MM/RT | Trauma | EA
04045052 | 10886982292834 | LOCKING SCREW FOR IM NAIL Ø 5MM/ 52MM/ XL25 | Trauma | EA
02211060 | 10886982053817 | 2.7MM VA LCKNG SCREW SLF-TPNG WITH T8 STARDRIVE RECESS 60MM | Trauma | EA
02226319 | 10886982059161 | 2.4MM HEADLESS COMPRESSION SCREW-LONG THREAD 19MM | Trauma | EA
04226325 | 10886982123008 | 2.4MM TI HEADLESS COMPRESSION SCREW-LONG THREAD 25MM | Trauma | EA
202894 | 10886982145161 | 2.7MM CORTEX SCREW SLF-TPNG WITH T8 STARDRIVE RECESS 34MM | Trauma | EA
02527307 | 10886982333223 | 2.7MM VOLT(TM) LOCKING SCREW 7MM T8 | Trauma | EA
04005566S | 10886982086358 | 5.0MM TI LOCKING SCREW W/T25 STARDRIVE 76MM F/IM NAIL-STER | Trauma | EA
208474 | 10886982149756 | 6.5MM CANNULATED SCREW FULLY THREADED 90MM | Trauma | EA
417140 | 10886982214409 | 6.5MM TI CANCELLOUS BONE SCREW 32MM THREAD/140MM | Trauma | EA
212204 | 10886982152114 | 5.0MM LOCKING SCREW SLF-TPNG WITH T25 STARDRIVE RECESS 20MM | Trauma | EA
390033 | 10886982198013 | MEDIUM MULTI-PIN CLAMP 4 POSITION | Trauma | EA
245031 | 10886982169457 | 3.5MM LOW PROFILE RECONSTRUCTION PLATE 11 HOLES | Trauma | EA
04117706 | 10886982106841 | 2.7MM/3.5MM TI VA-LCP EXT MEDL DHP 6H/LT/137MM-XLNG | Trauma | EA
03420124 | 10886982335807 | 2.0 VOLT(TM) TAP LOCK/CRTX SCR TAP TO 50MM | Trauma | EA
02130151 | 10886982044402 | 1.3MM LOCKING STRAIGHT PLATE 12 HOLES | Trauma | EA
04228518TS | 10886982263414 | 2.0MM TI QUICK INSERTION SCREW 18MM- STER | Trauma | EA
214726 | 10886982154347 | 4.5MM CANNULATED SCREW FULLY THREADED/26MM | Trauma | EA
202629 | 10886982144409 | 3.0MM CANNULATED SCREW SHORT THREAD/29MM | Trauma | EA
SD294008 | 10886982003744 | 6.0MM SELF-DRILLING SCHANZ SCREW 80MM THRD/300MM | Trauma | EA
02424318TS | 10886982316417 | 2.4MM VOLT(TM) LOCKING SCREW 18MM T8 STERILE | Trauma | EA
SD211095 | 10886982002976 | 3.9MM PELVIC SCREW 95MM | Trauma | EA
04424160 | 10886982318718 | 2.4MM VOLT(TM) CORTEX SCREW 60MM T8 | Trauma | EA
406075 | 10886982207654 | 4.0MM TI CANCELLOUS BONE SCREW FULLY THREADED/75MM | Trauma | EA
03133100S | 10886982277367 | 2.0MM DRILL BIT QC 110MM STER 30MM CALIBRATION | Trauma | EA
04230111 | 10886982125309 | 1.5MM TI HEADLESS COMPRESSION SCREW 11MM | Trauma | EA
42231295TS | 10886982307095 | 5.0MM VAL SCREW/OPTILINK(TM) SLF-TPNG/STRDRV/95MM/STER | Trauma | EA
04107508 | 10886982100047 | 2.7/3.5MM TI VA-LCP X-ARTICLR PROXIMAL ULNA PL 8H/LT/157MM | Trauma | EA
02420346 | 10886982315427 | 2.0MM VOLT(TM) LOCKING SCREW 46MM T6 | Trauma | EA
242804 | 10886982168825 | 4.5MM LCP® PROXIMAL FEMUR PLATE 4 HOLES/175MM-RIGHT | Trauma | EA
236102 | 10886982160355 | 100 DEG TODDLER OSTEOTOMY PLATE 32MM/4MM | Trauma | EA
02206254 | 10886982051349 | 3.5MM CRTX SCREW/LOW PROF HD SELF-TAPPING/STAR DRIVE/54MM | Trauma | EA
214905 | 10886982154927 | 4.5MM CORTEX SCREW SELF-TAPPING 105MM | Trauma | EA
02424069S | 10886982337498 | 2.4MM VOLT(TM) CONDYLAR PLATE 6H/54MM/STERILE | Trauma | EA
02227255 | 10886982061157 | 6.5MM HEADLESS COMPRESSION SCREW/32MM THREAD/55MM | Trauma | EA
239945 | 10886982163417 | 3.5MM LCP® PROXIMAL TIBIA PLATE 14 HOLES/211MM-LEFT | Trauma | EA
02527165 | 10886982333162 | 2.7MM VOLT(TM) CORTEX SCREW 65MM T8 | Trauma | EA
04527154TS | 10886982323095 | 2.7MM VOLT(TM) CORTEX SCREW 54MM T8 STERILE | Trauma | EA
414738 | 10886982213419 | 4.5MM TI CANNULATED SCREW FULLY THREADED/38MM | Trauma | EA
205230 | 10886982147097 | 3.5MM CANNULATED SCREW FULLY THREADED/30MM | Trauma | EA
04206036 | 10886982116840 | 3.5MM TI CRTX SCR/LOW PROF HD SELF-TAPPING/HEXDRIVE/36MM | Trauma | EA
406458 | 10886982207937 | 4.0MM TI CORTEX SCREW SELF-TAPPING/58MM | Trauma | EA
02424313TS | 10886982316318 | 2.4MM VOLT(TM) LOCKING SCREW 13MM T8 STERILE | Trauma | EA
04424317TS | 10886982318954 | 2.4MM VOLT(TM) LOCKING SCREW 17MM T8 STERILE | Trauma | EA
SD03010530 | 10886982347466 | RIGID INSERTION SLEEVE | Trauma | EA
414538 | 10886982213167 | 4.5MM TI CANNULATED SCREW PARTIALLY THREADED/38MM | Trauma | EA
03025082 | 10886982070012 | 2.9MM/3.2MM THREE-FLUTED DRILL BIT 150MM FOR 4.0MM ASLS | Trauma | EA
02226216S | 10886982058737 | 2.4MM HEADLESS COMPRESSION SCR 16MM/SHORT THREAD-STERILE | Trauma | EA
04112811 | 10886982279507 | 2.7MM TI VA LCP HOOK PLATE LONG/ 9MM/ RIGHT | Trauma | EA
442503 | 10886982222954 | 2.4MM TI LCP(TM) DISTAL RADIUS L-PLATE/+90DEG 2H HD/4H SHAFT | Trauma | EA
02112093 | 10886982033277 | 3.5MM LCP SUPERIOR CLAVICLE PLATE W/LAT EXTN/7H/LT/120MM | Trauma | EA
24806 | 10886982171078 | 3.5MM DCP® PLATE 6 HOLES/73MM | Trauma | EA
42231660 | 10886982259127 | 5.0MM CANN VAL SCREW OPTILINK(TM)/60MM | Trauma | EA
04538005S | 10886982313768 | 3.5 VOLT(TM) PROX HUM PLATE 5H/119MM/STERILE | Trauma | EA
03311397 | 10886982078803 | TI FEMORAL ARCH PLATE 240MM DIA/120 DEGREE | Trauma | EA
04226632 | 10886982123343 | 4.5MM TI HEADLESS COMPRESSION SCREW/SHORT THREAD/32MM | Trauma | EA
408410 | 10886982208927 | 6.5MM TI CANNULATED SCREW 16MM THREAD 75MM | Trauma | EA
04250685 | 10886982304599 | 6.0MM TI SELF-DRILLING SCHANZ SCREW 85MM THRD/250MM | Trauma | EA
02527326TS | 10886982333094 | 2.7MM VOLT(TM) LOCKING SCREW 26MM T8 STERILE | Trauma | EA
02424073 | 10886982339331 | 2.4MM VOLT(TM) TRIANGLE PLATE 10H/93MM | Trauma | EA
201966 | 10886982143303 | 1.8MM BUTTRESS PIN/16MM | Trauma | EA
02227130S | 10886982061027 | 6.5MM HEADLESS COMPRESSION SCR/16MM THRD/130MM-STERILE | Trauma | EA
04130004 | 10886982112217 | 1.3MM TI CORTEX SCREW SLF-TPNG WITH T4 STARDRIVE RECESS 4MM | Trauma | EA
04045382 | 10886982293770 | LOW PROF LCKNG SCREW F/IM NAIL Ø 5.0MM / L 82MM / XL25 | Trauma | EA
02207634 | 10886982052636 | 7.3MM CANNULATED SCFE SCREW 20MM THREAD/125MM | Trauma | EA
02527324TS | 10886982333087 | 2.7MM VOLT(TM) LOCKING SCREW 24MM T8 STERILE | Trauma | EA
02130360 | 10886982045478 | 2.0MM VAL STRUT PLATE 12 HOLES | Trauma | EA
294796SHA | 10886982182395 | 6.0MM SELF-DRILLING SCHANZ SCREW 200MM/HA COATING-STERILE | Trauma | EA
202008 | 10886982143396 | 2.7MM CORTEX SCREW 8MM | Trauma | EA
04005440S | 10886982085535 | 4.0MM TI LOCKING SCREW W/T25 STARDRIVE 50MM F/IM NAILS-STER | Trauma | EA
02207606 | 10886982052353 | 7.3MM CANNULATED SCFE SCREW 10MM THREAD/75MM | Trauma | EA
04130152 | 10886982112538 | 1.3MM TI LCKNG T-PLATE 3 HOLES HEAD-5 HOLES SHAFT | Trauma | EA
408452 | 10886982209320 | 6.5MM TI CANNULATED SCREW 32MM THREAD 150MM | Trauma | EA
03311042 | 10886982078032 | REDUCTION WIRE/1.8MM DIAMETER 400MM LONG | Trauma | EA
407668 | 10886982208552 | 4.0MM TI CANNULATED SCREW- SHORT THREAD 68MM | Trauma | EA
02001322 | 10886982027672 | 4.5MM LCP® CURVED CONDYLAR PLATE 12 HOLES/278MM-RIGHT | Trauma | EA
04424112 | 10886982318169 | 2.4MM VOLT(TM) CORTEX SCREW 12MM T8 | Trauma | EA
02527111TS | 10886982322135 | 2.7MM VOLT(TM) CORTEX SCREW 11MM T8 STERILE | Trauma | EA
02150430 | 10886982303622 | 4.0MM SELF-DRILLING SCHANZ SCREW 30MM THRD/150MM | Trauma | EA
03312241 | 10886982260659 | MAXFRAME(TM) FOOT PLATE LONG 120MM/ALUMINUM | Trauma | EA
60133134 | 10886982277961 | UNIVERSAL SF LCP PROX TIBIA TEMPLATE TRAY | Trauma | EA
02420114 | 10886982314444 | 2.0MM VOLT(TM) CORTEX SCREW 14MM T6 | Trauma | EA
03312813 | 10886982261045 | MAXFRAME(TM) QUICK ADJUST STRUT/LONG | Trauma | EA
212221 | 10886982152282 | 5.0MM LOCKING SCREW SLF-TPNG WITH T25 STARDRIVE RECESS 60MM | Trauma | EA
03311201 | 10886982078438 | CONNECTING PLATE/1 HOLE | Trauma | EA
04420126 | 10886982317186 | 2.0MM VOLT(TM) CORTEX SCREW 26MM T6 | Trauma | EA
04045532TS | 10886982301239 | LOW PROF LCKNG SCREW F/IM NAIL Ø 4.0MM / L 32MM / XL25/ STER | Trauma | EA
214920 | 10886982154958 | 4.5MM CORTEX SCREW SELF-TAPPING 120MM | Trauma | EA
04118548 | 10886982109125 | 2.7MM TI METAPHYSEAL SCR/SLF- TPNG W/T8 STRDRV RECESS/48MM | Trauma | EA
04118566 | 10886982109309 | 2.7MM TI METAPHYSEAL SCR/SLF- TPNG W/T8 STRDRV RECESS 66MM | Trauma | EA
04003030 | 10886982081636 | 6.5MM TI RECON SCREW WITH T25 STARDRIVE 100MM | Trauma | EA
03312350 | 10886982260864 | MAXFRAME(TM) BRIDGING PLATE FOR 5/8 RING 150MM/ALUMINUM | Trauma | EA
418010 | 10886982214447 | 6.5MM TI CANCELLOUS BONE SCREW WITH 4.0MM CORE DIA/65MM | Trauma | EA
04535170S | 10886982327208 | 3.5MM VOLT(TM) CORTEX SCREW 70MM T15 STERILE | Trauma | EA
245024 | 10886982169372 | 3.5MM LOW PROFILE RECONSTRUCTION PLATE 4 HOLES | Trauma | EA
04025420S | 10886982090362 | 4.0MM TI ANGULAR STABLE LCKNG SCR T25 30MM F/IM NAILS-STER | Trauma | EA
02227065 | 10886982060754 | 6.5MM HEADLESS COMPRESSION SCREW/16MM THREAD/65MM | Trauma | EA
40136897 | 10886982204165 | 2.0MM TI CORTEX SCRW SLF-TPNG WITH STARDRIVE RECESS 18MM | Trauma | EA
02207632 | 10886982052612 | 7.3MM CANNULATED SCFE SCREW 20MM THREAD/115MM | Trauma | EA
04227255S | 10886982124876 | 6.5MM TI HEADLESS COMPRESSION SCR/32MM THRD/55MM-STERILE | Trauma | EA
04045054 | 10886982292841 | LOCKING SCREW FOR IM NAIL Ø 5MM/ 54MM/ XL25 | Trauma | EA
04538005 | 10886982313751 | 3.5 VOLT(TM) PROX HUM PLATE 5H/119MM | Trauma | EA
202616 | 10886982144270 | 3.0MM CANNULATED SCREW SHORT THREAD/16MM | Trauma | EA
424601 | 10886982216809 | 4.5MM TI NARROW LCP® PLATE 10 HOLES/188MM | Trauma | EA
02206055 | 10886982050526 | 3.5MM CRTX SCREW/LOW PROF HD SELF-TAPPING/HEX DRIVE/55MM | Trauma | EA
04045564 | 10886982294265 | LOW PROF LCKNG SCREW F/IM NAIL Ø 4.0MM / L 64MM / XL25 | Trauma | EA
04172535SHA | 10886982305589 | 5.0MM TI BLUNTED POINT SCHANZ SCREW 35MM THRD/175MM/HA STER | Trauma | EA
408900 | 10886982209788 | 7.3MM TI CANNULATED SCREW 16MM THREAD/100MM | Trauma | EA
03314813S | 10886982343727 | MAXFRAME AUTOSTRUT(TM) HEXAPOD STRUT - MED/ STERILE | Trauma | EA
207610 | 10886982148049 | 4.0MM CANNULATED SCREW SHORT THREAD/10MM | Trauma | EA
02527336TS | 10886982334015 | 2.7MM VOLT(TM) LOCKING SCREW 36MM T8 STERILE | Trauma | EA
02206075 | 10886982050724 | 3.5MM CRTX SCREW/LOW PROF HD SELF-TAPPING/HEX DRIVE/75MM | Trauma | EA
209730 | 10886982150936 | 7.3MM CANNULATED SCREW FULLY THREADED/130MM | Trauma | EA
04206246 | 10886982117809 | 3.5MM TI CRTX SCR/LOW PROF HD SELF-TAPPING/STARDRIVE/46MM | Trauma | EA
406020 | 10886982207517 | 4.0MM TI CANCELLOUS BONE SCREW FULLY THREADED/20MM | Trauma | EA
205212 | 10886982147004 | 3.5MM CANNULATED SCREW FULLY THREADED/12MM | Trauma | EA
04227110S | 10886982124654 | 6.5MM TI HEADLESS COMPRESSION SCR/16MM THRD/110MM-STERILE | Trauma | EA
40183296 | 10886982205155 | 2.0MM TI CORTEX SCREW SELF-TAPPING 32MM | Trauma | EA
04118528 | 10886982108920 | 2.7MM TI METAPHYSEAL SCR/SLF- TPNG W/T8 STRDRV RECESS/28MM | Trauma | EA
04227305S | 10886982125071 | 6.5MM TI HEADLESS COMPRESSION SCR/32MM THRD/105MM-STERILE | Trauma | EA
04535175 | 10886982326256 | 3.5MM VOLT(TM) CORTEX SCREW 75MM T15 | Trauma | EA
280315S | 10886982175281 | DHS®/DCS® ONE-STEP LAG SCREW 12.7MM THREAD/115MM-STERILE | Trauma | EA
292656 | 10886982180797 | 2.0MM NON-THREADED GUIDE WIRE- SPADE POINT ON ONE END 230MM | Trauma | EA
02424067S | 10886982337245 | 2.4MM VOLT(TM) T-PLATE 5H HEAD/10H/87MM/STERILE | Trauma | EA
02535140TS | 10886982324573 | 3.5MM VOLT(TM) CORTEX SCREW 40MM T15 STERILE | Trauma | EA
206452 | 10886982147660 | 4.0MM CORTEX SCREW SELF-TAPPING 52MM | Trauma | EA
04535126TS | 10886982325907 | 3.5MM VOLT(TM) CORTEX SCREW 26MM T15 STERILE | Trauma | EA
04424370 | 10886982339591 | 2.4MM VOLT(TM) LOCKING SCREW 70MM T8 | Trauma | EA
447232 | 10886982223777 | 2.0MM TI T-PLATE 2 HOLES HEAD/ 8 HOLES SHAFT | Trauma | EA
02150455SHA | 10886982304735 | 4.0MM SELF-DRILLING SCHANZ SCREW 55MM THRD/150MM/HA STER | Trauma | EA
280530S | 10886982175823 | DHS®/DCS® LAG SCREW 14.0MM THREAD/130MM-STERILE | Trauma | EA
441031 | 10886982220837 | 3.5MM TI LCP® T-PLATE 3H HEAD/ 3H SHAFT/52MM-OBLIQUE RIGHT | Trauma | EA
242126 | 10886982168184 | 4.5MM LCP® PROXIMAL FEMUR HOOK PLATE 14 HOLES/349MM | Trauma | EA
04031024 | 10886982093981 | 5.0MM TI RECON SCREW W/T25 STARDRIVE 70MM | Trauma | EA
02535324TS | 10886982325280 | 3.5MM VOLT(TM) LOCKING SCREW 24MM T15 STERILE | Trauma | EA
04527160S | 10886982324115 | 2.7MM VOLT(TM) CORTEX SCREW 60MM T8 STERILE | Trauma | EA
04535310TS | 10886982326348 | 3.5MM VOLT(TM) LOCKING SCREW 10MM T15 STERILE | Trauma | EA
04118532 | 10886982108968 | 2.7MM TI METAPHYSEAL SCR/SLF- TPNG W/T8 STRDRV RECESS/32MM | Trauma | EA
239942 | 10886982163356 | 3.5MM LCP® PROXIMAL TIBIA PLATE 12 HOLES/185MM-RIGHT | Trauma | EA
02108411 | 10886982030030 | PEDIATRIC LCP CONDYLAR PLATE 3.5MM/90°/5 HOLES | Trauma | EA
04005536S | 10886982086051 | 5.0MM TI LOCKING SCREW W/T25 STARDRIVE 46MM F/IM NAIL-STER | Trauma | EA
04152435S | 10886982307941 | 4.0MM TI BLUNTED POINT SCHANZ SCREW 35MM THRD/150MM/STERILE | Trauma | EA
202230 | 10886982144065 | 2.7MM LOCKING SCREW SLF-TPNG WITH T8 STARDRIVE RECESS 30MM | Trauma | EA
04424180S | 10886982319548 | 2.4MM VOLT(TM) CORTEX SCREW 80MM T8 STERILE | Trauma | EA
208860 | 10886982149954 | 7.3MM CANNULATED SCREW 16MM THREAD/60MM | Trauma | EA
02210136 | 10886982053114 | 2.4MM VA LCKNG SCREW SLF-TPNG WITH STARDRIVE RECESS 36MM | Trauma | EA
02226225S | 10886982058911 | 2.4MM HEADLESS COMPRESSION SCR 25MM/SHORT THREAD-STERILE | Trauma | EA
04045344 | 10886982293589 | LOW PROF LCKNG SCREW F/IM NAIL Ø 5.0MM / L 44MM / XL25 | Trauma | EA
02206100S | 10886982050830 | 3.5MM CRTX SCREW/LOW PROF HD SELF-TAPPING/HEXDRV/100MM-STER | Trauma | EA
02527165S | 10886982323965 | 2.7MM VOLT(TM) CORTEX SCREW 65MM T8 STERILE | Trauma | EA
02204038 | 10886982049438 | 4.0MM LOCKING SCREW SLF-TPNG WITH T25 STARDRIVE RECESS 38MM | Trauma | EA
02535626 | 10886982319937 | 4.0MM VOLT(TM) CANC SCR 26MM PART THRD T15 | Trauma | EA
04031029 | 10886982094087 | 5.0MM TI RECON SCREW W/T25 STARDRIVE 95MM | Trauma | EA
02424330 | 10886982316547 | 2.4MM VOLT(TM) LOCKING SCREW 30MM T8 | Trauma | EA
249674 | 10886982171214 | 2.4MM LCP(TM) PLATE 4 HOLES 36MM | Trauma | EA
04527005S | 10886982335012 | 2.7MM VOLT(TM) COMPACT STRT PL 10H/76MM/STERILE | Trauma | EA
04424072 | 10886982338013 | 2.4MM VOLT(TM) Y-PLATE 10H/95MM | Trauma | EA
02535632 | 10886982321497 | 4.0MM VOLT(TM) CANC SCR 32MM PART THRD T15 | Trauma | EA
SD357027 | 10886982005878 | AIMING ARM ROTATING TIBIA NAIL EX | Trauma | EA
04015580S | 10886982089175 | 5.0MM TI DUAL CORE LCKNG SCREW T25 STRDRV 90MM/IM NAILS-STER | Trauma | EA
02227055 | 10886982060716 | 6.5MM HEADLESS COMPRESSION SCREW/16MM THREAD/55MM | Trauma | EA
04424306 | 10886982318725 | 2.4MM VOLT(TM) LOCKING SCREW 6MM T8 | Trauma | EA
03535128 | 10886982336347 | 4.0 VOLT(TM) TAP CANC SCREWS TAP TO 100MM | Trauma | EA
409845 | 10886982210128 | 7.3MM TI CANNULATED SCREW 32MM THREAD/45MM | Trauma | EA
02112625 | 10886982279453 | 2.7MM VA LCP CLAVICLE PLATE SHAFT/ CS3/ RIGHT | Trauma | EA
42231295S | 10886982259615 | 5.0MM VAL SCREW/OPTILINK(TM) SLF-TPNG/STRDRV/95MM-STERILE | Trauma | EA
245161 | 10886982169747 | 3.5MM LCP RECONSTRUCTION PLATE 16 HOLES/224MM | Trauma | EA
249681 | 10886982171269 | 2.7MM LCP(TM) PLATE 5 HOLES/49MM | Trauma | EA
402236 | 10886982205872 | 2.7MM TI LOCKING SCR SLF-TPNG WITH T8 STARDRIVE RECESS-36MM | Trauma | EA
02127230 | 10886982043542 | 3.5MM VA-LCP PROX TIBIA PLATE SMALL BEND/8H/147MM/RIGHT | Trauma | EA
04227080 | 10886982124524 | 6.5MM TI HEADLESS COMPRESSION SCREW/16MM THREAD/80MM | Trauma | EA
02240246 | 10886982063908 | 3.7MM CANNULATED CONICAL SCREW 25MM THREAD/46MM | Trauma | EA
04420334TS | 10886982317872 | 2.0MM VOLT(TM) LOCKING SCREW 34MM T6 STERILE | Trauma | EA
202826 | 10886982144799 | 2.7MM CORTEX SCREW SELF-TAPPING 26MM | Trauma | EA
447351 | 10886982223869 | 2.0MM TI LCP(TM) T-PLATE 2 HOLES HEAD/7 HOLES SHAFT | Trauma | EA
04420142TS | 10886982317353 | 2.0MM VOLT(TM) CORTEX SCREW 42MM T6 STERILE | Trauma | EA
240161 | 10886982164957 | 4.5MM LCP® T-PLATE 6 HOLES 115MM | Trauma | EA
02118522 | 10886982039286 | 2.7MM METAPHYSEAL SCR SLF-TPNG W/T8 STRDRV RECESS/22MM | Trauma | EA
04112915 | 10886982279644 | 2.7MM TI VA LCP BUTTON HOOK PLATE/ 15MM/ RIGHT | Trauma | EA
441286 | 10886982221629 | 3.5MM TI LCP® MEDIAL DISTAL HUMERUS PLATE 7 HOLES-RIGHT | Trauma | EA
03164009 | 10886982311184 | RADIOLUCENT PELVIC RETRACTOR FOR ILIAC FOSSA | Trauma | EA
02535165S | 10886982326959 | 3.5MM VOLT(TM) CORTEX SCREW 65MM T15 STERILE | Trauma | EA
408455 | 10886982209351 | 6.5MM TI CANNULATED SCREW 32MM THREAD 180MM | Trauma | EA
04250655S | 10886982308412 | 6.0MM TI SELF-DRILLING SCHANZ SCREW 55MM THRD/250MM/STERILE | Trauma | EA
02104026 | 10886982029126 | 3.5MM LCP EXTRA-ARTICLR DISTAL HUMERUS PL 6H/LT 158MM LONG | Trauma | EA
458976 | 10886982231130 | 5.0MM TI LOCKING SCREW 76MM- FOR IM NAILS | Trauma | EA
02226760 | 10886982060402 | 4.5MM HEADLESS COMPRESSION SCREW/LONG THREAD/60MM | Trauma | EA
02424059S | 10886982338228 | 2.4MM VOLT(TM) TINE PLATE 10H/89MM/STERILE | Trauma | EA
04210946 | 10886982118851 | 2.4MM TI CORTEX SCREW SLF-TPNG WITH T8 STARDRIVE RECESS 46MM | Trauma | EA
60528005 | 10886982341754 | 2.7 VOLT(TM) PROCEDURE BOX 1 HIGH 1/3 WIDTH ALUM TRAY | Trauma | EA
02211401 | 10886982054807 | 2.7MM VA-LOCKING CALCANEAL PLATE SMALL 58MM LEFT | Trauma | EA
207648 | 10886982148285 | 4.0MM CANNULATED SCREW SHORT THREAD/48MM | Trauma | EA
04535358TS | 10886982346278 | 3.5MM VOLT(TM) LOCKING SCREW 58MM T15 STER | Trauma | EA
02226665S | 10886982059932 | 4.5MM HEADLESS COMPRESSION SCR/SHORT THRD/65MM-STERILE | Trauma | EA
402896 | 10886982206824 | 2.7MM TI CORTEX SCREW SLF-TPNG WITH T8 STARDRIVE RECESS 36MM | Trauma | EA
02231690 | 10886982062932 | 5.0MM CANNULATED VA LOCKING SCREW/90MM | Trauma | EA
201776TS | 10886982263025 | 2.4MM CORTEX SCREW SLF-TPNG WITH T8 STARDRIVE 26MM STERILE | Trauma | EA
02110005 | 10886982030177 | LCP DIA-META VOLAR DISTAL RADIUS PL 5H SHAFT/RT | Trauma | EA
04211257 | 10886982120014 | 2.4/2.7MM TI VA-LCP L-FUSION PL/SHORT/LEFT | Trauma | EA
401760 | 10886982204646 | 2.4MM TI CORTEX SCREW SLF-TPNG WITH T8 STARDRIVE RECESS 10MM | Trauma | EA
03111007 | 10886982072085 | POSITIONING SCREW FOR DISTAL RADIUS GUIDE BLOCK | Trauma | EA
02104034 | 10886982029201 | 3.5MM LCP EXTRA-ARTICLR DISTAL HUMERUS PL 14H/LT 302MM LONG | Trauma | EA
413040 | 10886982211866 | 3.5MM TI LOCKING SCREW SELF-TAPPING 40MM | Trauma | EA
245876 | 10886982170286 | 3.5MM LOW PROFILE CURVED RECON PLATE 108MM RADIUS 6 HOLES | Trauma | EA
401834 | 10886982205162 | 2.0MM TI CORTEX SCREW SELF-TAPPING 34MM | Trauma | EA
02210144 | 10886982053152 | 2.4MM VA LCKNG SCREW SLF-TPNG WITH STARDRIVE RECESS 44MM | Trauma | EA
208486 | 10886982149879 | 6.5MM CANNULATED SCREW FULLY THREADED 170MM | Trauma | EA
04206038 | 10886982116864 | 3.5MM TI CRTX SCR/LOW PROF HD SELF-TAPPING/HEXDRIVE/38MM | Trauma | EA
04226765S | 10886982124159 | 4.5MM TI HEADLESS COMPRESSION SCR/LONG THRD/65MM-STERILE | Trauma | EA
02211247 | 10886982054449 | 2.4/2.7MM VA-LCP FIRST TMT FUSION PLATE/LARGE | Trauma | EA
408408 | 10886982208903 | 6.5MM TI CANNULATED SCREW 16MM THREAD 65MM | Trauma | EA
04114010 | 10886982104465 | 1.5MM TI LCP EXTENDED H-PLATE RIGHT | Trauma | EA
412319 | 10886982211309 | 3.5MM TI CONICAL SCREW SLF-TPNG FULLY THREADED 45MM | Trauma | EA
429421 | 10886982217639 | 4.5MM TI LCP(TM) STRAIGHT RECON PLATE 12 HOLES/227MM | Trauma | EA
247346 | 10886982170729 | 2.0MM LCP(TM) PLATE 6 HOLES/45MM | Trauma | EA
02535638TS | 10886982321565 | 4.0MM VOLT(TM) CANC SCR 38MM PART THRD T15 STERILE | Trauma | EA
02206238S | 10886982051172 | 3.5MM CRTX SCREW/LOW PROF HD SELF-TAPPING/STRDRV/38MM-STER | Trauma | EA
02527352TS | 10886982333643 | 2.7MM VOLT(TM) LOCKING SCREW 52MM T8 STERILE | Trauma | EA
412317 | 10886982211293 | 3.5MM TI CONICAL SCREW SLF-TPNG FULLY THREADED 40MM | Trauma | EA
03164029 | 10886982311221 | TEMPORARY FIXATION WIRE Ø2.5MM LENGTH 220MM | Trauma | EA
03311986 | 10886982079510 | TI FOOT RING Ø160MM/LONG | Trauma | EA
02527365 | 10886982333780 | 2.7MM VOLT(TM) LOCKING SCREW 65MM T8 | Trauma | EA
422396 | 10886982215901 | 5.0MM TI LOCKING SCREW SELF-DRILLING 75MM | Trauma | EA
04535840TS | 10886982321336 | 4.0MM VOLT(TM) CANC SCR 40MM FULL THRD T15 STERILE | Trauma | EA
04226738S | 10886982123916 | 4.5MM TI HEADLESS COMPRESSION SCR/LONG THRD/38MM-STERILE | Trauma | EA
04420010 | 10886982330918 | 2.0MM VOLT(TM) STRAIGHT PLATE 10H/72MM | Trauma | EA
04420059S | 10886982336828 | 2.0MM VOLT(TM) TINE PLATE 10H/75MM/STERILE | Trauma | EA
04535070S | 10886982328281 | 3.5MM VOLT(TM) RECON PLATE 20H/238MM/STERILE | Trauma | EA
40181696 | 10886982204998 | 2.0MM TI CORTEX SCREW SELF-TAPPING 16MM | Trauma | EA
02118570 | 10886982039767 | 2.7MM METAPHYSEAL SCR SLF-TPNG W/T8 STRDRV RECESS 70MM | Trauma | EA
04420146TS | 10886982317391 | 2.0MM VOLT(TM) CORTEX SCREW 46MM T6 STERILE | Trauma | EA
04233247S | 10886982290496 | RFNA / 12MM / 460MM PERIPROSTHETIC BEND / STERILE | Trauma | EA
04226217S | 10886982122476 | 2.4MM TI HDLSS COMPRESSION SCR 17MM/SHORT THREAD-STERILE | Trauma | EA
02130213 | 10886982044679 | 1.5MM VA-LCKNG SCREW SLF-TPNG WITH T4 STARDRIVE RECESS 13MM | Trauma | EA
02226630 | 10886982059604 | 4.5MM HEADLESS COMPRESSION SCREW/SHORT THREAD/30MM | Trauma | EA
412121 | 10886982210661 | 3.5MM TI LOCKING SCR SLF-TPNG WITH STARDRIVE RECESS 50MM | Trauma | EA
02152460 | 10886982303943 | 4.0MM BLUNTED POINT SCHANZ SCREW 60MM THRD/150MM | Trauma | EA
04227140S | 10886982124777 | 6.5MM TI HEADLESS COMPRESSION SCR/16MM THRD/140MM-STERILE | Trauma | EA
02240234 | 10886982063847 | 3.7MM CANNULATED CONICAL SCREW 25MM THREAD/34MM | Trauma | EA
02118211 | 10886982038487 | 2.7/3.5MM VA-LCP ANTEROLATERAL DISTAL TIBIA PL/12 HOLES/LEFT | Trauma | EA
202842 | 10886982144874 | 2.7MM CORTEX SCREW SELF-TAPPING 42MM | Trauma | EA
02538005S | 10886982313720 | 3.5 VOLT(TM) PROX HUM PLATE 5H/119MM/STERILE | Trauma | EA
04420346 | 10886982317988 | 2.0MM VOLT(TM) LOCKING SCREW 46MM T6 | Trauma | EA
04045034S | 10886982294395 | LOCKING SCREW FOR IM NAIL Ø 5MM/ 34MM/ XL25/ STERILE | Trauma | EA
02527115 | 10886982322265 | 2.7MM VOLT(TM) CORTEX SCREW 15MM T8 | Trauma | EA
458932S | 10886982230782 | 5.0MM TI LOCKING SCREW 32MM- FOR IM NAILS-STERILE | Trauma | EA
280305 | 10886982175236 | DHS®/DCS® ONE-STEP LAG SCREW 12.7MM THREAD/105MM | Trauma | EA
04045276TS | 10886982301925 | LOCKING SCREW FOR IM NAIL Ø 4MM/ 76MM/ XL25/ STERILE | Trauma | EA
241442 | 10886982167033 | 3.5MM LCP® ANTEROLATERAL DISTAL TIBIA PL 7 HOLES/RIGHT | Trauma | EA
207625 | 10886982148162 | 4.0MM CANNULATED SCREW SHORT THREAD/25MM | Trauma | EA
02207265 | 10886982052025 | 7.3MM CANNULATED CONICAL SCREW 65MM | Trauma | EA
04206032 | 10886982116802 | 3.5MM TI CRTX SCR/LOW PROF HD SELF-TAPPING/HEXDRIVE/32MM | Trauma | EA
241421 | 10886982166982 | LCP ONE-THIRD TUBULAR PLATE WITH COLLAR 12 HOLES/141MM | Trauma | EA
02130367 | 10886982045577 | 2.0MM VAL FRACTURE PLATE 6 HOLES | Trauma | EA
03535252S | 10886982336613 | 2.5MM VOLT(TM) DRILL BIT AO QC 155MM/60MM CALIB/ STER | Trauma | EA
04424109 | 10886982318107 | 2.4MM VOLT(TM) CORTEX SCREW 9MM T8 | Trauma | EA
207772 | 10886982148636 | 4.0MM CANNULATED SCREW-LONG THREAD 72MM | Trauma | EA
04424150 | 10886982318626 | 2.4MM VOLT(TM) CORTEX SCREW 50MM T8 | Trauma | EA
04045086 | 10886982293381 | LOCKING SCREW FOR IM NAIL Ø 5MM/ 86MM/ XL25 | Trauma | EA
239934 | 10886982163196 | 3.5MM LCP® PROXIMAL TIBIA PLATE 4 HOLES/81MM-RIGHT | Trauma | EA
408885 | 10886982209757 | 7.3MM TI CANNULATED SCREW 16MM THREAD/85MM | Trauma | EA
03536060 | 10886982340771 | VOLT(TM) LENGTH PROBE FOR DRILL GUIDES 2.8MM | Trauma | EA
42231226 | 10886982259356 | 5.0MM VAL SCREW/OPTILINK(TM) SLF-TPNG/STRDRV/26MM | Trauma | EA
04112031 | 10886982102669 | 3.5MM TI LCP SUP ANT CLAVICLE PLATE 8H/LT/120MM | Trauma | EA
04226134 | 10886982122223 | 3.0MM TI HEADLESS COMPRESSION SCREW-LONG THREAD 34MM | Trauma | EA
04527310 | 10886982323286 | 2.7MM VOLT(TM) LOCKING SCREW 10MM T8 | Trauma | EA
02118213 | 10886982038524 | 2.7/3.5MM VA-LCP ANTEROLATERAL DISTAL TIBIA PL/14 HOLES/LEFT | Trauma | EA
24316 | 10886982169006 | 2.0MM STRAIGHT PLATE 6 HOLES/35MM | Trauma | EA
60133113 | 10886982277862 | UNIVERSAL SF ELBOW TEMPLATE TRAY | Trauma | EA
217140 | 10886982155733 | 6.5MM CANCELLOUS BONE SCREW 32MM THREAD/140MM | Trauma | EA
02211233 | 10886982054166 | 2.4/2.7MM VA-LCP FIRST MTP FUSION PL/SM/5 DEG/LEFT | Trauma | EA
416080 | 10886982214126 | 6.5MM TI CANCELLOUS BONE SCREW 16MM THREAD/80MM | Trauma | EA
02206056S | 10886982050557 | 3.5MM CRTX SCREW/LOW PROF HD SELF-TAPPING/HEXDRV/56MM-STER | Trauma | EA
241051 | 10886982165596 | 3.5MM LCP T-PLATE 3H HEAD/ 5H SHAFT/74MM-OBLIQUE RIGHT | Trauma | EA
02527319TS | 10886982333056 | 2.7MM VOLT(TM) LOCKING SCREW 19MM T8 STERILE | Trauma | EA
04172525SHA | 10886982305565 | 5.0MM TI BLUNTED POINT SCHANZ SCREW 25MM THRD/175MM/HA STER | Trauma | EA
03311820 | 10886982079190 | CARBON FIBER HALF RING 200MM DIAMETER | Trauma | EA
02107408 | 10886982029423 | 2.7MM/3.5MM VA-LCP X-ARTICLR PROXIMAL ULNA PL 8H/RT/157MM | Trauma | EA
214150 | 10886982153845 | 4.5MM CORTEX SCREW 150MM | Trauma | EA
04112912 | 10886982279606 | 2.7MM TI VA LCP BUTTON HOOK PLATE/ 12MM/ LEFT | Trauma | EA
04045050S | 10886982294470 | LOCKING SCREW FOR IM NAIL Ø 5MM/ 50MM/ XL25/ STERILE | Trauma | EA
29453 | 10886982181510 | 5.0MM SCHANZ SCREW BLUNTED TROCAR POINT 125MM | Trauma | EA
04112814 | 10886982279491 | 2.7MM TI VA LCP HOOK PLATE LONG/ 15MM/ LEFT | Trauma | EA
03108034 | 10886982071750 | POSITIONING DEVICE F/GUIDING BLOCK FOR 2.7MM SCREWS | Trauma | EA
04168525S | 10886982274670 | ANTIROTATION SCREW FOR FEMORAL NECK SYS 125MM LENGTH - STER | Trauma | EA
426721 | 10886982217486 | 4.5MM TI BROAD LCP® PLATE 22 HOLES/404MM | Trauma | EA
414776 | 10886982213556 | 4.5MM TI CANNULATED SCREW FULLY THREADED 76MM | Trauma | EA
447615 | 10886982224019 | 2.0MM TI LCP(TM) T-PLATE 3 HOLES HEAD/7 HOLES SHAFT | Trauma | EA
02150415S | 10886982307606 | 4.0MM SELF-DRILLING SCHANZ SCREW 15MM THRD/150MM/STERILE | Trauma | EA
02231680 | 10886982062918 | 5.0MM CANNULATED VA LOCKING SCREW/80MM | Trauma | EA
494785SHA | 10886982236722 | 5.0MM TI SELF-DRILLING SCHANZ SCREW 175MM/HA COATING-STERILE | Trauma | EA
02535012 | 10886982328595 | 3.5MM VOLT(TM) STRAIGHT PLATE 12H/163MM | Trauma | EA
02226660S | 10886982059918 | 4.5MM HEADLESS COMPRESSION SCR/SHORT THRD/60MM-STERILE | Trauma | EA
202006 | 10886982143389 | 2.7MM CORTEX SCREW 6MM | Trauma | EA
02211202 | 10886982053848 | 2.4/2.7MM VA-LOCKING X-PLATE SMALL | Trauma | EA
04527185S | 10886982324160 | 2.7MM VOLT(TM) CORTEX SCREW 85MM T8 STERILE | Trauma | EA
02100204 | 10886982028556 | 3.5MM WIDE ANGLE LOW PROFILE RECON PLATE 4 HOLES | Trauma | EA
02535352TS | 10886982325563 | 3.5MM VOLT(TM) LOCKING SCREW 52MM T15 STERILE | Trauma | EA
04420111 | 10886982316943 | 2.0MM VOLT(TM) CORTEX SCREW 11MM T6 | Trauma | EA
413048 | 10886982211897 | 3.5MM TI LOCKING SCREW SELF-TAPPING 48MM | Trauma | EA
04045410TS | 10886982302434 | LOW PROF LCKNG SCREW F/IM NAIL Ø 5.0MM / L 110MM / XL25/ STE | Trauma | EA
442491 | 10886982222886 | TI LCP(TM) DISTAL RADIUS PLATE VOLAR/LEFT-SHORT | Trauma | EA
04205095 | 10886982116451 | 5.0MM TI CANNULATED LOCKING SCREW 95MM | Trauma | EA
02206264 | 10886982051462 | 3.5MM CRTX SCREW/LOW PROF HD SELF-TAPPING/STAR DRIVE/64MM | Trauma | EA
04210156 | 10886982118806 | 2.4MM TI VA LCKNG SCR SLF-TPNG WITH STARDRIVE RECESS 56MM | Trauma | EA
201778TS | 10886982263032 | 2.4MM CORTEX SCREW SLF-TPNG WITH T8 STARDRIVE 28MM STERILE | Trauma | EA
02527040S | 10886982330567 | 2.7MM VOLT(TM) ADAPTION PLATE 20H/140MM/STERILE | Trauma | EA
201790 | 10886982142887 | 2.4MM CORTEX SCREW SLF-TPNG WITH T8 STARDRIVE RECESS-40MM | Trauma | EA
429331 | 10886982217547 | 4.5MM TI LCP(TM) STRAIGHT RECON PLATE 3 HOLES/56MM | Trauma | EA
02240232 | 10886982063830 | 3.7MM CANNULATED CONICAL SCREW 25MM THREAD/32MM | Trauma | EA
04112026 | 10886982102560 | 3.5MM TI LCP SUP ANT CLAVICLE PLATE 6H/RT/94MM | Trauma | EA
294771 | 10886982181824 | 4.0MM/3.0MM SELF-DRILLING SCHANZ SCREW 20MM THRD/80MM | Trauma | EA
02211012 | 10886982053565 | 2.7MM VA LCKNG SCREW SLF-TPNG WITH T8 STARDRIVE RECESS 12MM | Trauma | EA
204100 | 10886982145727 | 3.5MM CORTEX SCREW 100MM | Trauma | EA
04535845 | 10886982321343 | 4.0MM VOLT(TM) CANC SCR 45MM FULL THRD T15 | Trauma | EA
412214 | 10886982210982 | 5.0MM TI LOCKING SCR SLF-TPNG WITH T25 STARDRIVE RECESS 40MM | Trauma | EA
SD398030 | 10886982344229 | FOOT - 10MM UPRIGHT REDUCTION CLAMP | Trauma | EA
04045520S | 10886982295460 | LOW PROF LCKNG SCREW F/IM NAIL Ø 4.0MM / L 20MM / XL25/ STER | Trauma | EA
442479 | 10886982222848 | 2.4MM TI LCP(TM) DISTAL RADIUS PLATE-STRAIGHT/SHORT | Trauma | EA
04205075 | 10886982116413 | 5.0MM TI CANNULATED LOCKING SCREW 75MM | Trauma | EA
60045044 | 10886982334268 | ADVANCED NAIL BASE TRAY LOCKING INSTRUMENTS | Trauma | EA
412329 | 10886982211385 | 3.5MM TI CONICAL SCREW SLF-TPNG FULLY THREADED 85MM | Trauma | EA
402870 | 10886982206695 | 2.7MM TI CORTEX SCREW SLF-TPNG WITH T8 STARDRIVE RECESS 10MM | Trauma | EA
204865 | 10886982146533 | 3.5MM CORTEX SCREW SELF-TAPPING 65MM | Trauma | EA
209975S | 10886982151452 | 7.3MM CANNULATED SCREW 32MM THREAD/175MM-STERILE | Trauma | EA
04045356S | 10886982295064 | LOW PROF LCKNG SCREW F/IM NAIL Ø 5.0MM / L 56MM / XL25/ STER | Trauma | EA
04152440S | 10886982307958 | 4.0MM TI BLUNTED POINT SCHANZ SCREW 40MM THRD/150MM/STERILE | Trauma | EA
209935 | 10886982151322 | 7.3MM CANNULATED SCREW 32MM THREAD/135MM | Trauma | EA
409655 | 10886982209962 | 7.3MM TI CANNULATED SCREW FULLY THREADED/55MM | Trauma | EA
02420020S | 10886982329424 | 2.0MM VOLT(TM) STRAIGHT PLATE 18H/126MM/STERILE | Trauma | EA
422392 | 10886982215864 | 5.0MM TI LOCKING SCREW SELF-DRILLING 26MM | Trauma | EA
02252670S | 10886982308627 | 6.0MM BLUNTED POINT SCHANZ SCREW 70MM THRD/250MM/STERILE | Trauma | EA
429381 | 10886982217592 | 4.5MM TI LCP(TM) STRAIGHT RECON PLATE 8 HOLES/151MM | Trauma | EA
02424319 | 10886982316424 | 2.4MM VOLT(TM) LOCKING SCREW 19MM T8 | Trauma | EA
60424005 | 10886982341587 | 2.4 VOLT(TM) PLATES 1 HIGH 1/3 WIDTH ALUM TRAY | Trauma | EA
02111620 | 10886982031952 | 2.4MM VA-LCP 2-CLMN VLR DSTL RADIUS PL 6H HD/2H SHAFT/RIGHT | Trauma | EA
04211409 | 10886982120373 | 2.7MM TI VA-LCKNG CALCANEAL PLATE W/TABS LARGE 70MM LEFT | Trauma | EA
40150896 | 10886982204301 | 2.4MM TI CORTEX SCREW SELF-TAPPING 8MM | Trauma | EA
280720S | 10886982176172 | DHS®/DCS® ONE-STEP LAG SCREW 14MM DIA. THREAD/120M-STERILE | Trauma | EA
208408 | 10886982149152 | 6.5MM CANNULATED SCREW 16MM THREAD 65MM | Trauma | EA
282640 | 10886982178985 | 145 DEG LCP® DHHS(TM) SIDEPLATE-STD BARREL 2 HOLES | Trauma | EA
02205270 | 10886982049988 | 5.0MM CANNULATED CONICAL SCREW 70MM | Trauma | EA
02420069 | 10886982337443 | 2.0MM VOLT(TM) CONDYLAR PLATE 6H/45MM | Trauma | EA
02227270S | 10886982061225 | 6.5MM HEADLESS COMPRESSION SCR/32MM THRD/70MM-STERILE | Trauma | EA
04130208 | 10886982112736 | 1.5MM TI VA-LCKNG SCR SLF-TPNG WITH T4 STARDRIVE RECESS 8MM | Trauma | EA
240141 | 10886982164926 | 4.5MM LCP® T-PLATE 4 HOLES 83MM | Trauma | EA
02420116 | 10886982314482 | 2.0MM VOLT(TM) CORTEX SCREW 16MM T6 | Trauma | EA
424561 | 10886982216724 | 4.5MM TI NARROW LCP® PLATE 6 HOLES/116MM | Trauma | EA
03311037 | 10886982078001 | SMOOTH WIRE 1.8MM DIA HALF POINT TIP | Trauma | EA
SD292210 | 10886982345554 | 2.0MM KIRSCHNER WIRE W/ TROCAR POINT 350MM | Trauma | EA
39265 | 10886982198730 | 8.0MM THREADED ROD 300MM | Trauma | EA
401770TS | 10886982262844 | 2.4MM TI CORTEX SCREW SLF-TPNG WITH T8 STARDRIVE 20MM STERIL | Trauma | EA
407610 | 10886982208286 | 4.0MM TI CANNULATED SCREW SHORT THREAD/10MM | Trauma | EA
02231685 | 10886982062925 | 5.0MM CANNULATED VA LOCKING SCREW/85MM | Trauma | EA
04250540S | 10886982308085 | 5.0MM TI SELF-DRILLING SCHANZ SCREW 40MM THRD/250MM/STERILE | Trauma | EA
29105 | 10886982180124 | 1.0MM CERCLAGE WIRE COILS 10 METERS | Trauma | EA
02108315 | 10886982029713 | PEDIATRIC LCP(TM) HIP PLATE 3.5MM 150° | Trauma | EA
02205030 | 10886982049681 | 5.0MM CANNULATED LOCKING SCREW 30MM | Trauma | EA
206500 | 10886982147783 | 4.0MM CORTEX SCREW SELF-TAPPING 100MM | Trauma | EA
04538511S | 10886982344823 | 3.5 VOLT(TM) PROX HUM PLATE LONG/11H/250MM/STERILE | Trauma | EA
04045088 | 10886982293398 | LOCKING SCREW FOR IM NAIL Ø 5MM/ 88MM/ XL25 | Trauma | EA
03311844 | 10886982079220 | CARBON FIBER FULL RING 140MM DIAMETER | Trauma | EA
04113103 | 10886982104304 | 3.5MM TI LCP HOOK PLATE 3 HOLE | Trauma | EA
409620 | 10886982209894 | 7.3MM TI CANNULATED SCREW FULLY THREADED/20MM | Trauma | EA
03535210 | 10886982336019 | 3.5/2.5 VOLT(TM) DOUBLE DRILL GUIDE FOR 3.5MM PLATES | Trauma | EA
02535055S | 10886982328373 | 3.5MM VOLT(TM) RECON PLATE 5H/58MM/STERILE | Trauma | EA
458926 | 10886982230713 | 5.0MM TI LOCKING SCREW 26MM- FOR IM NAILS | Trauma | EA
02127158TS | 10886982307217 | 3.5MM VARIABLE ANGLE LOCKING SCREW/SLF-TPNG/STRDRV/58MM | Trauma | EA
02206210S | 10886982050892 | 3.5MM CRTX SCREW/LOW PROF HD SELF-TAPPING/STRDRV/10MM-STER | Trauma | EA
04200024 | 10886982115713 | 3.5MM TI STARDRIVE CORTEX SCREW SELF-TAPPING 24MM | Trauma | EA
447710 | 10886982224088 | 2.4/2.7MM TI LOCKING 2-HOLE PLATE | Trauma | EA
04045360S | 10886982295088 | LOW PROF LCKNG SCREW F/IM NAIL Ø 5.0MM / L 60MM / XL25/ STER | Trauma | EA
02211239 | 10886982054289 | 2.4/2.7MM VA-LCP FIRST MTP FUSION PL/MED/5 DEG/LEFT | Trauma | EA
02226632 | 10886982059628 | 4.5MM HEADLESS COMPRESSION SCREW/SHORT THREAD/32MM | Trauma | EA
02424130TS | 10886982315878 | 2.4MM VOLT(TM) CORTEX SCREW 30MM T8 STERILE | Trauma | EA
02117704 | 10886982037220 | 2.7MM/3.5MM VA-LCP EXT MEDL DSTL HUM PL 4H/LT/111MM-LONG | Trauma | EA
02535700S | 10886982321725 | 4.0MM VOLT(TM) CANC SCR 100MM P THRD T15 STERILE | Trauma | EA
42231280TS | 10886982307064 | 5.0MM VAL SCREW/OPTILINK(TM) SLF-TPNG/STRDRV/80MM/STER | Trauma | EA
02214006 | 10886982055231 | 1.5MM LOCKING SCREW SLF-TPNG WITH T4 STARDRIVE RECESS 6MM | Trauma | EA
02110151 | 10886982030412 | LCP WRIST FUSION SHORT BEND PLATE | Trauma | EA
02240260 | 10886982063977 | 3.7MM CANNULATED CONICAL SCREW 25MM THREAD/60MM | Trauma | EA
04045410S | 10886982295422 | LOW PROF LCKNG SCREW F/IM NAIL Ø 5.0MM / L 110MM/ XL25/ STER | Trauma | EA
04045238TS | 10886982300966 | LOCKING SCREW FOR IM NAIL Ø 4MM/ 38MM/ XL25/ STERILE | Trauma | EA
200814 | 10886982141545 | 1.5MM CORTEX SCREW SELF-TAPPING 14MM | Trauma | EA
441151 | 10886982221285 | 3.5MM TI LCP® T-PLATE 3H HEAD/ 5H SHAFT/67MM-RIGHT ANGLE | Trauma | EA
04535144TS | 10886982326089 | 3.5MM VOLT(TM) CORTEX SCREW 44MM T15 STERILE | Trauma | EA
04538511 | 10886982344816 | 3.5 VOLT(TM) PROX HUM PLATE LONG/11H/250MM | Trauma | EA
02205285 | 10886982050014 | 5.0MM CANNULATED CONICAL SCREW 85MM | Trauma | EA
02127130TS | 10886982306920 | 3.5MM VARIABLE ANGLE LOCKING SCREW/SLF-TPNG/STRDRV/30MM | Trauma | EA
04527117TS | 10886982332882 | 2.7MM VOLT(TM) CORTEX SCREW 17MM T8 STERILE | Trauma | EA
04535124 | 10886982325877 | 3.5MM VOLT(TM) CORTEX SCREW 24MM T15 | Trauma | EA
04038115S | 10886982098573 | TFNA SCREW 115MM - STERILE | Trauma | EA
401762TS | 10886982262790 | 2.4MM TI CORTEX SCREW SLF-TPNG WITH T8 STARDRIVE 12MM STERIL | Trauma | EA
475920 | 10886982234537 | 2.0MM TI ELASTIC NAIL 440MM | Trauma | EA
04527316 | 10886982323408 | 2.7MM VOLT(TM) LOCKING SCREW 16MM T8 | Trauma | EA
02420150 | 10886982314864 | 2.0MM VOLT(TM) CORTEX SCREW 50MM T6 | Trauma | EA
02527170S | 10886982323972 | 2.7MM VOLT(TM) CORTEX SCREW 70MM T8 STERILE | Trauma | EA
24261 | 10886982168788 | 2.7MM CONDYLAR PLATE 7 HOLES/57MM-LEFT | Trauma | EA
02231222 | 10886982062031 | 5.0MM VARIABLE ANGLE LOCKNG SCREW/SLF-TPNG/STRDRV/22MM | Trauma | EA
02150460SHA | 10886982304742 | 4.0MM SELF-DRILLING SCHANZ SCREW 60MM THRD/150MM/HA STER | Trauma | EA
04045240 | 10886982293282 | LOCKING SCREW FOR IM NAIL Ø 4MM/ 40MM/ XL25 | Trauma | EA
02152450S | 10886982307774 | 4.0MM BLUNTED POINT SCHANZ SCREW 50MM THRD/150MM/STERILE | Trauma | EA
04130354 | 10886982113504 | 2.0MM TI VAL PHALANGEAL BASE PL-2 HOLES HEAD/6 HOLES SHAFT | Trauma | EA
31119 | 10886982187291 | TAP FOR 2.0MM CORTEX SCREWS 54MM | Trauma | EA
04152460S | 10886982307996 | 4.0MM TI BLUNTED POINT SCHANZ SCREW 60MM THRD/150MM/STERILE | Trauma | EA
02221120 | 10886982275523 | 3.5/4.5MM VA PPFX PROX FEMUR PLATE/9HOLES/RIGHT | Trauma | EA
02130262 | 10886982044990 | 1.5MM VAL BOX PLATE 4 HOLES | Trauma | EA
206100 | 10886982147462 | 4.0MM CANCELLOUS BONE SCREW FULLY THREADED/100MM | Trauma | EA
02108343 | 10886982029997 | PEDIATRIC LCP HIP PLATE 5.0MM/130°/9 HOLES | Trauma | EA
422221 | 10886982215048 | TI LCP PROXIMAL LATERAL TIBIA PL 5 HOLES/140MM-LEFT | Trauma | EA
04019026 | 10886982089687 | 4.5MM TI MULTILOC SCREW LENGTH 26MM | Trauma | EA
02226011 | 10886982057686 | 3.0MM HEADLESS COMPRESSION SCREW-SHORT THREAD 11MM | Trauma | EA
03311312 | 10886982078599 | TI HALF RING/120MM DIAMETER | Trauma | EA
02227280S | 10886982061263 | 6.5MM HEADLESS COMPRESSION SCR/32MM THRD/80MM-STERILE | Trauma | EA
04535128TS | 10886982325921 | 3.5MM VOLT(TM) CORTEX SCREW 28MM T15 STERILE | Trauma | EA
02117602 | 10886982036964 | 2.7MM/3.5MM VA-LCP EXT MEDL DSTL HUM PL 2H/RT/85MM-MED | Trauma | EA
04112107 | 10886982103123 | 2.7MM/3.5MM TI LCP POSTLAT DSTL FIBULA PL 3H/LEFT/77MM | Trauma | EA
324033 | 10886982190994 | PULL REDUCTION INSTRUMENT FOR LISS | Trauma | EA
02207622 | 10886982052513 | 7.3MM CANNULATED SCFE SCREW 20MM THREAD/65MM | Trauma | EA
213485 | 10886982153371 | 5.0MM LOCKING SCREW SELF-DRILLING 85MM | Trauma | EA
02527158TS | 10886982345851 | 2.7MM VOLT(TM) CORTEX SCREW 58MM T8 STERILE | Trauma | EA
406050 | 10886982207609 | 4.0MM TI CANCELLOUS BONE SCREW FULLY THREADED/50MM | Trauma | EA
02535895S | 10886982321800 | 4.0MM VOLT(TM) CANC SCR 95MM FULL THRD T15 STERILE | Trauma | EA
04112111 | 10886982103208 | 2.7MM/3.5MM TI LCP POSTLAT DSTL FIBULA PL 5H/LEFT/103MM | Trauma | EA
24162 | 10886982167385 | CALCANEAL PLATE 70MM | Trauma | EA
214580 | 10886982154309 | 4.5MM CANNULATED SCREW PARTIALLY THREADED 80MM | Trauma | EA
04424067 | 10886982337887 | 2.4MM VOLT(TM) T-PLATE 5H HEAD/10H/87MM | Trauma | EA
04100020 | 10886982099426 | 2.4/2.7MM TI LOCKING NAVICULAR PLATE | Trauma | EA
04005410 | 10886982085221 | 4.0MM TI LOCKING SCREW W/T25 STARDRIVE 20MM FOR IM NAILS | Trauma | EA
04424336TS | 10886982319173 | 2.4MM VOLT(TM) LOCKING SCREW 36MM T8 STERILE | Trauma | EA
211845 | 10886982151681 | 2.4MM CANNULATED SCREW SHORT THREAD 22MM | Trauma | EA
04019048 | 10886982089908 | 4.5MM TI MULTILOC SCREW LENGTH 48MM | Trauma | EA
02206052S | 10886982050496 | 3.5MM CRTX SCREW/LOW PROF HD SELF-TAPPING/HEXDRV/52MM-STER | Trauma | EA
04424360S | 10886982319586 | 2.4MM VOLT(TM) LOCKING SCREW 60MM T8 STERILE | Trauma | EA
04005630S | 10886982086631 | 6.0MM TI LOCKING SCREW W/T25 STARDRIVE 40MM F/IM NAIL-STER | Trauma | EA
406055 | 10886982207616 | 4.0MM TI CANCELLOUS BONE SCREW FULLY THREADED/55MM | Trauma | EA
407664 | 10886982208545 | 4.0MM TI CANNULATED SCREW- SHORT THREAD 64MM | Trauma | EA
390002 | 10886982197795 | LARGE EX-FIX MULTI-PIN CLAMP MR-CONDITIONAL / 6-POSITION | Trauma | EA
02252650SHA | 10886982348227 | 6.0MM BLUNTED POINT SCHANZ SCREW 50MM THRD/250MM/HA STER | Trauma | EA
214036 | 10886982153500 | 4.5MM CORTEX SCREW 36MM | Trauma | EA
04535014S | 10886982328663 | 3.5MM VOLT(TM) STRAIGHT PLATE 14H/189MM/STERILE | Trauma | EA
02114010 | 10886982034885 | 1.5MM LCP EXTENDED H-PLATE RIGHT | Trauma | EA
SD03211118 | 10886982349880 | CANNULATED CIRCULAR REAMER 18MM | Trauma | EA
401836 | 10886982205186 | 2.0MM TI CORTEX SCREW SELF-TAPPING 36MM | Trauma | EA
02111531 | 10886982031778 | 2.4MM VA-LCP 2-COL DSTL RAD PL NRW 6H HD/3H SHAFT/LT | Trauma | EA
03420200S | 10886982336538 | 2.0MM VOLT(TM) DRILL BIT AO QUICK COUPLING/125MM/STER | Trauma | EA
04226322S | 10886982122957 | 2.4MM TI HDLSS COMPRESSION SCR 22MM/LONG THREAD-STERILE | Trauma | EA
414724 | 10886982213341 | 4.5MM TI CANNULATED SCREW FULLY THREADED/24MM | Trauma | EA
04172635SHA | 10886982305442 | 6.0MM TI BLUNTED POINT SCHANZ SCREW 35MM THRD/175MM/HA STER | Trauma | EA
04227120 | 10886982124685 | 6.5MM TI HEADLESS COMPRESSION SCREW/16MM THREAD/120MM | Trauma | EA
280700S | 10886982176103 | DHS®/DCS® LAG SCREW 12.7MM THREAD/70MM-STERILE | Trauma | EA
24662 | 10886982170668 | 1.5MM CONDYLAR PLATE 7 HOLES/36MM-RIGHT | Trauma | EA
207920 | 10886982148667 | 4.0MM CANCELLOUS BONE SCREW 5.0MM HEAD-PART THRDD/20MM | Trauma | EA
223551 | 10886982157898 | 3.5MM LCP PLATE 5 HOLES 72MM | Trauma | EA
29109 | 10886982180155 | 0.8MM CERCLAGE WIRE COILS 10 METERS | Trauma | EA
445121 | 10886982223449 | 3.5MM TI LCP® RECONSTRUCTION PLATE 12 HOLES/168MM | Trauma | EA
02424072 | 10886982337641 | 2.4MM VOLT(TM) Y-PLATE 10H/95MM | Trauma | EA
04045342TS | 10886982301390 | LOW PROF LCKNG SCREW F/IM NAIL Ø 5.0MM / L 42MM / XL25/ STER | Trauma | EA
04038075S | 10886982098412 | TFNA SCREW 75MM - STERILE | Trauma | EA
04200034 | 10886982115768 | 3.5MM TI STARDRIVE CORTEX SCREW SELF-TAPPING 34MM | Trauma | EA
04206250 | 10886982117847 | 3.5MM TI CRTX SCR/LOW PROF HD SELF-TAPPING/STARDRIVE/50MM | Trauma | EA
204230 | 10886982145901 | 3.5MM SHAFT SCREW 30MM | Trauma | EA
02112161 | 10886982034359 | 2.7MM/3.5MM LCP LATERAL DISTAL FIBULA PLATE 15H/LEFT/229MM | Trauma | EA
04527322TS | 10886982323514 | 2.7MM VOLT(TM) LOCKING SCREW 22MM T8 STERILE | Trauma | EA
417045 | 10886982214218 | 6.5MM TI CANCELLOUS BONE SCREW 32MM THREAD/45MM | Trauma | EA
212329 | 10886982152619 | 3.5MM CONICAL SCREW SLF-TPNG FULLY THREADED 85MM | Trauma | EA
04227145S | 10886982124791 | 6.5MM TI HEADLESS COMPRESSION SCR/16MM THRD/145MM-STERILE | Trauma | EA
208451 | 10886982149565 | 6.5MM CANNULATED SCREW 32MM THREAD 145MM | Trauma | EA
29246 | 20886982180565 | 0.6MM KIRSCHNER WIRE, TROCAR POINTS ON BOTH ENDS 70MM | Trauma | EA
02527375 | 10886982333803 | 2.7MM VOLT(TM) LOCKING SCREW 75MM T8 | Trauma | EA
02100103 | 10886982028389 | 3.5MM LOCKING LOW PROFILE RECON PLATE 3 HOLES | Trauma | EA
03311874 | 10886982079275 | CARBON FIBER 5/8 RING 140MM DIAMETER | Trauma | EA
02100004 | 10886982028242 | 3.5MM PUBIC SYMPHYSIS PLATE 4 HOLES | Trauma | EA
02250670 | 10886982304216 | 6.0MM SELF-DRILLING SCHANZ SCREW 70MM THRD/250MM | Trauma | EA
04527342TS | 10886982323712 | 2.7MM VOLT(TM) LOCKING SCREW 42MM T8 STERILE | Trauma | EA
202848 | 10886982144911 | 2.7MM CORTEX SCREW SELF-TAPPING 48MM | Trauma | EA
04123027 | 10886982110305 | 3.5MM TI LCP PERIARTIC PROX HUMERUS PL 8 HOLE/199MM/LT | Trauma | EA
207012 | 10886982147806 | 4.0MM CANCELLOUS BONE SCREW PARTIALLY THREADED/12MM | Trauma | EA
414848 | 10886982213747 | 4.5MM TI CORTEX SCREW SELF-TAPPING 48MM | Trauma | EA
04211010 | 10886982118950 | 2.7MM TI VA LCKNG SCR SLF-TPNG WITH T8 STARDRIVE RECESS 10MM | Trauma | EA
223571 | 10886982157935 | 3.5MM LCP PLATE 7 HOLES 98MM | Trauma | EA
408475 | 10886982209511 | 6.5MM TI CANNULATED SCREW FULLY THREADED 95MM | Trauma | EA
207626 | 10886982148179 | 4.0MM CANNULATED SCREW SHORT THREAD/26MM | Trauma | EA
02130159 | 10886982044549 | 1.3MM LCKNG STRUT PLATE 8 HOLES-OBLIQUE-LEFT | Trauma | EA
04535348TS | 10886982326720 | 3.5MM VOLT(TM) LOCKING SCREW 48MM T15 STERILE | Trauma | EA
406432 | 10886982207807 | 4.0MM TI CORTEX SCREW SELF-TAPPING/32MM | Trauma | EA
04535618TS | 10886982320728 | 4.0MM VOLT(TM) CANC SCR 18MM PART THRD T15 STERILE | Trauma | EA
04424020 | 10886982334466 | 2.4MM VOLT(TM) STRAIGHT PLATE 18H/168MM | Trauma | EA
22462 | 10886982158574 | 4.5MM NARROW LC-DCP® PLATE 12 HOLES/214MM | Trauma | EA
04045382TS | 10886982301147 | LOW PROF LCKNG SCREW F/IM NAIL Ø 5.0MM / L 82MM / XL25/ STER | Trauma | EA
214066 | 10886982153654 | 4.5MM CORTEX SCREW 66MM | Trauma | EA
04420312 | 10886982317568 | 2.0MM VOLT(TM) LOCKING SCREW 12MM T6 | Trauma | EA
02420310TS | 10886982314970 | 2.0MM VOLT(TM) LOCKING SCREW 10MM T6 STERILE | Trauma | EA
04206044 | 10886982116925 | 3.5MM TI CRTX SCR/LOW PROF HD SELF-TAPPING/HEXDRIVE/44MM | Trauma | EA
02227320 | 10886982061416 | 6.5MM HEADLESS COMPRESSION SCREW/32MM THREAD/120MM | Trauma | EA
900722 | 10886982256331 | 1.25MM THREADED GUIDE WIRE 150MM | Trauma | EA
216060 | 10886982155238 | 6.5MM CANCELLOUS BONE SCREW 16MM THREAD/60MM | Trauma | EA
04527158S | 10886982324108 | 2.7MM VOLT(TM) CORTEX SCREW 58MM T8 STERILE | Trauma | EA
02527360TS | 10886982345905 | 2.7MM VOLT(TM) LOCKING SCREW 60MM T8 STERILE | Trauma | EA
02127350 | 10886982043962 | 3.5MM VA-LCP PROX TIBIA PLATE LARGE BEND/12H/207MM/RIGHT | Trauma | EA
02001324 | 10886982027696 | 4.5MM LCP® CURVED CONDYLAR PLATE 14 HOLES/314MM-RIGHT | Trauma | EA
03535300 | 10886982336477 | SCREWDRIVER SHAFT T15 AO QUICK COUPLING, 100MM | Trauma | EA
390006 | 10886982197832 | LRG EX-FIX DYNAMIZATION CLAMP F/COMBO CLAMP / MR-CONDITIONAL | Trauma | EA
02231290 | 10886982062253 | 5.0MM VARIABLE ANGLE LOCKNG SCREW/SLF-TPNG/STRDRV/90MM | Trauma | EA
02527314TS | 10886982333001 | 2.7MM VOLT(TM) LOCKING SCREW 14MM T8 STERILE | Trauma | EA
412111S | 10886982210470 | 3.5MM TI LOCKING SCR SLF-TPNG W/STARDRIVE RECESS/30MM-STER | Trauma | EA
04120601 | 10886982109705 | 3.5MM TI LCKNG ATTACHMENT PL FOR 4.5MM LCP PLATE/4 HOLE | Trauma | EA
02420134 | 10886982314703 | 2.0MM VOLT(TM) CORTEX SCREW 34MM T6 | Trauma | EA
04420140TS | 10886982317339 | 2.0MM VOLT(TM) CORTEX SCREW 40MM T6 STERILE | Trauma | EA
40151296 | 10886982204349 | 2.4MM TI CORTEX SCREW SELF-TAPPING 12MM | Trauma | EA
04045090S | 10886982294678 | LOCKING SCREW FOR IM NAIL Ø 5MM/ 90MM/ XL25/ STERILE | Trauma | EA
02211024 | 10886982053633 | 2.7MM VA LCKNG SCREW SLF-TPNG WITH T8 STARDRIVE RECESS 24MM | Trauma | EA
412226 | 10886982211101 | 5.0MM TI LOCKING SCR SLF-TPNG WITH T25 STARDRIVE RECESS 85MM | Trauma | EA
04170630S | 10886982308177 | 6.0MM TI SELF-DRILLING SCHANZ SCREW 30MM THRD/175MM/STERILE | Trauma | EA
04005540S | 10886982086099 | 5.0MM TI LOCKING SCREW W/T25 STARDRIVE 50MM F/IM NAIL-STER | Trauma | EA
04046665S | 10886982301956 | RECON SCREW FOR IM NAIL Ø 6.5MM/ 65MM/ XL40/ STERILE | Trauma | EA
02227245S | 10886982061126 | 6.5MM HEADLESS COMPRESSION SCR/32MM THRD/45MM-STERILE | Trauma | EA
04112118 | 10886982103321 | 2.7MM/3.5MM TI LCP POSTLAT DSTL FIBULA PL 9H/RIGHT/155MM | Trauma | EA
42231224TS | 10886982306722 | 5.0MM VAL SCREW/OPTILINK(TM) SLF-TPNG/STRDRV/24MM/STER | Trauma | EA
04424324TS | 10886982319050 | 2.4MM VOLT(TM) LOCKING SCREW 24MM T8 STERILE | Trauma | EA
02214009 | 10886982055262 | 1.5MM LOCKING SCREW SLF-TPNG WITH T4 STARDRIVE RECESS 9MM | Trauma | EA
02227285 | 10886982061270 | 6.5MM HEADLESS COMPRESSION SCREW/32MM THREAD/85MM | Trauma | EA
04535122TS | 10886982325860 | 3.5MM VOLT(TM) CORTEX SCREW 22MM T15 STERILE | Trauma | EA
414526 | 10886982213105 | 4.5MM TI CANNULATED SCREW PARTIALLY THREADED/26MM | Trauma | EA
02536010 | 10886982327772 | 3.5MM VOLT(TM) METAPHYSEAL PL 10H/130MM | Trauma | EA
02222180 | 10886982056122 | 5.0MM VA LOCKING SCREW SLF-TPNG W/T25 STARDRIVE/80MM | Trauma | EA
02207030 | 10886982051752 | 7.3MM CANNULATED LOCKING SCREW 30MM | Trauma | EA
02214008 | 10886982055255 | 1.5MM LOCKING SCREW SLF-TPNG WITH T4 STARDRIVE RECESS 8MM | Trauma | EA
02100215 | 10886982028662 | 3.5MM WIDE ANGLE LOW PROFILE RECON PLATE 15 HOLES | Trauma | EA
201010 | 10886982141620 | 2.0MM CORTEX SCREW 10MM | Trauma | EA
214064 | 10886982153647 | 4.5MM CORTEX SCREW 64MM | Trauma | EA
212126 | 10886982152008 | 3.5MM LOCKING SCREW SLF-TPNG WITH STARDRIVE RECESS 70MM | Trauma | EA
02221462 | 10886982055767 | 5.0MM PERIPROSTHETIC LCKNG SCR SELF-TAPPING 12MM | Trauma | EA
209775 | 10886982151100 | 7.3MM CANNULATED SCREW FULLY THREADED/175MM | Trauma | EA
02227345 | 10886982061515 | 6.5MM HEADLESS COMPRESSION SCREW/32MM THREAD/145MM | Trauma | EA
439991 | 10886982219886 | 4.5MM TI LCP® MEDIAL PROXIMAL TIBIA PLATE 10H/LEFT 214MM | Trauma | EA
02226027 | 10886982058003 | 3.0MM HEADLESS COMPRESSION SCREW-SHORT THREAD 27MM | Trauma | EA
04045558S | 10886982295651 | LOW PROF LCKNG SCREW F/IM NAIL Ø 4.0MM / L 58MM / XL25/ STER | Trauma | EA
SD03333501 | 10886982348302 | DIRECT MEASURING DEVICE 150MM WIRE | Trauma | EA
02424314TS | 10886982316332 | 2.4MM VOLT(TM) LOCKING SCREW 14MM T8 STERILE | Trauma | EA
02211036 | 10886982053695 | 2.7MM VA LCKNG SCREW SLF-TPNG WITH T8 STARDRIVE RECESS 36MM | Trauma | EA
02226236S | 10886982059079 | 2.4MM HEADLESS COMPRESSION SCR 36MM/SHORT THREAD-STERILE | Trauma | EA
40182296 | 10886982205056 | 2.0MM TI CORTEX SCREW SELF-TAPPING 22MM | Trauma | EA
04045232S | 10886982295118 | LOCKING SCREW FOR IM NAIL Ø 4MM/ 32MM/ XL25/ STERILE | Trauma | EA
04226021 | 10886982121608 | 3.0MM TI HEADLESS COMPRESSION SCREW-SHORT THREAD 21MM | Trauma | EA
02001308 | 10886982027610 | 4.5MM LCP® CURVED CONDYLAR PLATE 18 HOLES/386MM-LEFT | Trauma | EA
04046680S | 10886982301987 | RECON SCREW FOR IM NAIL Ø 6.5MM/ 80MM/ XL40/ STERILE | Trauma | EA
04045362 | 10886982293671 | LOW PROF LCKNG SCREW F/IM NAIL Ø 5.0MM / L 62MM / XL25 | Trauma | EA
04045366S | 10886982295262 | LOW PROF LCKNG SCREW F/IM NAIL Ø 5.0MM / L 66MM / XL25/ STER | Trauma | EA
04005624S | 10886982086570 | 6.0MM TI LOCKING SCREW W/T25 STARDRIVE 34MM F/IM NAIL-STER | Trauma | EA
02206295 | 10886982051646 | 3.5MM CRTX SCREW/LOW PROF HD SELF-TAPPING/STAR DRIVE/95MM | Trauma | EA
02222165 | 10886982056092 | 5.0MM VA LOCKING SCREW SLF-TPNG W/T25 STARDRIVE/65MM | Trauma | EA
441282 | 10886982221582 | 3.5MM TI LCP® MEDIAL DISTAL HUMERUS PLATE 3 HOLES-RIGHT | Trauma | EA
SD60133150 | 10886982348326 | SCREW RACK 3.0 & 4.0 | Trauma | EA
402218 | 10886982205780 | 2.7MM TI LOCKING SCR SLF-TPNG WITH T8 STARDRIVE RECESS-18MM | Trauma | EA
04117901 | 10886982107060 | 2.7MM/3.5MM TI VA-LCP LAT DSTL HUMERUS PL 1H/LT/69MM-SHORT | Trauma | EA
208980 | 10886982150240 | 7.3MM CANNULATED SCREW 16MM THREAD/180MM | Trauma | EA
04424328 | 10886982319081 | 2.4MM VOLT(TM) LOCKING SCREW 28MM T8 | Trauma | EA
02170530 | 10886982303967 | 5.0MM SELF-DRILLING SCHANZ SCREW 30MM THRD/175MM | Trauma | EA
412123 | 10886982210708 | 3.5MM TI LOCKING SCR SLF-TPNG WITH STARDRIVE RECESS 55MM | Trauma | EA
02230111S | 10886982061607 | 1.5MM HEADLESS COMPRESSION SCREW 11MM-STERILE | Trauma | EA
02420053 | 10886982329530 | 2.0MM VOLT(TM) T-PLATE 3H HEAD/6H/45MM | Trauma | EA
04535156TS | 10886982326201 | 3.5MM VOLT(TM) CORTEX SCREW 56MM T15 STERILE | Trauma | EA
391103 | 10886982198112 | MEDIUM CABLE PASSER-CURVED | Trauma | EA
200807 | 10886982141477 | 1.5MM CORTEX SCREW SELF-TAPPING 7MM | Trauma | EA
236114 | 10886982160478 | 100 DEG TODDLER OSTEOTOMY PLATE 44MM/8MM | Trauma | EA
SD314057 | 10886982349866 | DIA6.5/7.3MM CANNULATED SCREWS TROCAR WITH TEETH | Trauma | EA
04025422S | 10886982090379 | 4.0MM TI ANGULAR STABLE LCKNG SCR T25 32MM F/IM NAILS-STER | Trauma | EA
04424311 | 10886982318824 | 2.4MM VOLT(TM) LOCKING SCREW 11MM T8 | Trauma | EA
03311451 | 10886982078872 | ANGULAR DISTRACTOR PIVOT | Trauma | EA
02108342 | 10886982029973 | PEDIATRIC LCP HIP PLATE 5.0MM/130°/7 HOLES | Trauma | EA
02535616 | 10886982319838 | 4.0MM VOLT(TM) CANC SCR 16MM PART THRD T15 | Trauma | EA
02535160S | 10886982326942 | 3.5MM VOLT(TM) CORTEX SCREW 60MM T15 STERILE | Trauma | EA
416110 | 10886982214188 | 6.5MM TI CANCELLOUS BONE SCREW 16MM THREAD/110MM | Trauma | EA
04112510 | 10886982104069 | 3.5MM TI LCP LOW BEND MEDIAL DSTL TIBIA PL/4H/RIGHT/109MM | Trauma | EA
04535834 | 10886982321268 | 4.0MM VOLT(TM) CANC SCR 34MM FULL THRD T15 | Trauma | EA
04211030 | 10886982119070 | 2.7MM TI VA LCKNG SCR SLF-TPNG WITH T8 STARDRIVE RECESS 30MM | Trauma | EA
241951 | 10886982167767 | 3.5MM LCP T-PLATE 3H HEAD/ 5H SHAFT/74MM-OBLIQUE LEFT | Trauma | EA
04527111TS | 10886982334084 | 2.7MM VOLT(TM) CORTEX SCREW 11MM T8 STERILE | Trauma | EA
02172640SHA | 10886982305084 | 6.0MM BLUNTED POINT SCHANZ SCREW 40MM THRD/175MM/HA STER | Trauma | EA
04112611 | 10886982278913 | 2.7MM TI VA LCP CLAVICLE PLATE LATERAL/ CS1/ RIGHT | Trauma | EA
02214011 | 10886982055286 | 1.5MM LOCKING SCREW SLF-TPNG WITH T4 STARDRIVE RECESS 11MM | Trauma | EA
02207614 | 10886982052438 | 7.3MM CANNULATED SCFE SCREW 10MM THREAD/115MM | Trauma | EA
402845 | 10886982206657 | 2.7MM TI CORTEX SCREW SELF-TAPPING 45MM | Trauma | EA
04424120 | 10886982318329 | 2.4MM VOLT(TM) CORTEX SCREW 20MM T8 | Trauma | EA
02130350 | 10886982045317 | 2.0MM VAL STRAIGHT PLATE 6 HOLES | Trauma | EA
418100 | 10886982214690 | 6.5MM TI CANCELLOUS BONE SCREW FULLY THREADED 100MM | Trauma | EA
202729 | 10886982144621 | 3.0MM CANNULATED SCREW LONG THREAD/29MM | Trauma | EA
217095 | 10886982155641 | 6.5MM CANCELLOUS BONE SCREW 32MM THREAD/95MM | Trauma | EA
02210116TS | 10886982262691 | 2.4MM VA LOCKING SCREW STARDRIVE 16MM STERILE | Trauma | EA
04005650 | 10886982086822 | 6.0MM TI LOCKING SCREW W/T25 STARDRIVE 60MM FOR IM NAILS | Trauma | EA
04420126TS | 10886982317193 | 2.0MM VOLT(TM) CORTEX SCREW 26MM T6 STERILE | Trauma | EA
02527116TS | 10886982322296 | 2.7MM VOLT(TM) CORTEX SCREW 16MM T8 STERILE | Trauma | EA
02112140 | 10886982033932 | 2.7MM/3.5MM LCP LATERAL DISTAL FIBULA PLATE 5H/RIGHT/99MM | Trauma | EA
02424014 | 10886982329837 | 2.4MM VOLT(TM) STRAIGHT PLATE 14H/132MM | Trauma | EA
401822 | 10886982205049 | 2.0MM TI CORTEX SCREW SELF-TAPPING 22MM | Trauma | EA
04124209 | 10886982110664 | 3.5MM TI LCP PROXIMAL TIBIA PL LOW BEND 8 HOLES/128MM/LEFT | Trauma | EA
04005556 | 10886982086242 | 5.0MM TI LOCKING SCREW W/T25 STARDRIVE 66MM FOR IM NAILS | Trauma | EA
04045552 | 10886982294203 | LOW PROF LCKNG SCREW F/IM NAIL Ø 4.0MM / L 52MM / XL25 | Trauma | EA
402623 | 10886982206121 | 3.0MM TI CANNULATED SCREW SHORT THREAD/23MM | Trauma | EA
04227250 | 10886982124845 | 6.5MM TI HEADLESS COMPRESSION SCREW/32MM THREAD/50MM | Trauma | EA
229441 | 10886982159663 | 4.5MM LCP(TM) STRAIGHT RECON PLATE 14 HOLES/265MM | Trauma | EA
212806 | 10886982152763 | 2.4MM LOCKING SCREW SLF-TPNG WITH STARDRIVE RECESS 6MM | Trauma | EA
04535087 | 10886982327703 | 3.5MM VOLT(TM) 1/3 TUBULAR PL 7H/83MM | Trauma | EA
245026 | 10886982169396 | 3.5MM LOW PROFILE RECONSTRUCTION PLATE 6 HOLES | Trauma | EA
214052 | 10886982153586 | 4.5MM CORTEX SCREW 52MM | Trauma | EA
04210985 | 10886982307439 | 2.4MM TI CORTEX SCREW SLF-TPNG WITH T8 STARDRIVE RECESS 85MM | Trauma | EA
04045560S | 10886982295668 | LOW PROF LCKNG SCREW F/IM NAIL Ø 4.0MM / L 60MM / XL25/ STER | Trauma | EA
29268 | 10886982180803 | 2.8MM THREADED GUIDE WIRE- TROCAR POINT 300MM | Trauma | EA
02100107 | 10886982028426 | 3.5MM LOCKING LOW PROFILE RECON PLATE 7 HOLES | Trauma | EA
02226340S | 10886982059499 | 2.4MM HEADLESS COMPRESSION SCR 40MM/LONG THREAD-STERILE | Trauma | EA
02150430S | 10886982307637 | 4.0MM SELF-DRILLING SCHANZ SCREW 30MM THRD/150MM/STERILE | Trauma | EA
206016 | 10886982147233 | 4.0MM CANCELLOUS BONE SCREW FULLY THREADED/16MM | Trauma | EA
412121S | 10886982210678 | 3.5MM TI LOCKING SCR SLF-TPNG W/STARDRIVE RECESS/50MM-STER | Trauma | EA
414740 | 10886982213426 | 4.5MM TI CANNULATED SCREW FULLY THREADED/40MM | Trauma | EA
04535328TS | 10886982326522 | 3.5MM VOLT(TM) LOCKING SCREW 28MM T15 STERILE | Trauma | EA
242459 | 10886982168405 | LCP® VOLAR DISTAL RADIUS PLATE EXTRA-ARTICULAR/RIGHT-LONG | Trauma | EA
04112127 | 10886982103468 | 2.7MM/3.5MM TI LCP POSTLAT DSTL FIBULA PL 13H/LEFT/207MM | Trauma | EA
02206266S | 10886982051516 | 3.5MM CRTX SCREW/LOW PROF HD SELF-TAPPING/STRDRV/66MM-STER | Trauma | EA
02211211 | 10886982053923 | 2.4/2.7MM VA-LCKNG OPNG WEDGE PLATE/3MM SPACER | Trauma | EA
241300 | 10886982166678 | 3.5MM LCP® POSTEROLATERAL DISTAL HUMERUS PLATE 14H-RIGHT | Trauma | EA
408910 | 10886982209801 | 7.3MM TI CANNULATED SCREW 16MM THREAD/110MM | Trauma | EA
02420332TS | 10886982315298 | 2.0MM VOLT(TM) LOCKING SCREW 32MM T6 STERILE | Trauma | EA
205060 | 10886982146960 | 3.5MM CANNULATED SCREW PARTIALLY THREADED/60MM | Trauma | EA
04226320 | 10886982122902 | 2.4MM TI HEADLESS COMPRESSION SCREW-LONG THREAD 20MM | Trauma | EA
04031032 | 10886982094148 | 5.0MM TI RECON SCREW W/T25 STARDRIVE 110MM | Trauma | EA
202640 | 10886982144461 | 3.0MM CANNULATED SCREW SHORT THREAD/40MM | Trauma | EA
236012 | 10886982160294 | 90 DEG TODDLER OSTEOTOMY PLATE 32MM/8MM | Trauma | EA
04025434S | 10886982090430 | 4.0MM TI ANGULAR STABLE LCKNG SCR T25 44MM F/IM NAILS-STER | Trauma | EA
02115630 | 10886982035462 | 2.4MM VA-LCP DRSL DRP/INTMD CLMN/+90°/2H HD/3H SHAFT | Trauma | EA
281031 | 10886982176486 | 130 DEG DHS® PLATE-STANDARD BARREL 3 HOLES/62MM | Trauma | EA
400530 | 10886982203458 | 1.0MM TI CORTEX SCREW SELF-TAPPING 10MM | Trauma | EA
02536008S | 10886982328052 | 3.5MM VOLT(TM) METAPHYSEAL PL 8H/104MM/STERILE | Trauma | EA
402810 | 10886982206497 | 2.7MM TI CORTEX SCREW SELF-TAPPING 10MM | Trauma | EA
04210110 | 10886982118448 | 2.4MM TI VA LOCKING SCREW STARDRIVE 10MM | Trauma | EA
281505 | 10886982177506 | 130 DEG DHS® PLATE-SHORT BARREL 5 HOLES/94MM | Trauma | EA
423406 | 10886982215956 | 3.5MM TI LCP® METAPHYSEAL PLATE 6 HOLES | Trauma | EA
204735 | 10886982146199 | 3.5MM PELVIC CORTEX SCREW SELF-TAPPING 135MM | Trauma | EA
04538509S | 10886982344786 | 3.5 VOLT(TM) PROX HUM PLATE LONG/9H/214MM/STERILE | Trauma | EA
02100205 | 10886982028563 | 3.5MM WIDE ANGLE LOW PROFILE RECON PLATE 5 HOLES | Trauma | EA
04107510 | 10886982100061 | 2.7/3.5MM TI VA-LCP X-ARTICLR PROXIMAL ULNA PL 10H/LT/184MM | Trauma | EA
249688 | 10886982171337 | 2.7MM LCP(TM) L-PLATE RIGHT 2H HEAD/3H SHAFT | Trauma | EA
4466396 | 10886982223722 | 1.5MM TI CONDYLAR PLATE 7 HOLES/36MM-LEFT | Trauma | EA
40081096 | 10886982203700 | 1.5MM TI CORTEX SCREW SELF-TAPPING 10MM | Trauma | EA
04045386TS | 10886982302373 | LOW PROF LCKNG SCREW F/IM NAIL Ø 5.0MM / L 86MM / XL25/ STER | Trauma | EA
22402 | 10886982158161 | 4.5MM NARROW DCP® PLATE 2 HOLES/39MM | Trauma | EA
02210120 | 10886982052971 | 2.4MM VA LOCKING SCREW STARDRIVE 20MM | Trauma | EA
214846 | 10886982154729 | 4.5MM CORTEX SCREW SELF-TAPPING 46MM | Trauma | EA
414816 | 10886982213587 | 4.5MM TI CORTEX SCREW SELF-TAPPING 16MM | Trauma | EA
02150425S | 10886982307620 | 4.0MM SELF-DRILLING SCHANZ SCREW 25MM THRD/150MM/STERILE | Trauma | EA
211811 | 10886982151490 | 2.4MM CANNULATED SCREW LONG THREAD 11MM | Trauma | EA
280650S | 10886982175946 | DHS®/DCS® LAG SCREW 12.7MM THREAD/65MM-STERILE | Trauma | EA
04527122 | 10886982325136 | 2.7MM VOLT(TM) CORTEX SCREW 22MM T8 | Trauma | EA
02112821 | 10886982279927 | 2.7MM VA LCP HOOK PLATE SHORT/ 9MM/ RIGHT | Trauma | EA
241692 | 10886982167545 | 2.4MM LCP® RADIAL HEAD NECK PLATE 4 HOLES | Trauma | EA
02104006 | 10886982029003 | 3.5MM LCP EXTRA-ARTICLR DISTAL HUMERUS PL 6H/RT 158MM LONG | Trauma | EA
239988 | 10886982163912 | 4.5MM LCP® MEDIAL PROXIMAL TIBIA PLATE 8H/RIGHT 178MM | Trauma | EA
408449 | 10886982209290 | 6.5MM TI CANNULATED SCREW 32MM THREAD 135MM | Trauma | EA
04170635 | 10886982304506 | 6.0MM TI SELF-DRILLING SCHANZ SCREW 35MM THRD/175MM | Trauma | EA
414870 | 10886982213853 | 4.5MM TI CORTEX SCREW SELF-TAPPING 70MM | Trauma | EA
212211 | 10886982152183 | 5.0MM LOCKING SCREW SLF-TPNG WITH T25 STARDRIVE RECESS 34MM | Trauma | EA
04527134TS | 10886982332981 | 2.7MM VOLT(TM) CORTEX SCREW 34MM T8 STERILE | Trauma | EA
409940 | 10886982210319 | 7.3MM TI CANNULATED SCREW 32MM THREAD/140MM | Trauma | EA
207950 | 10886982148810 | 4.0MM CANCELLOUS BONE SCREW 5.0MM HEAD-PART THRDD/50MM | Trauma | EA
398409 | 10886982201379 | SCAPHOID ELEVATOR 140MM | Trauma | EA
04226338S | 10886982123190 | 2.4MM TI HDLSS COMPRESSION SCR 38MM/LONG THREAD-STERILE | Trauma | EA
241141 | 10886982165954 | 3.5MM LCP T-PLATE 4H HEAD/ 4H SHAFT/56MM-RIGHT ANGLE | Trauma | EA
441691 | 10886982222343 | 2.4MM TI LCP® RADIAL HEAD NECK PLATE 3 HOLES | Trauma | EA
241918 | 10886982167644 | 3.5MM LCP® PROXIMAL HUMERUS PLATE-LONG 5H SHAFT/142MM | Trauma | EA
04424316 | 10886982318923 | 2.4MM VOLT(TM) LOCKING SCREW 16MM T8 | Trauma | EA
02127330 | 10886982043887 | 3.5MM VA-LCP PROX TIBIA PLATE LARGE BEND/8H/147MM/RIGHT | Trauma | EA
412424 | 10886982211453 | 3.5MM TI CONICAL SCREW SLF-TPNG PARTIALLY THRDD 60MM | Trauma | EA
202725 | 10886982144584 | 3.0MM CANNULATED SCREW LONG THREAD/25MM | Trauma | EA
212328 | 10886982152602 | 3.5MM CONICAL SCREW SLF-TPNG FULLY THREADED 80MM | Trauma | EA
02535620TS | 10886982319883 | 4.0MM VOLT(TM) CANC SCR 20MM PART THRD T15 STERILE | Trauma | EA
494784SHA | 10886982236692 | 5.0MM TI SELF-DRILLING SCHANZ SCREW 150MM/HA COATING-STERILE | Trauma | EA
236511 | 10886982160836 | 3.5MM LCP OLECRANON PLATE 10 HOLES/LEFT/190MM | Trauma | EA
40152896 | 10886982204431 | 2.4MM TI CORTEX SCREW SELF-TAPPING 28MM | Trauma | EA
04032100S | 10886982094858 | 11.0MM TI TROCH FIXATION NAIL SCREW/100MM - STERILE | Trauma | EA
458999 | 10886982231239 | 5.0MM TI LOCKING SCREW 100MM- FOR IM NAILS | Trauma | EA
413342 | 10886982212047 | 5.0MM TI LOCKING HEAD SCREW SELF-TAPPING 42MM | Trauma | EA
04527114 | 10886982325068 | 2.7MM VOLT(TM) CORTEX SCREW 14MM T8 | Trauma | EA
212118 | 10886982151926 | 3.5MM LOCKING SCREW SLF-TPNG W/STARDRIVE RECESS 42MM | Trauma | EA
04420134TS | 10886982317278 | 2.0MM VOLT(TM) CORTEX SCREW 34MM T6 STERILE | Trauma | EA
04535620TS | 10886982320742 | 4.0MM VOLT(TM) CANC SCR 20MM PART THRD T15 STERILE | Trauma | EA
04045040TS | 10886982302670 | LOCKING SCREW FOR IM NAIL Ø 5.0MM / L 40MM / XL25/ STER | Trauma | EA
458956S | 10886982231024 | 5.0MM TI LOCKING SCREW 56MM- FOR IM NAILS-STERILE | Trauma | EA
SD03232020 | 10886982350053 | CRE DRILL GUIDE 20MM | Trauma | EA
202822 | 10886982144775 | 2.7MM CORTEX SCREW SELF-TAPPING 22MM | Trauma | EA
02170630SHA | 10886982305022 | 6.0MM SELF-DRILLING SCHANZ SCREW 30MM THRD/175MM/HA STER | Trauma | EA
401763 | 10886982204677 | 2.4MM TI CORTEX SCREW SLF-TPNG WITH T8 STARDRIVE RECESS 13MM | Trauma | EA
40137797 | 10886982204226 | 2.0MM TI CORTEX SCRW SLF-TPNG WITH STARDRIVE RECESS 30MM | Trauma | EA
02152430SHA | 10886982304780 | 4.0MM BLUNTED POINT SCHANZ SCREW 30MM THRD/150MM/HA STER | Trauma | EA
445201 | 10886982223548 | 3.5MM TI LCP® RECONSTRUCTION PLATE 20 HOLES/280MM | Trauma | EA
04424122TS | 10886982318350 | 2.4MM VOLT(TM) CORTEX SCREW 22MM T8 STERILE | Trauma | EA
206032 | 10886982147318 | 4.0MM CANCELLOUS BONE SCREW FULLY THREADED/32MM | Trauma | EA
212109 | 10886982151834 | 3.5MM LOCKING SCREW SLF-TPNG W/STARDRIVE(TM) RECESS 26MM | Trauma | EA
223406 | 10886982157584 | 3.5MM LCP® METAPHYSEAL PLATE 6 HOLES | Trauma | EA
04233246S | 10886982290922 | RFNA / 12MM / 460MM STANDARD BEND / STERILE | Trauma | EA
02206285S | 10886982051615 | 3.5MM CRTX SCREW/LOW PROF HD SELF-TAPPING/STRDRV/85MM-STER | Trauma | EA
280270S | 10886982175083 | DHS®/DCS® ONE-STEP LAG SCREW 12.7MM THREAD/70MM-STERILE | Trauma | EA
441304 | 10886982221704 | 3.5MM TI LCP® MEDIAL DISTAL HUMERUS PLATE 14 HOLES-RIGHT | Trauma | EA
02112825 | 10886982279941 | 2.7MM VA LCP HOOK PLATE SHORT/ 15MM/ RIGHT | Trauma | EA
04045248TS | 10886982301789 | LOCKING SCREW FOR IM NAIL Ø 4MM/ 48MM/ XL25/ STERILE | Trauma | EA
414046 | 10886982212504 | 4.5MM TI CORTEX SCREW 46MM | Trauma | EA
04005444S | 10886982085573 | 4.0MM TI LOCKING SCREW W/T25 STARDRIVE 54MM F/IM NAILS-STER | Trauma | EA
209495 | 10886982150639 | 7.0MM CANNULATED SCREW FULLY THREADED/95MM | Trauma | EA
04005562 | 10886982086303 | 5.0MM TI LOCKING SCREW W/T25 STARDRIVE 72MM FOR IM NAILS | Trauma | EA
02207465 | 10886982052124 | 7.3MM CANNULATED CONICAL SCREW PARTIALLY THREADED 65MM | Trauma | EA
409880 | 10886982210197 | 7.3MM TI CANNULATED SCREW 32MM THREAD/80MM | Trauma | EA
202850 | 10886982144928 | 2.7MM CORTEX SCREW SELF-TAPPING 50MM | Trauma | EA
04045260TS | 10886982301840 | LOCKING SCREW FOR IM NAIL Ø 4MM/ 60MM/ XL25/ STERILE | Trauma | EA
03164010 | 10886982310989 | RADIOLUCENT PELVIC RETRACTOR FOR QUADRILATERAL SURFACE | Trauma | EA
414520 | 10886982213075 | 4.5MM TI CANNULATED SCREW PARTIALLY THREADED/20MM | Trauma | EA
04112042 | 10886982102720 | 3.5MM TI LCP MEDL ANT CLAVICLE PLATE/8 HOLE/102MM | Trauma | EA
22456 | 10886982158451 | 4.5MM NARROW LC-DCP® PLATE 6 HOLES/106MM | Trauma | EA
206438 | 10886982147592 | 4.0MM CORTEX SCREW SELF-TAPPING 38MM | Trauma | EA
02527068 | 10886982337399 | 2.7MM VOLT(TM) HOOK PLATE 10H/98MM | Trauma | EA
04527344 | 10886982323729 | 2.7MM VOLT(TM) LOCKING SCREW 44MM T8 | Trauma | EA
02205100 | 10886982049827 | 5.0MM CANNULATED LOCKING SCREW 100MM | Trauma | EA
04130352 | 10886982113467 | 2.0MM TI VAL T-PLATE 3 HOLES HEAD-7 HOLES SHAFT | Trauma | EA
02535346TS | 10886982325501 | 3.5MM VOLT(TM) LOCKING SCREW 46MM T15 STERILE | Trauma | EA
02152430S | 10886982307736 | 4.0MM BLUNTED POINT SCHANZ SCREW 30MM THRD/150MM/STERILE | Trauma | EA
02527308 | 10886982333247 | 2.7MM VOLT(TM) LOCKING SCREW 8MM T8 | Trauma | EA
402622 | 10886982206114 | 3.0MM TI CANNULATED SCREW SHORT THREAD/22MM | Trauma | EA
04114004 | 10886982104366 | 1.5MM TI LCP PLATE/6 HOLE | Trauma | EA
04118518 | 10886982108821 | 2.7MM TI METAPHYSEAL SCR/SLF- TPNG W/T8 STRDRV RECESS/18MM | Trauma | EA
02205115 | 10886982049858 | 5.0MM CANNULATED LOCKING SCREW 115MM | Trauma | EA
02420320 | 10886982315168 | 2.0MM VOLT(TM) LOCKING SCREW 20MM T6 | Trauma | EA
04424027S | 10886982336910 | 2.4MM VOLT(TM) ADPTN COMBI PL 6H/54MM/STERILE | Trauma | EA
02104010 | 10886982029041 | 3.5MM LCP EXTRA-ARTICLR DISTAL HUMERUS PL 10H/RT 230MM LONG | Trauma | EA
449698 | 10886982224347 | 2.7MM TI LCP(TM) L-PLATE OBLIQUE RT 2H HEAD/4H SHAFT | Trauma | EA
02527154 | 10886982332530 | 2.7MM VOLT(TM) CORTEX SCREW 54MM T8 | Trauma | EA
417120 | 10886982214362 | 6.5MM TI CANCELLOUS BONE SCREW 32MM THREAD/120MM | Trauma | EA
60045042 | 10886982334244 | ADVANCED NAIL BASE TRAY LOCKING / POWER INSTRUMENTS | Trauma | EA
SD211105 | 10886982002990 | 3.9MM PELVIC SCREW 105MM | Trauma | EA
02424346 | 10886982316707 | 2.4MM VOLT(TM) LOCKING SCREW 46MM T8 | Trauma | EA
04005690S | 10886982087010 | 6.0MM TI LOCKING SCREW W/T25 STARDRIVE 100MM F/IM NAIL-STER | Trauma | EA
04536020S | 10886982327987 | 3.5MM VOLT(TM) METAPHYSEAL PL 20H260MM/STERILE | Trauma | EA
04124410 | 10886982110923 | 4.5MM TI VA-LCP CRVD CONDYLAR PLATE/10H/230MM/RIGHT | Trauma | EA
202727 | 10886982144607 | 3.0MM CANNULATED SCREW LONG THREAD/27MM | Trauma | EA
04130266 | 10886982113184 | 1.5MM TI VAL ROTATION CORR PLATE-6 HOLES | Trauma | EA
04233030S | 10886982289117 | RFNA / 10MM / 300MM STANDARD BEND / STERILE | Trauma | EA
02424312 | 10886982316288 | 2.4MM VOLT(TM) LOCKING SCREW 12MM T8 | Trauma | EA
02118546 | 10886982039521 | 2.7MM METAPHYSEAL SCR SLF-TPNG W/T8 STRDRV RECESS/46MM | Trauma | EA
04535860 | 10886982321404 | 4.0MM VOLT(TM) CANC SCR 60MM FULL THRD T15 | Trauma | EA
402962 | 10886982206855 | 2.7MM TI CORTEX SCREW SLF-TPNG WITH T8 STARDRIVE RECESS 42MM | Trauma | EA
04535128 | 10886982325914 | 3.5MM VOLT(TM) CORTEX SCREW 28MM T15 | Trauma | EA
402855 | 10886982206671 | 2.7MM TI CORTEX SCREW SELF-TAPPING 55MM | Trauma | EA
02527320 | 10886982333391 | 2.7MM VOLT(TM) LOCKING SCREW 20MM T8 | Trauma | EA
202880 | 10886982145093 | 2.7MM CORTEX SCREW SLF-TPNG WITH T8 STARDRIVE RECESS 20MM | Trauma | EA
214772 | 10886982154538 | 4.5MM CANNULATED SCREW FULLY THREADED/72MM | Trauma | EA
04535318 | 10886982326416 | 3.5MM VOLT(TM) LOCKING SCREW 18MM T15 | Trauma | EA
04046660S | 10886982301949 | RECON SCREW FOR IM NAIL Ø 6.5MM/ 60MM/ XL40/ STERILE | Trauma | EA
04045372S | 10886982295293 | LOW PROF LCKNG SCREW F/IM NAIL Ø 5.0MM / L 72MM / XL25/ STER | Trauma | EA
02536037S | 10886982329134 | 3.5MM VOLT(TM) T-PLATE 3H HEAD/7H SHAFT/90MM/STERILE | Trauma | EA
04015545 | 10886982088956 | 5.0MM TI DUAL CORE LCKNG SCREW T25 STARDRIVE 55MM F/IM NAILS | Trauma | EA
207934 | 10886982148735 | 4.0MM CANCELLOUS BONE SCREW 5.0MM HEAD-PART THRDD/34MM | Trauma | EA
02250540 | 10886982304032 | 5.0MM SELF-DRILLING SCHANZ SCREW 40MM THRD/250MM | Trauma | EA
02206216S | 10886982050953 | 3.5MM CRTX SCREW/LOW PROF HD SELF-TAPPING/STRDRV/16MM-STER | Trauma | EA
422251 | 10886982215345 | TI LCP(TM) DISTAL FEMUR PLATE 5 HOLES/156MM-LEFT | Trauma | EA
02420328 | 10886982315243 | 2.0MM VOLT(TM) LOCKING SCREW 28MM T6 | Trauma | EA
214752 | 10886982154477 | 4.5MM CANNULATED SCREW FULLY THREADED/52MM | Trauma | EA
204238 | 10886982145949 | 3.5MM SHAFT SCREW 38MM | Trauma | EA
02420003 | 10886982329271 | 2.0MM VOLT(TM) COMP STRGHT PL 7H/38MM | Trauma | EA
29127 | 20886982180244 | 1.0MM PRECUT CERCLAGE WIRE SOFT/250MM | Trauma | EA
04112141 | 10886982103642 | 2.7MM/3.5MM TI LCP LAT DISTAL FIBULA PLATE 5H/LEFT/99MM | Trauma | EA
406420 | 10886982207746 | 4.0MM TI CORTEX SCREW SELF-TAPPING/20MM | Trauma | EA
02112020 | 10886982032751 | 3.5MM LCP SUP ANT CLAVICLE PL W/LAT EXTN 8H/RT/135MM | Trauma | EA
04019046 | 10886982089885 | 4.5MM TI MULTILOC SCREW LENGTH 46MM | Trauma | EA
02130204 | 10886982044587 | 1.5MM VA-LCKNG SCREW SLF-TPNG WITH T4 STARDRIVE RECESS 4MM | Trauma | EA
294784 | 10886982182135 | 5.0MM SELF-DRILLING SCHANZ SCREW 60MM THRD/150MM | Trauma | EA
04038095 | 10886982098481 | TFNA SCREW 95MM | Trauma | EA
04115131 | 10886982104748 | 2.4MM TI VA-LCP DRSL DSTL RAD L-PLATE -90°/2H HD/3H SHAFT | Trauma | EA
02535314 | 10886982324900 | 3.5MM VOLT(TM) LOCKING SCREW 14MM T15 | Trauma | EA
408448 | 10886982209283 | 6.5MM TI CANNULATED SCREW 32MM THREAD 130MM | Trauma | EA
04226223S | 10886982122599 | 2.4MM TI HDLSS COMPRESSION SCR 23MM/SHORT THREAD-STERILE | Trauma | EA
20137497 | 10886982141958 | 2.0MM CORTEX SCREW SLF-TPNG WITH STARDRIVE RECESS 24MM | Trauma | EA
SD03043030 | 10886982344359 | THREADED ALIGNMENT PIN ROTATING TNA AIMING ARM | Trauma | EA
208482 | 10886982149831 | 6.5MM CANNULATED SCREW FULLY THREADED 130MM | Trauma | EA
03535250 | 10886982336378 | TORQUE LIMITING ATTACHMENT AO QUICK COUPLING/ 2.5 NM | Trauma | EA
04230117S | 10886982125439 | 1.5MM TI HEADLESS COMPRESSION SCREW 17MM-STERILE | Trauma | EA
04045260 | 10886982293060 | LOCKING SCREW FOR IM NAIL Ø 4MM/ 60MM/ XL25 | Trauma | EA
02214124 | 10886982055545 | 1.5MM CORTEX SCREW SLF-TPNG WITH T4 STARDRIVE RECESS 24MM | Trauma | EA
04202971 | 10886982307330 | 2.7MM TI CORTEX SCREW SLF-TPNG WITH T8 STARDRIVE RECESS 70MM | Trauma | EA
201639 | 10886982142177 | 2.4MM CORTEX SCREW SELF-TAPPING 9MM | Trauma | EA
406460 | 10886982207944 | 4.0MM TI CORTEX SCREW SELF-TAPPING/60MM | Trauma | EA
207744 | 10886982148520 | 4.0MM CANNULATED SCREW LONG THREAD/44MM | Trauma | EA
40151496 | 10886982204363 | 2.4MM TI CORTEX SCREW SELF-TAPPING 14MM | Trauma | EA
202246 | 10886982144140 | 2.7MM LOCKING SCREW SLF-TPNG WITH T8 STARDRIVE RECESS 46MM | Trauma | EA
02424324TS | 10886982316493 | 2.4MM VOLT(TM) LOCKING SCREW 24MM T8 STERILE | Trauma | EA
04130250 | 10886982112866 | 1.5MM TI VAL STRAIGHT PLATE 6 HOLES | Trauma | EA
275915 | 10886982174765 | 1.5MM SS ELASTIC NAIL 300MM | Trauma | EA
416035 | 10886982214034 | 6.5MM TI CANCELLOUS BONE SCREW 16MM THREAD/35MM | Trauma | EA
04535660S | 10886982321824 | 4.0MM VOLT(TM) CANC SCR 60MM PART THRD T15 STERILE | Trauma | EA
02112138 | 10886982033895 | 2.7MM/3.5MM LCP LATERAL DISTAL FIBULA PLATE 4H/RIGHT/86MM | Trauma | EA
04535350TS | 10886982326744 | 3.5MM VOLT(TM) LOCKING SCREW 50MM T15 STERILE | Trauma | EA
241265 | 10886982166258 | 3.5MM LCP® POSTEROLATERAL DISTAL HUMERUS PLATE 5H-LEFT | Trauma | EA
04226326S | 10886982123039 | 2.4MM TI HDLSS COMPRESSION SCR 26MM/LONG THREAD-STERILE | Trauma | EA
04226318S | 10886982122872 | 2.4MM TI HDLSS COMPRESSION SCR 18MM/LONG THREAD-STERILE | Trauma | EA
02527338 | 10886982334176 | 2.7MM VOLT(TM) LOCKING SCREW 38MM T8 | Trauma | EA
04045066S | 10886982294555 | LOCKING SCREW FOR IM NAIL Ø 5MM/ 66MM/ XL25/ STERILE | Trauma | EA
04045054TS | 10886982302748 | LOCKING SCREW FOR IM NAIL Ø 5.0MM / L 54MM / XL25/ STER | Trauma | EA
281220 | 10886982176882 | 140 DEG DHS® PLATE-STANDARD BARREL 2 HOLES/46MM | Trauma | EA
04045056 | 10886982292919 | LOCKING SCREW FOR IM NAIL Ø 5MM/ 56MM/ XL25 | Trauma | EA
04130215 | 10886982112804 | 1.5MM TI VA-LCKNG SCR SLF-TPNG WITH T4 STARDRIVE RECESS 15MM | Trauma | EA
201809 | 10886982142924 | 2.0MM CORTEX SCREW SELF-TAPPING 9MM | Trauma | EA
03133106 | 10886982269652 | 2.8MM DRILL BIT QC 135MM 45MM CALIBRATION | Trauma | EA
04227310S | 10886982125095 | 6.5MM TI HEADLESS COMPRESSION SCR/32MM THRD/110MM-STERILE | Trauma | EA
02535365S | 10886982327079 | 3.5MM VOLT(TM) LOCKING SCREW 65MM T15 STERILE | Trauma | EA
02420317TS | 10886982315113 | 2.0MM VOLT(TM) LOCKING SCREW 17MM T6 STERILE | Trauma | EA
401830 | 10886982205124 | 2.0MM TI CORTEX SCREW SELF-TAPPING 30MM | Trauma | EA
02535814TS | 10886982320216 | 4.0MM VOLT(TM) CANC SCR 14MM FULL THRD T15 STERILE | Trauma | EA
414818 | 10886982213594 | 4.5MM TI CORTEX SCREW SELF-TAPPING 18MM | Trauma | EA
04538513 | 10886982344854 | 3.5 VOLT(TM) PROX HUM PLATE LONG/13H/286MM | Trauma | EA
441457 | 10886982222084 | 3.5MM TI LCP(TM) ANTEROLATERAL DISTAL TIBIA PL 21 HOLES/LEFT | Trauma | EA
04527165S | 10886982324122 | 2.7MM VOLT(TM) CORTEX SCREW 65MM T8 STERILE | Trauma | EA
02424308TS | 10886982316219 | 2.4MM VOLT(TM) LOCKING SCREW 8MM T8 STERILE | Trauma | EA
439934 | 10886982219107 | 3.5MM TI LCP® PROXIMAL TIBIA PLATE 4 HOLES/81MM-RIGHT | Trauma | EA
04117501 | 10886982106308 | 2.7MM/3.5MM TI VA-LCP MEDL DSTL HUM PL 1H/LT/69MM-SHORT | Trauma | EA
04112137 | 10886982103567 | 2.7MM/3.5MM TI LCP LAT DISTAL FIBULA PLATE 3H/LEFT/73MM | Trauma | EA
04015525S | 10886982088840 | 5.0MM TI DUAL CORE LCKNG SCREW T25 STRDRV 35MM/IM NAILS-STER | Trauma | EA
02207545 | 10886982052285 | 7.3MM CANNULATED CONICAL SCREW PARTIALLY THREADED/145MM | Trauma | EA
04420312TS | 10886982317575 | 2.0MM VOLT(TM) LOCKING SCREW 12MM T6 STERILE | Trauma | EA
02107202 | 10886982029263 | 2.7MM/3.5MM VA-LCP OLECRANON PL 2H/RT/90MM | Trauma | EA
03527124 | 10886982336200 | 2.7 VOLT(TM) TAP LOCKING SCREW TAP TO 90MM | Trauma | EA
206414 | 10886982147479 | 4.0MM CORTEX SCREW SELF-TAPPING 14MM | Trauma | EA
439963 | 10886982219565 | 3.5MM TI LCP® MEDIAL PROXIMAL TIBIA PLATE 12H/LEFT 197MM | Trauma | EA
42231228TS | 10886982306746 | 5.0MM VAL SCREW/OPTILINK(TM) SLF-TPNG/STRDRV/28MM/STER | Trauma | EA
04226025 | 10886982121684 | 3.0MM TI HEADLESS COMPRESSION SCREW-SHORT THREAD 25MM | Trauma | EA
04115350 | 10886982104908 | 2.4MM TI VA-LCP DRSL DSTL RAD T-PLATE/3H HD/5H SHAFT | Trauma | EA
332175 | 10886982192660 | CANNULATED CHISEL FOR CHILD & ADOLESCENT OSTEOTOMY PLATES | Trauma | EA
04210965 | 10886982307392 | 2.4MM TI CORTEX SCREW SLF-TPNG WITH T8 STARDRIVE RECESS 65MM | Trauma | EA
04527004S | 10886982334992 | 2.7MM VOLT(TM) COMPACT STRT PL 8H/62MM/STERILE | Trauma | EA
447360 | 10886982223913 | 2.0MM TI LCP(TM) PLATE 10 HOLES/73MM | Trauma | EA
04535087S | 10886982327727 | 3.5MM VOLT(TM) 1/3 TUBULAR PL 7H/83MM/STERILE | Trauma | EA
408451 | 10886982209313 | 6.5MM TI CANNULATED SCREW 32MM THREAD 145MM | Trauma | EA
04536016S | 10886982327901 | 3.5MM VOLT(TM) METAPHYSEAL PL 16H/208MM/STERILE | Trauma | EA
04227330 | 10886982125163 | 6.5MM TI HEADLESS COMPRESSION SCREW/32MM THREAD/130MM | Trauma | EA
212824 | 10886982152893 | 2.4MM LOCKING SCREW SLF-TPNG WITH STARDRIVE RECESS 24MM | Trauma | EA
04025568S | 10886982090867 | 5.0MM TI ANGULAR STABLE LCKNG SCR T25 78MM F/IM NAILS-STER | Trauma | EA
04130107 | 10886982112385 | 1.3MM TI LCKNG SCREW SLF-TPNG WITH T4 STARDRIVE RECESS 7MM | Trauma | EA
04210950 | 10886982118875 | 2.4MM TI CORTEX SCREW SLF-TPNG WITH T8 STARDRIVE RECESS 50MM | Trauma | EA
02527134TS | 10886982332141 | 2.7MM VOLT(TM) CORTEX SCREW 34MM T8 STERILE | Trauma | EA
29112 | 20886982180176 | 1.5MM CERCLAGE WIRE WITH EYE 600MM | Trauma | EA
49210 | 20886982236217 | 1.0MM TI KIRSCHNER WIRE 150MM | Trauma | EA
04032105S | 10886982094865 | 11.0MM TI TROCH FIXATION NAIL SCREW/105MM - STERILE | Trauma | EA
02230120S | 10886982061782 | 1.5MM HEADLESS COMPRESSION SCREW 20MM-STERILE | Trauma | EA
02214114 | 10886982055484 | 1.5MM CORTEX SCREW SLF-TPNG WITH T4 STARDRIVE RECESS 14MM | Trauma | EA
02206042 | 10886982050366 | 3.5MM CRTX SCREW/LOW PROF HD SELF-TAPPING/HEX DRIVE/42MM | Trauma | EA
04424144TS | 10886982318572 | 2.4MM VOLT(TM) CORTEX SCREW 44MM T8 STERILE | Trauma | EA
02200130 | 10886982048158 | 3.5MM STARDRIVE CORTEX SCREW SELF-TAPPING 130MM | Trauma | EA
202248 | 10886982144157 | 2.7MM LOCKING SCREW SLF-TPNG WITH T8 STARDRIVE RECESS 48MM | Trauma | EA
04130214 | 10886982112798 | 1.5MM TI VA-LCKNG SCR SLF-TPNG WITH T4 STARDRIVE RECESS 14MM | Trauma | EA
04168485S | 10886982274595 | ANTIROTATION SCREW FOR FEMORAL NECK SYS 85MM LENGTH - STERIL | Trauma | EA
04420008 | 10886982330895 | 2.0MM VOLT(TM) STRAIGHT PLATE 8H/58MM | Trauma | EA
406016 | 10886982207494 | 4.0MM TI CANCELLOUS BONE SCREW FULLY THREADED/16MM | Trauma | EA
02127152 | 10886982043306 | 3.5MM VARIABLE ANGLE LOCKING SCREW/SLF-TPNG/STRDRV/52MM | Trauma | EA
04005691 | 10886982087027 | 6.0MM TI LOCKING SCREW W/T25 STARDRIVE 105MM FOR IM NAILS | Trauma | EA
04527072S | 10886982337702 | 2.7MM VOLT(TM) Y-PLATE 10H/104MM/STERILE | Trauma | EA
03231001 | 10886982077288 | INSERTION HANDLE FOR 4.5MM VA-LCP CONDYLAR PLATE | Trauma | EA
407614 | 10886982208309 | 4.0MM TI CANNULATED SCREW SHORT THREAD/14MM | Trauma | EA
04045226TS | 10886982300904 | LOCKING SCREW FOR IM NAIL Ø 4MM/ 26MM/ XL25/ STERILE | Trauma | EA
412830 | 10886982211699 | 2.4MM TI LOCKING SCR SLF-TPNG WITH STARDRIVE RECESS 30MM | Trauma | EA
04214118 | 10886982120922 | 1.5MM TI CORTEX SCR SLF-TPNG WITH T4 STARDRIVE RECESS 18MM | Trauma | EA
02535860TS | 10886982346049 | 4.0MM VOLT(TM) CANC SCR 60MM FULL THRD T15 STER | Trauma | EA
412210S | 10886982275370 | 5.0MM TI LOCKING SCR SLF-TPNG W/T25 STARDRIVE 32MM-STERILE | Trauma | EA
02112095 | 10886982033314 | 3.5MM LCP SUPERIOR CLAVICLE PLATE W/LAT EXTN/8H/LT/130MM | Trauma | EA
40152696 | 10886982204424 | 2.4MM TI CORTEX SCREW SELF-TAPPING 26MM | Trauma | EA
04130259 | 10886982113047 | 1.5MM TI VAL STRUT PLATE 8 HOLES-OBLIQUE-LEFT | Trauma | EA
02108330 | 10886982029850 | PEDIATRIC LCP HIP PLATE 3.5MM/130°/3 HOLES | Trauma | EA
204022 | 10886982145390 | 3.5MM CORTEX SCREW 22MM | Trauma | EA
03045020 | 10886982296139 | DRILL SLEEVE / Ø 4.2MM | Trauma | EA
02535092 | 10886982327475 | 3.5MM VOLT(TM) 1/3 TUBULAR PL 12H/143MM | Trauma | EA
04226210S | 10886982122339 | 2.4MM TI HDLSS COMPRESSION SCR 10MM/SHORT THREAD-STERILE | Trauma | EA
208475 | 10886982149763 | 6.5MM CANNULATED SCREW FULLY THREADED 95MM | Trauma | EA
02240058 | 10886982063632 | 3.7MM CANNULATED LOCKING SCREW 58MM | Trauma | EA
02200010 | 10886982047786 | 3.5MM STARDRIVE CORTEX SCREW SELF-TAPPING 10MM | Trauma | EA
02127118 | 10886982043139 | 3.5MM VARIABLE ANGLE LOCKING SCREW/SLF-TPNG/STRDRV/18MM | Trauma | EA
02127122 | 10886982043153 | 3.5MM VARIABLE ANGLE LOCKING SCREW/SLF-TPNG/STRDRV/22MM | Trauma | EA
02207100 | 10886982051899 | 7.3MM CANNULATED LOCKING SCREW 100MM | Trauma | EA
04005580 | 10886982086426 | 5.0MM TI LOCKING SCREW W/T25 STARDRIVE 90MM FOR IM NAILS | Trauma | EA
02206068 | 10886982050687 | 3.5MM CRTX SCREW/LOW PROF HD SELF-TAPPING/HEX DRIVE/68MM | Trauma | EA
42231248 | 10886982259462 | 5.0MM VAL SCREW/OPTILINK(TM) SLF-TPNG/STRDRV/48MM | Trauma | EA
245922 | 10886982170415 | 3.5MM LOW PROFILE RECON J-PLATE 12 HOLES-RIGHT | Trauma | EA
241273 | 10886982166371 | 3.5MM LCP® POSTEROLATERAL DSTL HUMERUS PL-LAT SUPPORT 3H-LT | Trauma | EA
02226026 | 10886982057983 | 3.0MM HEADLESS COMPRESSION SCREW-SHORT THREAD 26MM | Trauma | EA
02127132 | 10886982043207 | 3.5MM VARIABLE ANGLE LOCKING SCREW/SLF-TPNG/STRDRV/32MM | Trauma | EA
04226752S | 10886982124050 | 4.5MM TI HEADLESS COMPRESSION SCR/LONG THRD/52MM-STERILE | Trauma | EA
02535690S | 10886982321701 | 4.0MM VOLT(TM) CANC SCR 90MM PART THRD T15 STERILE | Trauma | EA
439946 | 10886982219343 | 3.5MM TI LCP® PROXIMAL TIBIA PLATE 16 HOLES/237MM-RIGHT | Trauma | EA
04424160S | 10886982319500 | 2.4MM VOLT(TM) CORTEX SCREW 60MM T8 STERILE | Trauma | EA
04535312 | 10886982326355 | 3.5MM VOLT(TM) LOCKING SCREW 12MM T15 | Trauma | EA
04045364TS | 10886982301055 | LOW PROF LCKNG SCREW F/IM NAIL Ø 5.0MM / L 64MM / XL25/ STER | Trauma | EA
04112113 | 10886982103246 | 2.7MM/3.5MM TI LCP POSTLAT DSTL FIBULA PL/6H/LEFT/116MM | Trauma | EA
03311350 | 10886982078711 | TI FULL RING/200MM DIAMETER | Trauma | EA
24262 | 10886982168795 | 2.7MM CONDYLAR PLATE 7 HOLES/57MM-RIGHT | Trauma | EA
02240220 | 10886982063779 | 3.7MM CANNULATED CONICAL SCREW 15MM THREAD/20MM | Trauma | EA
04045095S | 10886982294685 | LOCKING SCREW FOR IM NAIL Ø 5MM/ 95MM/ XL25/ STERILE | Trauma | EA
02226675 | 10886982059963 | 4.5MM HEADLESS COMPRESSION SCREW/SHORT THREAD/75MM | Trauma | EA
217110 | 10886982155672 | 6.5MM CANCELLOUS BONE SCREW 32MM THREAD/110MM | Trauma | EA
04025440S | 10886982090461 | 4.0MM TI ANGULAR STABLE LCKNG SCR T25 50MM F/IM NAILS-STER | Trauma | EA
04211252 | 10886982119919 | 2.4/2.7MM TI VA-LCP CLOVERLEAF FUSION PLATE/LONG | Trauma | EA
02527140TS | 10886982332202 | 2.7MM VOLT(TM) CORTEX SCREW 40MM T8 STERILE | Trauma | EA
04150415SHA | 10886982305176 | 4.0MM TI SELF-DRILLING SCHANZ SCREW 15MM THRD/150MM/HA STER | Trauma | EA
02535360TS | 10886982345981 | 3.5MM VOLT(TM) LOCKING SCREW 60MM T15 STER | Trauma | EA
02127250 | 10886982043627 | 3.5MM VA-LCP PROX TIBIA PLATE SMALL BEND/12H/207MM/RIGHT | Trauma | EA
214090 | 10886982153722 | 4.5MM CORTEX SCREW 90MM | Trauma | EA
280260 | 10886982175038 | DHS®/DCS® ONE-STEP LAG SCREW 12.7MM THREAD/60MM | Trauma | EA
02536018 | 10886982327956 | 3.5MM VOLT(TM) METAPHYSEAL PL 18H/L234MM | Trauma | EA
201814 | 10886982142979 | 2.0MM CORTEX SCREW SELF-TAPPING 14MM | Trauma | EA
207070 | 10886982147974 | 4.0MM CANCELLOUS BONE SCREW PARTIALLY THREADED/70MM | Trauma | EA
241277 | 10886982166456 | 3.5MM LCP® POSTEROLATERAL DSTL HUMERUS PL-LAT SUPPORT 7H-LT | Trauma | EA
02111641 | 10886982032058 | 2.4MM VA-LCP 2-CLMN VLR DSTL RADIUS PL 6H HD/4H SHAFT/LEFT | Trauma | EA
03311375 | 10886982078735 | TI 5/8 RING/150MM DIAMETER | Trauma | EA
42231238 | 10886982259417 | 5.0MM VAL SCREW/OPTILINK(TM) SLF-TPNG/STRDRV/38MM | Trauma | EA
02110204 | 10886982030511 | VA-LCP VOLAR DISTAL RADIUS PL 5H HEAD/5H SHAFT/LT | Trauma | EA
397992 | 10886982201270 | TOMOFIX OSTEOTOMY CHISEL 10MM WIDTH | Trauma | EA
02424165 | 10886982339355 | 2.4MM VOLT(TM) CORTEX SCREW 65MM T8 | Trauma | EA
424541 | 10886982216687 | 4.5MM TI NARROW LCP® PLATE 4 HOLES/80MM | Trauma | EA
02535350TS | 10886982325549 | 3.5MM VOLT(TM) LOCKING SCREW 50MM T15 STERILE | Trauma | EA
02240216 | 10886982063755 | 3.7MM CANNULATED CONICAL SCREW 8MM THREAD/16MM | Trauma | EA
209090 | 10886982150356 | 7.0MM CANNULATED SCREW 32MM THREAD/90MM | Trauma | EA
04211028 | 10886982119063 | 2.7MM TI VA LCKNG SCR SLF-TPNG WITH T8 STARDRIVE RECESS 28MM | Trauma | EA
214734 | 10886982154385 | 4.5MM CANNULATED SCREW FULLY THREADED/34MM | Trauma | EA
04150420SHA | 10886982305183 | 4.0MM TI SELF-DRILLING SCHANZ SCREW 20MM THRD/150MM/HA STER | Trauma | EA
207720 | 10886982148407 | 4.0MM CANNULATED SCREW LONG THREAD/20MM | Trauma | EA
04424314TS | 10886982318893 | 2.4MM VOLT(TM) LOCKING SCREW 14MM T8 STERILE | Trauma | EA
02100021 | 10886982028303 | 2.4MM/2.7MM LOCKING CUBOID PLATE-LEFT | Trauma | EA
03312812 | 10886982261038 | MAXFRAME(TM) QUICK ADJUST STRUT/MEDIUM | Trauma | EA
226672 | 10886982159304 | 4.5MM CURVED BROAD LCP® PLATE 17 HOLES/318MM | Trauma | EA
239966 | 10886982163714 | 3.5MM LCP® MEDIAL PROXIMAL TIBIA PLATE 16H/RIGHT 249MM | Trauma | EA
209490 | 10886982150622 | 7.0MM CANNULATED SCREW FULLY THREADED/90MM | Trauma | EA
04045540TS | 10886982301277 | LOW PROF LCKNG SCREW F/IM NAIL Ø 4.0MM / L 40MM / XL25/ STER | Trauma | EA
04025538S | 10886982090713 | 5.0MM TI ANGULAR STABLE LCKNG SCR T25 48MM F/IM NAILS-STER | Trauma | EA
404812 | 10886982207289 | 3.5MM TI CORTEX SCREW SELF-TAPPING 12MM | Trauma | EA
02127114 | 10886982043115 | 3.5MM VARIABLE ANGLE LOCKING SCREW/SLF-TPNG/STRDRV/14MM | Trauma | EA
281925 | 10886982178008 | 95 DEG DCS® PLATE 12 HOLES/210MM | Trauma | EA
02226748S | 10886982060297 | 4.5MM HEADLESS COMPRESSION SCR/LONG THRD/48MM-STERILE | Trauma | EA
04226644 | 10886982123466 | 4.5MM TI HEADLESS COMPRESSION SCREW/SHORT THREAD/44MM | Trauma | EA
441351 | 10886982221780 | TI LCP® ONE-THIRD TUBULAR PLATE W/COLLAR 5 HOLES/57MM | Trauma | EA
02250685SHA | 10886982305114 | 6.0MM SELF-DRILLING SCHANZ SCREW 85MM THRD/250MM/HA STER | Trauma | EA
02227265 | 10886982061195 | 6.5MM HEADLESS COMPRESSION SCREW/32MM THREAD/65MM | Trauma | EA
04045348S | 10886982295026 | LOW PROF LCKNG SCREW F/IM NAIL Ø 5.0MM / L 48MM / XL25/ STER | Trauma | EA
02527041 | 10886982337054 | 2.7MM VOLT(TM) ADPTN COMBI PL 20H/177MM | Trauma | EA
02206242S | 10886982051219 | 3.5MM CRTX SCREW/LOW PROF HD SELF-TAPPING/STRDRV/42MM-STER | Trauma | EA
439989 | 10886982219848 | 4.5MM TI LCP® MEDIAL PROXIMAL TIBIA PLATE 8H/LEFT 178MM | Trauma | EA
04535880 | 10886982321442 | 4.0MM VOLT(TM) CANC SCR 80MM FULL THRD T15 | Trauma | EA
02104008 | 10886982029027 | 3.5MM LCP EXTRA-ARTICLR DISTAL HUMERUS PL 8H/RT 194MM LONG | Trauma | EA
04252640 | 10886982304605 | 6.0MM TI BLUNTED POINT SCHANZ SCREW 40MM THRD/250MM | Trauma | EA
204028 | 10886982145420 | 3.5MM CORTEX SCREW 28MM | Trauma | EA
02420148TS | 10886982314857 | 2.0MM VOLT(TM) CORTEX SCREW 48MM T6 STERILE | Trauma | EA
04205070 | 10886982116406 | 5.0MM TI CANNULATED LOCKING SCREW 70MM | Trauma | EA
02527340TS | 10886982334039 | 2.7MM VOLT(TM) LOCKING SCREW 40MM T8 STERILE | Trauma | EA
04420328TS | 10886982317810 | 2.0MM VOLT(TM) LOCKING SCREW 28MM T6 STERILE | Trauma | EA
02424026S | 10886982329882 | 2.4MM VOLT(TM) ADAPTION PLATE 6H/38MM/STERILE | Trauma | EA
02227145 | 10886982061072 | 6.5MM HEADLESS COMPRESSION SCREW/16MM THREAD/145MM | Trauma | EA
208975 | 10886982150226 | 7.3MM CANNULATED SCREW 16MM THREAD/175MM | Trauma | EA
02252540 | 10886982303776 | 5.0MM BLUNTED POINT SCHANZ SCREW 40MM THRD/250MM | Trauma | EA
02207601 | 10886982052308 | 7.3MM CANNULATED SCFE SCREW 10MM THREAD/50MM | Trauma | EA
02207115 | 10886982051929 | 7.3MM CANNULATED LOCKING SCREW 115MM | Trauma | EA
209525 | 10886982150691 | 7.0MM CANNULATED SCREW FULLY THREADED/125MM | Trauma | EA
04233916S | 10886982288516 | RFNA / 9MM / 160MM STANDARD BEND / STERILE | Trauma | EA
02150455 | 10886982303721 | 4.0MM SELF-DRILLING SCHANZ SCREW 55MM THRD/150MM | Trauma | EA
04152445SHA | 10886982305480 | 4.0MM TI BLUNTED POINT SCHANZ SCREW 45MM THRD/150MM/HA STER | Trauma | EA
04211022 | 10886982119032 | 2.7MM TI VA LCKNG SCR SLF-TPNG WITH T8 STARDRIVE RECESS 22MM | Trauma | EA
04424312TS | 10886982318855 | 2.4MM VOLT(TM) LOCKING SCREW 12MM T8 STERILE | Trauma | EA
02152460SHA | 10886982304841 | 4.0MM BLUNTED POINT SCHANZ SCREW 60MM THRD/150MM/HA STER | Trauma | EA
04031034S | 10886982094193 | 5.0MM TI RECON SCREW W/T25 STARDRIVE 120MM-STERILE | Trauma | EA
280950S | 10886982176349 | DHS®/DCS® LAG SCREW 12.7MM THREAD/95MM-STERILE | Trauma | EA
02130158 | 10886982044525 | 1.3MM LCKNG STRUT PLATE 8 HOLES-OBLIQUE-RIGHT | Trauma | EA
217055 | 10886982155566 | 6.5MM CANCELLOUS BONE SCREW 32MM THREAD/55MM | Trauma | EA
02118208 | 10886982038425 | 2.7/3.5MM VA-LCP ANTEROLATERAL DISTAL TIBIA PL/10 HOLES/RIGH | Trauma | EA
402616 | 10886982206053 | 3.0MM TI CANNULATED SCREW SHORT THREAD/16MM | Trauma | EA
04535836 | 10886982321282 | 4.0MM VOLT(TM) CANC SCR 36MM FULL THRD T15 | Trauma | EA
02527354TS | 10886982333667 | 2.7MM VOLT(TM) LOCKING SCREW 54MM T8 STERILE | Trauma | EA
02424118TS | 10886982315731 | 2.4MM VOLT(TM) CORTEX SCREW 18MM T8 STERILE | Trauma | EA
02527003S | 10886982330369 | 2.7MM VOLT(TM) COMPACT STRT PL 7H/55MM/STERILE | Trauma | EA
401883 | 10886982205292 | 2.0MM TI LOCKING SCR SLF-TPNG WITH STARDRIVE RECESS 13MM | Trauma | EA
02221084 | 10886982275561 | 3.5/4.5MM VA PPFX PROX FEMUR HOOK PL/SMALL/5HOLES/RIGHT | Trauma | EA
02206040 | 10886982050342 | 3.5MM CRTX SCREW/LOW PROF HD SELF-TAPPING/HEX DRIVE/40MM | Trauma | EA
214750 | 10886982154460 | 4.5MM CANNULATED SCREW FULLY THREADED/50MM | Trauma | EA
426632 | 10886982217264 | 4.5MM TI CURVED BROAD LCP® PLATE 13 HOLES/247MM | Trauma | EA
04233446S | 10886982291202 | RFNA / 14MM / 460MM STANDARD BEND / STERILE | Trauma | EA
04227290S | 10886982125019 | 6.5MM TI HEADLESS COMPRESSION SCR/32MM THRD/90MM-STERILE | Trauma | EA
04025546S | 10886982090751 | 5.0MM TI ANGULAR STABLE LCKNG SCR T25 56MM F/IM NAILS-STER | Trauma | EA
02100366 | 10886982028952 | 3.5MM LOCKING LOW PROFILE RECON J-PLATE 16 HOLES RIGHT | Trauma | EA
04130209 | 10886982112743 | 1.5MM TI VA-LCKNG SCR SLF-TPNG WITH T4 STARDRIVE RECESS 9MM | Trauma | EA
280265S | 10886982175069 | DHS®/DCS® ONE-STEP LAG SCREW 12.7MM THREAD/65MM-STERILE | Trauma | EA
24624 | 10886982170569 | 1.5MM T-PLATE 4 HOLES HEAD/ 9 HOLES SHAFT/50MM | Trauma | EA
04112010 | 10886982102409 | 3.5MM TI LCP SUP ANT CLAVICLE PL W/LAT EXTN 4H/RT/81MM | Trauma | EA
02527314 | 10886982334114 | 2.7MM VOLT(TM) LOCKING SCREW 14MM T8 | Trauma | EA
02221113 | 10886982275714 | 3.5/4.5MM VA PPFX PROX FEMUR PLATE/7HOLES/LEFT | Trauma | EA
03037026 | 10886982070425 | HELICAL BLADE/SCREW COUPLING SCREW | Trauma | EA
02424316TS | 10886982316370 | 2.4MM VOLT(TM) LOCKING SCREW 16MM T8 STERILE | Trauma | EA
04420041 | 10886982337801 | 2.0MM VOLT(TM) ADPTN COMBI PL 20H/153MM | Trauma | EA
04211222 | 10886982119476 | 2.4MM/2.7MM TI VA-LOCKING CUBOID PLATE/RIGHT | Trauma | EA
03311313 | 10886982078605 | TI HALF RING/130MM DIAMETER | Trauma | EA
02127120 | 10886982043146 | 3.5MM VARIABLE ANGLE LOCKING SCREW/SLF-TPNG/STRDRV/20MM | Trauma | EA
242507 | 10886982168665 | 2.4MM LCP® DISTAL RADIUS L-PLATE/-90 DEG 3H HD/4H SHAFT | Trauma | EA
04535370TS | 10886982346308 | 3.5MM VOLT(TM) LOCKING SCREW 70MM T15 STER | Trauma | EA
04424356TS | 10886982319371 | 2.4MM VOLT(TM) LOCKING SCREW 56MM T8 STERILE | Trauma | EA
406428 | 10886982207784 | 4.0MM TI CORTEX SCREW SELF-TAPPING/28MM | Trauma | EA
04114005 | 10886982104380 | 1.5MM TI LCP ADAPTION PLATE 12 HOLE | Trauma | EA
04210110TS | 10886982262561 | 2.4MM TI VA LOCKING SCREW STARDRIVE 10MM STERILE | Trauma | EA
02200016 | 10886982047816 | 3.5MM STARDRIVE CORTEX SCREW SELF-TAPPING 16MM | Trauma | EA
04535010S | 10886982328588 | 3.5MM VOLT(TM) STRAIGHT PLATE 10H/137MM/STERILE | Trauma | EA
205236 | 10886982147127 | 3.5MM CANNULATED SCREW FULLY THREADED/36MM | Trauma | EA
423410 | 10886982215994 | 3.5MM TI LCP® METAPHYSEAL PLATE 10 HOLES | Trauma | EA
02231218 | 10886982062017 | 5.0MM VARIABLE ANGLE LOCKNG SCREW/SLF-TPNG/STRDRV/18MM | Trauma | EA
04130016 | 10886982112330 | 1.3MM TI CORTEX SCREW SLF-TPNG WITH T4 STARDRIVE RECESS 16MM | Trauma | EA
02424050S | 10886982329943 | 2.4MM VOLT(TM) HOOK PLATE 6H/56MM/STERILE | Trauma | EA
412218 | 10886982211026 | 5.0MM TI LOCKING SCR SLF-TPNG WITH T25 STARDRIVE RECESS 48MM | Trauma | EA
03311047 | 10886982078063 | REDUCTION WIRE 1.8MM DIA HALF POINT TIP | Trauma | EA
275920 | 10886982174772 | 2.0MM SS ELASTIC NAIL 440MM | Trauma | EA
02221089 | 10886982275646 | 3.5/4.5MM VA PPFX PROX FEMUR HOOK PL/SMALL/8HOLES/LEFT | Trauma | EA
04233035S | 10886982289391 | RFNA / 10MM / 340MM PERIPROSTHETIC BEND / STERILE | Trauma | EA
04420112TS | 10886982316974 | 2.0MM VOLT(TM) CORTEX SCREW 12MM T6 STERILE | Trauma | EA
04045364 | 10886982293688 | LOW PROF LCKNG SCREW F/IM NAIL Ø 5.0MM / L 64MM / XL25 | Trauma | EA
04420130TS | 10886982317230 | 2.0MM VOLT(TM) CORTEX SCREW 30MM T6 STERILE | Trauma | EA
04424128TS | 10886982318411 | 2.4MM VOLT(TM) CORTEX SCREW 28MM T8 STERILE | Trauma | EA
02227275S | 10886982061249 | 6.5MM HEADLESS COMPRESSION SCR/32MM THRD/75MM-STERILE | Trauma | EA
408468 | 10886982209443 | 6.5MM TI CANNULATED SCREW FULLY THREADED 60MM | Trauma | EA
04527390 | 10886982323934 | 2.7MM VOLT(TM) LOCKING SCREW 90MM T8 | Trauma | EA
417150 | 10886982214423 | 6.5MM TI CANCELLOUS BONE SCREW 32MM THREAD/150MM | Trauma | EA
241449 | 10886982167170 | 3.5MM LCP® ANTEROLATERAL DISTAL TIBIA PL 13 HOLES/LEFT | Trauma | EA
04527128TS | 10886982332950 | 2.7MM VOLT(TM) CORTEX SCREW 28MM T8 STERILE | Trauma | EA
04214012 | 10886982120700 | 1.5MM TI LOCKING SCR SLF-TPNG WITH T4 STARDRIVE RECESS 12MM | Trauma | EA
204885 | 10886982146595 | 3.5MM CORTEX SCREW SELF-TAPPING 85MM | Trauma | EA
217090 | 10886982155634 | 6.5MM CANCELLOUS BONE SCREW 32MM THREAD/90MM | Trauma | EA
242467 | 10886982168450 | LCP® VOLAR DISTAL RADIUS PLATE EXTRA-ARTICULAR 4H HEAD-LEFT | Trauma | EA
04123020 | 10886982110169 | 3.5MM TI LCP PERIARTIC PROX HUMERUS PL 2 HOLE/91MM/RT | Trauma | EA
408474 | 10886982209504 | 6.5MM TI CANNULATED SCREW FULLY THREADED 90MM | Trauma | EA
239936 | 10886982163233 | 3.5MM LCP® PROXIMAL TIBIA PLATE 6 HOLES/107MM-RIGHT | Trauma | EA
02535650TS | 10886982320049 | 4.0MM VOLT(TM) CANC SCR 50MM PART THRD T15 STERILE | Trauma | EA
02527324 | 10886982333438 | 2.7MM VOLT(TM) LOCKING SCREW 24MM T8 | Trauma | EA
02535124TS | 10886982324412 | 3.5MM VOLT(TM) CORTEX SCREW 24MM T15 STERILE | Trauma | EA
418055 | 10886982214607 | 6.5MM TI CANCELLOUS BONE SCREW FULLY THREADED/55MM | Trauma | EA
02420008 | 10886982329356 | 2.0MM VOLT(TM) STRAIGHT PLATE 8H/58MM | Trauma | EA
202609 | 10886982144201 | 3.0MM CANNULATED SCREW SHORT THREAD/9MM | Trauma | EA
02118004 | 10886982037626 | 2.7/3.5MM VA-LCP MEDIAL DISTAL TIBIA PLATE/6 HOLES/RIGHT | Trauma | EA
201972 | 10886982143334 | 1.8MM BUTTRESS PIN/22MM | Trauma | EA
02535865TS | 10886982346056 | 4.0MM VOLT(TM) CANC SCR 65MM FULL THRD T15 STER | Trauma | EA
206065 | 10886982147394 | 4.0MM CANCELLOUS BONE SCREW FULLY THREADED/65MM | Trauma | EA
04045334 | 10886982293534 | LOW PROF LCKNG SCREW F/IM NAIL Ø 5.0MM / L 34MM / XL25 | Trauma | EA
280700 | 10886982176097 | DHS®/DCS® LAG SCREW 12.7MM THREAD/70MM | Trauma | EA
03536029 | 10886982339676 | VOLT(TM) CENTERING SLEEVE F/KIRSCHNER WIRE 1.6MM | Trauma | EA
04130316 | 10886982113344 | 2.0MM TI VA-LCKNG SCR SLF-TPNG WITH T6 STARDRIVE RECESS 16MM | Trauma | EA
441448 | 10886982221995 | 3.5MM TI LCP(TM) ANTEROLATERAL DISTAL TIBIA PL 13 HOLES/RIGH | Trauma | EA
407050 | 10886982208170 | 4.0MM TI CANCELLOUS BONE SCREW PARTIALLY THREADED/50MM | Trauma | EA
04019056 | 10886982089984 | 4.5MM TI MULTILOC SCREW LENGTH 56MM | Trauma | EA
04200026 | 10886982115720 | 3.5MM TI STARDRIVE CORTEX SCREW SELF-TAPPING 26MM | Trauma | EA
02130307 | 10886982045140 | 2.0MM VA-LCKNG SCREW SLF-TPNG WITH T6 STARDRIVE RECESS 7MM | Trauma | EA
04019044S | 10886982089878 | 4.5MM TI MULTILOC SCREW LENGTH 44MM-STERILE | Trauma | EA
242120 | 10886982168061 | 4.5MM LCP® PROXIMAL FEMUR HOOK PLATE 2 HOLES/133MM | Trauma | EA
458930 | 10886982230751 | 5.0MM TI LOCKING SCREW 30MM- FOR IM NAILS | Trauma | EA
249690 | 10886982171351 | 2.4/2.7MM LOCKING HIND/MIDFOOT PLATE 5 HOLES/31MM | Trauma | EA
02222132 | 10886982055972 | 5.0MM VA LOCKING SCREW SLF-TPNG W/T25 STARDRIVE/32MM | Trauma | EA
04045068 | 10886982292971 | LOCKING SCREW FOR IM NAIL Ø 5MM/ 68MM/ XL25 | Trauma | EA
207020 | 10886982147844 | 4.0MM CANCELLOUS BONE SCREW PARTIALLY THREADED/20MM | Trauma | EA
439966 | 10886982219626 | 3.5MM TI LCP® MEDIAL PROXIMAL TIBIA PLATE 16H/RIGHT 249MM | Trauma | EA
236503 | 10886982160676 | 3.5MM LCP OLECRANON PLATE 2 HOLES/LEFT/86MM | Trauma | EA
04210112 | 10886982118479 | 2.4MM TI VA LOCKING SCREW STARDRIVE 12MM | Trauma | EA
22459 | 10886982158512 | 4.5MM NARROW LC-DCP® PLATE 9 HOLES/160MM | Trauma | EA
03312830 | 10886982261007 | MAXFRAME(TM) SHOULDER BOLT FOR 8MM RINGS | Trauma | EA
280350S | 10886982175427 | DHS®/DCS® LAG SCREW 12.7MM THREAD/135MM-STERILE | Trauma | EA
449702 | 10886982224378 | 2.7MM TI LCP(TM) L-PLATE LT 2H HEAD/4H SHAFT | Trauma | EA
02108200 | 20886982029567 | 3.0MM DRILL TIP GUIDE WIRE WITH THREADS 230MM | Trauma | EA
04130009 | 10886982112262 | 1.3MM TI CORTEX SCREW SLF-TPNG WITH T4 STARDRIVE RECESS 9MM | Trauma | EA
402719 | 10886982206305 | 3.0MM TI CANNULATED SCREW LONG THREAD/19MM | Trauma | EA
20136197 | 10886982141866 | 2.0MM CORTEX SCREW SLF-TPNG WITH STARDRIVE RECESS 11MM | Trauma | EA
02152440SHA | 10886982304803 | 4.0MM BLUNTED POINT SCHANZ SCREW 40MM THRD/150MM/HA STER | Trauma | EA
SD03233017 | 10886982362193 | CALIBRATION UNIT RFNA PROXIMAL AIMING DEVICE | Trauma | EA
249676 | 10886982171221 | 2.4MM LCP(TM) PLATE 6 HOLES 52MM | Trauma | EA
02527004 | 10886982330376 | 2.7MM VOLT(TM) COMP STRGHT PL 8H/62MM | Trauma | EA
02535014S | 10886982328656 | 3.5MM VOLT(TM) STRAIGHT PLATE 14H/189MM/STERILE | Trauma | EA
04227050S | 10886982124418 | 6.5MM TI HEADLESS COMPRESSION SCR/16MM THRD/50MM-STERILE | Trauma | EA
207620 | 10886982148117 | 4.0MM CANNULATED SCREW SHORT THREAD/20MM | Trauma | EA
03420302 | 10886982335906 | SCREWDRIVER SHAFT T6 AO QC/ 95MM | Trauma | EA
02112127 | 10886982033758 | 2.7MM/3.5MM LCP POSTLAT DISTAL FIBULA PLATE 13H/LEFT/207MM | Trauma | EA
03118040S | 10886982073525 | 2.8MM COMPRESSION WIRE 40MM THREAD/200MM LENGTH-STER | Trauma | EA
202806 | 10886982144690 | 2.7MM CORTEX SCREW SELF-TAPPING 6MM | Trauma | EA
04152455 | 10886982304308 | 4.0MM TI BLUNTED POINT SCHANZ SCREW 55MM THRD/150MM | Trauma | EA
04424180 | 10886982339553 | 2.4MM VOLT(TM) CORTEX SCREW 80MM T8 | Trauma | EA
413328 | 10886982211972 | 5.0MM TI LOCKING HEAD SCREW SELF-TAPPING 28MM | Trauma | EA
02424144TS | 10886982316011 | 2.4MM VOLT(TM) CORTEX SCREW 44MM T8 STERILE | Trauma | EA
40181496 | 10886982204974 | 2.0MM TI CORTEX SCREW SELF-TAPPING 14MM | Trauma | EA
400811 | 10886982203717 | 1.5MM TI CORTEX SCREW SELF-TAPPING 11MM | Trauma | EA
429351 | 10886982217561 | 4.5MM TI LCP(TM) STRAIGHT RECON PLATE 5 HOLES/94MM | Trauma | EA
04130018 | 10886982112347 | 1.3MM TI CORTEX SCREW SLF-TPNG WITH T4 STARDRIVE RECESS 18MM | Trauma | EA
02424116TS | 10886982315694 | 2.4MM VOLT(TM) CORTEX SCREW 16MM T8 STERILE | Trauma | EA
412813 | 10886982211606 | 2.4MM TI LOCKING SCR SLF-TPNG WITH STARDRIVE RECESS 13MM | Trauma | EA
02535120 | 10886982324368 | 3.5MM VOLT(TM) CORTEX SCREW 20MM T15 | Trauma | EA
04130310 | 10886982113283 | 2.0MM TI VA-LCKNG SCR SLF-TPNG WITH T6 STARDRIVE RECESS 10MM | Trauma | EA
208484 | 10886982149855 | 6.5MM CANNULATED SCREW FULLY THREADED 150MM | Trauma | EA
04045076TS | 10886982302854 | LOCKING SCREW FOR IM NAIL Ø 5.0MM / L 76MM / XL25/ STER | Trauma | EA
02226327S | 10886982059338 | 2.4MM HEADLESS COMPRESSION SCR 27MM/LONG THREAD-STERILE | Trauma | EA
02222185 | 10886982056139 | 5.0MM VA LOCKING SCREW SLF-TPNG W/T25 STARDRIVE/85MM | Trauma | EA
02527320TS | 10886982333063 | 2.7MM VOLT(TM) LOCKING SCREW 20MM T8 STERILE | Trauma | EA
02527318TS | 10886982333049 | 2.7MM VOLT(TM) LOCKING SCREW 18MM T8 STERILE | Trauma | EA
02535675 | 10886982320100 | 4.0MM VOLT(TM) CANC SCR 75MM PART THRD T15 | Trauma | EA
04045046 | 10886982292803 | LOCKING SCREW FOR IM NAIL Ø 5MM/ 46MM/ XL25 | Trauma | EA
423408 | 10886982215970 | 3.5MM TI LCP® METAPHYSEAL PLATE 8 HOLES | Trauma | EA
208463 | 10886982149640 | 6.5MM CANNULATED SCREW FULLY THREADED 35MM | Trauma | EA
02527185 | 10886982333186 | 2.7MM VOLT(TM) CORTEX SCREW 85MM T8 | Trauma | EA
02210130TS | 10886982263001 | 2.4MM VA LOCKING SCREW STARDRIVE 30MM STERILE | Trauma | EA
04424020S | 10886982334473 | 2.4MM VOLT(TM) STRAIGHT PLATE 18H/168MM/STERILE | Trauma | EA
04535640 | 10886982320858 | 4.0MM VOLT(TM) CANC SCR 40MM PART THRD T15 | Trauma | EA
04045222 | 10886982293497 | LOCKING SCREW FOR IM NAIL Ø 4MM/ 22MM/ XL25 | Trauma | EA
201896 | 10886982143259 | 2.0MM LOCKING SCREW SLF-TPNG WITH STARDRIVE RECESS 26MM | Trauma | EA
04527041 | 10886982337832 | 2.7MM VOLT(TM) ADPTN COMBI PL 20H/177MM | Trauma | EA
04211013 | 10886982118981 | 2.7MM TI VA LCKNG SCR SLF-TPNG WITH T8 STARDRIVE RECESS 13MM | Trauma | EA
02240244 | 10886982063892 | 3.7MM CANNULATED CONICAL SCREW 25MM THREAD/44MM | Trauma | EA
04212056 | 10886982120625 | 3.5MM TI LOCKING SCR SLF-TPNG WITH STARDRIVE RECESS 56MM | Trauma | EA
402840 | 10886982206640 | 2.7MM TI CORTEX SCREW SELF-TAPPING 40MM | Trauma | EA
04045362TS | 10886982301048 | LOW PROF LCKNG SCREW F/IM NAIL Ø 5.0MM / L 62MM / XL25/ STER | Trauma | EA
440181 | 10886982220431 | 4.5MM TI LCP® T-PLATE 8 HOLES 147MM | Trauma | EA
212222 | 10886982152299 | 5.0MM LOCKING SCREW SLF-TPNG WITH T25 STARDRIVE RECESS 65MM | Trauma | EA
03211454 | 10886982076465 | REDUCTION JOYSTICK/5.0MM | Trauma | EA
406095 | 10886982207692 | 4.0MM TI CANCELLOUS BONE SCREW FULLY THREADED/95MM | Trauma | EA
02227085S | 10886982060846 | 6.5MM HEADLESS COMPRESSION SCR/16MM THRD/85MM-STERILE | Trauma | EA
226661 | 10886982159274 | 4.5MM BROAD LCP® PLATE 16 HOLES/296MM | Trauma | EA
494774 | 10886982236449 | 4.0MM TI SELF-DRILLING SCHANZ SCREW 20MM THRD/60MM | Trauma | EA
04130318 | 10886982113351 | 2.0MM TI VA-LCKNG SCR SLF-TPNG WITH T6 STARDRIVE RECESS 18MM | Trauma | EA
414824 | 10886982213624 | 4.5MM TI CORTEX SCREW SELF-TAPPING 24MM | Trauma | EA
04130222 | 10886982112842 | 1.5MM TI VA-LCKNG SCR SLF-TPNG WITH T4 STARDRIVE RECESS 22MM | Trauma | EA
412213S | 10886982275400 | 5.0MM TI LOCKING SCR SLF-TPNG W/T25 STARDRIVE 38MM-STERILE | Trauma | EA
04233920S | 10886982288523 | RFNA / 9MM / 200MM STANDARD BEND / STERILE | Trauma | EA
280270 | 10886982175076 | DHS®/DCS® ONE-STEP LAG SCREW 12.7MM THREAD/70MM | Trauma | EA
242509 | 10886982168689 | 2.4MM LCP® DISTAL RADIUS L-PLATE/+20 DEG 3H HD/4H SHAFT | Trauma | EA
458960S | 10886982231062 | 5.0MM TI LOCKING SCREW 60MM- FOR IM NAILS-STERILE | Trauma | EA
02535838TS | 10886982320452 | 4.0MM VOLT(TM) CANC SCR 38MM FULL THRD T15 STERILE | Trauma | EA
04527120TS | 10886982332912 | 2.7MM VOLT(TM) CORTEX SCREW 20MM T8 STERILE | Trauma | EA
04045070 | 10886982292988 | LOCKING SCREW FOR IM NAIL Ø 5MM/ 70MM/ XL25 | Trauma | EA
449914 | 10886982224415 | 2.4MM TI T-PLATE 3 HOLES HEAD/ 8 HOLES SHAFT/54MM | Trauma | EA
02424338TS | 10886982316639 | 2.4MM VOLT(TM) LOCKING SCREW 38MM T8 STERILE | Trauma | EA
328344 | 10886982191687 | ADJUSTING NUT FOR 328.335 & 328.345 | Trauma | EA
02420003S | 10886982329288 | 2.0MM VOLT(TM) COMP STRGHT PL 7H/38MM/STERILE | Trauma | EA
03037011 | 10886982070272 | HYBRID INSERTION HANDLE | Trauma | EA
20136897 | 10886982141927 | 2.0MM CORTEX SCREW SLF-TPNG WITH STARDRIVE RECESS 18MM | Trauma | EA
02424071 | 10886982337504 | 2.4MM VOLT(TM) CONDYLAR PLATE 10H/88MM | Trauma | EA
04025432S | 10886982090423 | 4.0MM TI ANGULAR STABLE LCKNG SCR T25 42MM F/IM NAILS-STER | Trauma | EA
04424334TS | 10886982319159 | 2.4MM VOLT(TM) LOCKING SCREW 34MM T8 STERILE | Trauma | EA
441692 | 10886982222367 | 2.4MM TI LCP® RADIAL HEAD NECK PLATE 4 HOLES | Trauma | EA
49212 | 20886982236231 | 1.25MM TI KIRSCHNER WIRE 150MM | Trauma | EA
04005648 | 10886982086808 | 6.0MM TI LOCKING SCREW W/T25 STARDRIVE 58MM FOR IM NAILS | Trauma | EA
SD391106 | 10886982314185 | MEDIUM-LARGE CABLE PASSER 45 DEGREE ANGLE | Trauma | EA
204830 | 10886982146335 | 3.5MM CORTEX SCREW SELF-TAPPING 30MM | Trauma | EA
04015525 | 10886982088833 | 5.0MM TI DUAL CORE LCKNG SCREW T25 STARDRIVE 35MM F/IM NAILS | Trauma | EA
02206062 | 10886982050601 | 3.5MM CRTX SCREW/LOW PROF HD SELF-TAPPING/HEX DRIVE/62MM | Trauma | EA
02527317 | 10886982334145 | 2.7MM VOLT(TM) LOCKING SCREW 17MM T8 | Trauma | EA
04130205 | 10886982112705 | 1.5MM TI VA-LCKNG SCR SLF-TPNG WITH T4 STARDRIVE RECESS 5MM | Trauma | EA
401806 | 10886982204820 | 2.0MM TI CORTEX SCREW SELF-TAPPING 6MM | Trauma | EA
400526 | 10886982203410 | 1.0MM TI CORTEX SCREW SELF-TAPPING 6MM | Trauma | EA
02204052 | 10886982049506 | 4.0MM LOCKING SCREW SLF-TPNG WITH T25 STARDRIVE RECESS 52MM | Trauma | EA
SD03211116 | 10886982349873 | CANNULATED CIRCULAR REAMER 16MM | Trauma | EA
412326 | 10886982211354 | 3.5MM TI CONICAL SCREW SLF-TPNG FULLY THREADED 70MM | Trauma | EA
207672 | 10886982148377 | 4.0MM CANNULATED SCREW-SHORT THREAD 72MM | Trauma | EA
04527136TS | 10886982325211 | 2.7MM VOLT(TM) CORTEX SCREW 36MM T8 STERILE | Trauma | EA
03037114 | 10886982344380 | 125 DEG AIMING ARM STATIC+DYNAMIC DISTAL LOCKING | Trauma | EA
02211255 | 10886982054562 | 2.4/2.7MM VA-LCP T-FUSION PL 2 HOLE HEAD/LONG | Trauma | EA
208115 | 10886982149008 | 7.0MM CANNULATED SCREW 16MM THREAD/115MM | Trauma | EA
214742 | 10886982154422 | 4.5MM CANNULATED SCREW FULLY THREADED/42MM | Trauma | EA
402614 | 10886982206039 | 3.0MM TI CANNULATED SCREW SHORT THREAD/14MM | Trauma | EA
04112108 | 10886982103147 | 2.7MM/3.5MM TI LCP POSTLAT DSTL FIBULA PL 4H/RIGHT/90MM | Trauma | EA
04535152TS | 10886982326164 | 3.5MM VOLT(TM) CORTEX SCREW 52MM T15 STERILE | Trauma | EA
04130322 | 10886982113375 | 2.0MM TI VA-LCKNG SCR SLF-TPNG WITH T6 STARDRIVE RECESS 22MM | Trauma | EA
02420119TS | 10886982314550 | 2.0MM VOLT(TM) CORTEX SCREW 19MM T6 STERILE | Trauma | EA
224611 | 10886982158567 | 4.5MM NARROW LCP® PLATE 11 HOLES/206MM | Trauma | EA
212331 | 10886982152633 | 3.5MM CONICAL SCREW SLF-TPNG FULLY THREADED 95MM | Trauma | EA
400822 | 10886982203847 | 1.5MM TI CORTEX SCREW SELF-TAPPING 22MM | Trauma | EA
494769 | 10886982236364 | 4.0MM/2.5MM TI SELF-DRILLING SCHANZ SCREW 20MM THRD/80MM | Trauma | EA
214866 | 10886982154828 | 4.5MM CORTEX SCREW SELF-TAPPING 66MM | Trauma | EA
04211032 | 10886982119087 | 2.7MM TI VA LCKNG SCR SLF-TPNG WITH T8 STARDRIVE RECESS 32MM | Trauma | EA
409635 | 10886982209924 | 7.3MM TI CANNULATED SCREW FULLY THREADED/35MM | Trauma | EA
02221101 | 10886982276148 | 3.5MM VA PPFX GT RING ATTCHMT PLATE/SMALL/LEFT | Trauma | EA
04130213 | 10886982112781 | 1.5MM TI VA-LCKNG SCR SLF-TPNG WITH T4 STARDRIVE RECESS 13MM | Trauma | EA
04226340 | 10886982123206 | 2.4MM TI HEADLESS COMPRESSION SCREW-LONG THREAD 40MM | Trauma | EA
02124205 | 10886982042514 | 3.5MM LCP PROXIMAL TIBIA PLATE LOW BEND 6 HOLES/102MM/LEFT | Trauma | EA
40150996 | 10886982204318 | 2.4MM TI CORTEX SCREW SELF-TAPPING 9MM | Trauma | EA
04015572S | 10886982089120 | 5.0MM TI DUAL CORE LCKNG SCREW T25 STRDRV 82MM F/IM NAIL-STE | Trauma | EA
02527334 | 10886982334152 | 2.7MM VOLT(TM) LOCKING SCREW 34MM T8 | Trauma | EA
02420332 | 10886982315281 | 2.0MM VOLT(TM) LOCKING SCREW 32MM T6 | Trauma | EA
214038 | 10886982153517 | 4.5MM CORTEX SCREW 38MM | Trauma | EA
04005632 | 10886982086648 | 6.0MM TI LOCKING SCREW W/T25 STARDRIVE 42MM FOR IM NAILS | Trauma | EA
407030 | 10886982208132 | 4.0MM TI CANCELLOUS BONE SCREW PARTIALLY THREADED/30MM | Trauma | EA
406418 | 10886982207739 | 4.0MM TI CORTEX SCREW SELF-TAPPING/18MM | Trauma | EA
204040 | 10886982145482 | 3.5MM CORTEX SCREW 40MM | Trauma | EA
218015 | 10886982155825 | 6.5MM CANCELLOUS BONE SCREW WITH 4.0MM CORE DIA/90MM | Trauma | EA
02226756 | 10886982060365 | 4.5MM HEADLESS COMPRESSION SCREW/LONG THREAD/56MM | Trauma | EA
04536036 | 10886982329202 | 3.5MM VOLT(TM) T-PLATE 4H HEAD/6H SHAFT/78MM | Trauma | EA
280475 | 10886982175571 | DHS®/DCS® LAG SCREW 14.0MM THREAD/75MM | Trauma | EA
04118534 | 10886982108982 | 2.7MM TI METAPHYSEAL SCR/SLF- TPNG W/T8 STRDRV RECESS/34MM | Trauma | EA
04424005S | 10886982334374 | 2.4MM VOLT(TM) COMPACT STRT PL 10H/70MM/STERILE | Trauma | EA
208417 | 10886982149244 | 6.5MM CANNULATED SCREW 16MM THREAD 110MM | Trauma | EA
02172640S | 10886982308559 | 6.0MM BLUNTED POINT SCHANZ SCREW 40MM THRD/175MM/STERILE | Trauma | EA
422252 | 10886982215369 | TI LCP(TM) DISTAL FEMUR PLATE 7 HOLES/196MM-RIGHT | Trauma | EA
458950S | 10886982230966 | 5.0MM TI LOCKING SCREW 50MM- FOR IM NAILS-STERILE | Trauma | EA
02231238 | 10886982062116 | 5.0MM VARIABLE ANGLE LOCKNG SCREW/SLF-TPNG/STRDRV/38MM | Trauma | EA
42231300S | 10886982259622 | 5.0MM VAL SCREW/OPTILINK(TM) SLF-TPNG/STRDRV/100MM-STERILE | Trauma | EA
280695S | 10886982176080 | DHS®/DCS® ONE-STEP LAG SCREW 14MM DIA. THREAD/95MM-STERILE | Trauma | EA
24808 | 10886982171092 | 3.5MM DCP® PLATE 8 HOLES/97MM | Trauma | EA
02420318TS | 10886982315137 | 2.0MM VOLT(TM) LOCKING SCREW 18MM T6 STERILE | Trauma | EA
02130207 | 10886982044617 | 1.5MM VA-LCKNG SCREW SLF-TPNG WITH T4 STARDRIVE RECESS 7MM | Trauma | EA
241447 | 10886982167132 | 3.5MM LCP® ANTEROLATERAL DISTAL TIBIA PL 11 HOLES/LEFT | Trauma | EA
211842 | 10886982151650 | 2.4MM CANNULATED SCREW SHORT THREAD 18MM | Trauma | EA
449917 | 10886982224446 | 2.4MM TI CONDYLAR PLATE 8 HOLES/57MM - LEFT | Trauma | EA
04226228S | 10886982122698 | 2.4MM TI HDLSS COMPRESSION SCR 28MM/SHORT THREAD-STERILE | Trauma | EA
04527306TS | 10886982323217 | 2.7MM VOLT(TM) LOCKING SCREW 6MM T8 STERILE | Trauma | EA
02130251 | 10886982044778 | 1.5MM VAL STRAIGHT PLATE 12 HOLES | Trauma | EA
207940 | 10886982148766 | 4.0MM CANCELLOUS BONE SCREW 5.0MM HEAD-PART THRDD/40MM | Trauma | EA
04252555SHA | 10886982305350 | 5.0MM TI BLUNTED POINT SCHANZ SCREW 55MM THRD/250MM/HA STER | Trauma | EA
280340 | 10886982175373 | DHS®/DCS® ONE-STEP LAG SCREW 12.7MM THREAD/140MM | Trauma | EA
04233116S | 10886982290595 | RFNA / 11MM / 160MM STANDARD BEND / STERILE | Trauma | EA
04535120TS | 10886982325846 | 3.5MM VOLT(TM) CORTEX SCREW 20MM T15 STERILE | Trauma | EA
02204022 | 10886982049353 | 4.0MM LOCKING SCREW SLF-TPNG WITH T25 STARDRIVE RECESS 22MM | Trauma | EA
222657 | 10886982157300 | 4.5MM LCP® CONDYLAR PLATE 6 HOLES/170MM-LEFT | Trauma | EA
02222150 | 10886982056061 | 5.0MM VA LOCKING SCREW SLF-TPNG W/T25 STARDRIVE/50MM | Trauma | EA
04424156 | 10886982318688 | 2.4MM VOLT(TM) CORTEX SCREW 56MM T8 | Trauma | EA
201774 | 10886982142801 | 2.4MM CORTEX SCREW SLF-TPNG WITH T8 STARDRIVE RECESS 24MM | Trauma | EA
204650 | 10886982146021 | 3.5MM PELVIC CORTEX SCREW SELF-TAPPING 50MM | Trauma | EA
02535865S | 10886982321749 | 4.0MM VOLT(TM) CANC SCR 65MM FULL THRD T15 STERILE | Trauma | EA
04112112 | 10886982103222 | 2.7MM/3.5MM TI LCP POSTLAT DSTL FIBULA PL/6H/RIGHT/116MM | Trauma | EA
02420026S | 10886982329448 | 2.0MM VOLT(TM) ADAPTION PLATE 6H/33MM/STERILE | Trauma | EA
60536320 | 10886982345356 | 2.7/3.5 VOLT (TM) BEND CUT INSTR 1 H 2/3 W ALUM TRAY | Trauma | EA
04130367 | 10886982113627 | 2.0MM TI VAL FRACTURE PLATE 6 HOLES | Trauma | EA
02210952 | 10886982053299 | 2.4MM CORTEX SCREW SLF-TPNG WITH T8 STARDRIVE RECESS 52MM | Trauma | EA
02535380S | 10886982327109 | 3.5MM VOLT(TM) LOCKING SCREW 80MM T15 STERILE | Trauma | EA
214054 | 10886982153593 | 4.5MM CORTEX SCREW 54MM | Trauma | EA
226641 | 10886982159212 | 4.5MM BROAD LCP® PLATE 14 HOLES/260MM | Trauma | EA
04031023 | 10886982093967 | 5.0MM TI RECON SCREW W/T25 STARDRIVE 65MM | Trauma | EA
204645 | 10886982146014 | 3.5MM PELVIC CORTEX SCREW SELF-TAPPING 45MM | Trauma | EA
04527002S | 10886982334954 | 2.7MM VOLT(TM) COMPACT STRT PL 6H/48MM/STERILE | Trauma | EA
04420330 | 10886982317827 | 2.0MM VOLT(TM) LOCKING SCREW 30MM T6 | Trauma | EA
02535058 | 10886982328472 | 3.5MM VOLT(TM) RECON PLATE 8H/94MM | Trauma | EA
03311970 | 10886982079480 | TI FOOT RING Ø200MM/SHORT | Trauma | EA
04112820 | 10886982279538 | 2.7MM TI VA LCP HOOK PLATE SHORT/ 9MM/ LEFT | Trauma | EA
447233 | 10886982223784 | 2.0MM TI T-PLATE 3 HOLES HEAD/ 8 HOLES SHAFT | Trauma | EA
04100023 | 10886982099488 | 2.4/2.7MM TI LOCKING TALUS PLATE | Trauma | EA
02221100 | 10886982275998 | 3.5MM VA PPFX GT RING ATTCHMT PLATE/SMALL/RIGHT | Trauma | EA
02172635 | 10886982303875 | 6.0MM BLUNTED POINT SCHANZ SCREW 35MM THRD/175MM | Trauma | EA
426571 | 10886982217134 | 4.5MM TI BROAD LCP® PLATE 7 HOLES/134MM | Trauma | EA
04206224 | 10886982117564 | 3.5MM TI CRTX SCR/LOW PROF HD SELF-TAPPING/STARDRIVE/24MM | Trauma | EA
458928S | 10886982230744 | 5.0MM TI LOCKING SCREW 28MM- FOR IM NAILS-STERILE | Trauma | EA
02527073S | 10886982339485 | 2.7MM VOLT(TM) TRIANGLE PLATE 10H/101MM/STERILE | Trauma | EA
04424313 | 10886982318862 | 2.4MM VOLT(TM) LOCKING SCREW 13MM T8 | Trauma | EA
02424350 | 10886982316745 | 2.4MM VOLT(TM) LOCKING SCREW 50MM T8 | Trauma | EA
04152425 | 10886982304179 | 4.0MM TI BLUNTED POINT SCHANZ SCREW 25MM THRD/150MM | Trauma | EA
202210 | 10886982143945 | 2.7MM LOCKING SCREW SLF-TPNG WITH T8 STARDRIVE RECESS 10MM | Trauma | EA
201808 | 10886982142917 | 2.0MM CORTEX SCREW SELF-TAPPING 8MM | Trauma | EA
02226126 | 10886982058386 | 3.0MM HEADLESS COMPRESSION SCREW-LONG THREAD 26MM | Trauma | EA
02535385 | 10886982325679 | 3.5MM VOLT(TM) LOCKING SCREW 85MM T15 | Trauma | EA
02117009 | 10886982035769 | 2.7MM/3.5MM VA-LCP POSTLAT DHP-LAT SUPT 9H/RT/153MM-XLNG | Trauma | EA
02206310S | 10886982051714 | 3.5MM CRTX SCREW/LOW PROF HD SELF-TAPPING/STRDRV/110MM-STER | Trauma | EA
04226730S | 10886982123831 | 4.5MM TI HEADLESS COMPRESSION SCR/LONG THRD/30MM-STERILE | Trauma | EA
436506 | 10886982217974 | 3.5MM TI LCP OLECRANON PLATE 6 HOLES/RIGHT/138MM | Trauma | EA
02204016 | 10886982049322 | 4.0MM LOCKING SCREW SLF-TPNG WITH T25 STARDRIVE RECESS 16MM | Trauma | EA
441918 | 10886982222473 | 3.5MM TI LCP® PROXIMAL HUMERUS PLATE-LONG 5H SHAFT/142MM | Trauma | EA
418019 | 10886982214539 | 6.5MM TI CANCELLOUS BONE SCREW WITH 4.0MM CORE DIA/110MM | Trauma | EA
407772 | 10886982208828 | 4.0MM TI CANNULATED SCREW- LONG THREAD 72MM | Trauma | EA
407636 | 10886982208415 | 4.0MM TI CANNULATED SCREW SHORT THREAD/36MM | Trauma | EA
02535816 | 10886982320223 | 4.0MM VOLT(TM) CANC SCR 16MM FULL THRD T15 | Trauma | EA
208454 | 10886982149596 | 6.5MM CANNULATED SCREW 32MM THREAD 170MM | Trauma | EA
412107 | 10886982210401 | 3.5MM TI LOCKING SCR SLF-TPNG WITH STARDRIVE RECESS 22MM | Trauma | EA
218070 | 10886982155979 | 6.5MM CANCELLOUS BONE SCREW FULLY THREADED/70MM | Trauma | EA
02214012 | 10886982055293 | 1.5MM LOCKING SCREW SLF-TPNG WITH T4 STARDRIVE RECESS 12MM | Trauma | EA
SD03111570 | 10886982341365 | GUIDE BLOCK FOR TWO-COLUMN 7 HOLE/RIGHT | Trauma | EA
04227350 | 10886982125248 | 6.5MM TI HEADLESS COMPRESSION SCREW/32MM THREAD/150MM | Trauma | EA
412217S | 10886982275448 | 5.0MM TI LOCKING SCR SLF-TPNG W/T25 STARDRIVE 46MM-STERILE | Trauma | EA
04233945S | 10886982288905 | RFNA / 9MM / 440MM PERIPROSTHETIC BEND / STERILE | Trauma | EA
207100 | 10886982148032 | 4.0MM CANCELLOUS BONE SCREW PARTIALLY THREADED/100MM | Trauma | EA
04420350 | 10886982318022 | 2.0MM VOLT(TM) LOCKING SCREW 50MM T6 | Trauma | EA
SD03111600 | 10886982288141 | FIXED ANGLED GUIDE BLOCKS 6 HOLE RIGHT | Trauma | EA
407760 | 10886982208798 | 4.0MM TI CANNULATED SCREW- LONG THREAD 60MM | Trauma | EA
42231635 | 10886982259073 | 5.0MM CANN VAL SCREW OPTILINK(TM)/35MM | Trauma | EA
239960 | 10886982163592 | 3.5MM LCP® MEDIAL PROXIMAL TIBIA PLATE 10H/RIGHT 171MM | Trauma | EA
04535626 | 10886982320797 | 4.0MM VOLT(TM) CANC SCR 26MM PART THRD T15 | Trauma | EA
04210958 | 10886982118912 | 2.4MM TI CORTEX SCREW SLF-TPNG WITH T8 STARDRIVE RECESS 58MM | Trauma | EA
02111520 | 10886982031716 | 2.4MM VA-LCP 2-COL DSTL RAD PL NRW 6H HD/2H SHAFT/RT | Trauma | EA
02118558 | 10886982039644 | 2.7MM METAPHYSEAL SCR SLF-TPNG W/T8 STRDRV RECESS/58MM | Trauma | EA
04420118 | 10886982317087 | 2.0MM VOLT(TM) CORTEX SCREW 18MM T6 | Trauma | EA
60104014 | 10886982242303 | 3.5MM LCP HOOK PL RETROFIT KIT FOR OLECRANON PLATE TRAY | Trauma | EA
02210111 | 10886982052872 | 2.4MM VA LCKNG SCREW SLF-TPNG WITH STARDRIVE RECESS 11MM | Trauma | EA
04032070S | 10886982094797 | 11.0MM TI TROCH FIXATION NAIL SCREW/70MM - STERILE | Trauma | EA
407648 | 10886982208477 | 4.0MM TI CANNULATED SCREW SHORT THREAD/48MM | Trauma | EA
04210128TS | 10886982262745 | 2.4MM TI VA LOCKING SCREW STARDRIVE 28MM STERILE | Trauma | EA
03311250 | 10886982078551 | STANDOFF 50MM LONG | Trauma | EA
04025558S | 10886982090812 | 5.0MM TI ANGULAR STABLE LCKNG SCR T25 68MM F/IM NAILS-STER | Trauma | EA
201664 | 10886982142320 | 2.4MM CORTEX SCREW SELF-TAPPING 34MM | Trauma | EA
03312180 | 10886982260826 | MAXFRAME(TM) FULL RING 180MM ALUMINUM | Trauma | EA
SD03007015 | 10886982344120 | SCREWDRIVER - HEXAGONAL 5.0MM | Trauma | EA
04118562 | 10886982109262 | 2.7MM TI METAPHYSEAL SCR/SLF- TPNG W/T8 STRDRV RECESS 62MM | Trauma | EA
04120602 | 10886982109729 | 3.5MM TI LCKNG ATTACHMENT PL FOR 4.5MM LCP PLATE/8 HOLE | Trauma | EA
02527004S | 10886982330383 | 2.7MM VOLT(TM) COMPACT STRT PL 8H/62MM/STERILE | Trauma | EA
02535828TS | 10886982320353 | 4.0MM VOLT(TM) CANC SCR 28MM FULL THRD T15 STERILE | Trauma | EA
02205250 | 10886982049940 | 5.0MM CANNULATED CONICAL SCREW 50MM | Trauma | EA
442512 | 10886982223043 | 2.4MM TI LCP(TM) DISTAL RADIUS L-PLATE/-20DEG 3H HD/4H SHAFT | Trauma | EA
02227060S | 10886982060747 | 6.5MM HEADLESS COMPRESSION SCR/16MM THRD/60MM-STERILE | Trauma | EA
02250555S | 10886982308344 | 5.0MM SELF-DRILLING SCHANZ SCREW 55MM THRD/250MM/STERILE | Trauma | EA
213465 | 10886982153333 | 5.0MM LOCKING SCREW SELF-DRILLING 65MM | Trauma | EA
04226221S | 10886982122551 | 2.4MM TI HDLSS COMPRESSION SCR 21MM/SHORT THREAD-STERILE | Trauma | EA
280480 | 10886982175595 | DHS®/DCS® LAG SCREW 14.0MM THREAD/80MM | Trauma | EA
413334 | 10886982212009 | 5.0MM TI LOCKING HEAD SCREW SELF-TAPPING 34MM | Trauma | EA
407744 | 10886982208712 | 4.0MM TI CANNULATED SCREW LONG THREAD/44MM | Trauma | EA
03311984 | 10886982079503 | TI FOOT RING Ø140MM/LONG | Trauma | EA
02100113 | 10886982028488 | 3.5MM LOCKING LOW PROFILE RECON PLATE 13 HOLES | Trauma | EA
04226234S | 10886982122773 | 2.4MM TI HDLSS COMPRESSION SCR 34MM/SHORT THREAD-STERILE | Trauma | EA
209890 | 10886982151230 | 7.3MM CANNULATED SCREW 32MM THREAD/90MM | Trauma | EA
02206070 | 10886982050700 | 3.5MM CRTX SCREW/LOW PROF HD SELF-TAPPING/HEX DRIVE/70MM | Trauma | EA
02424006 | 10886982329776 | 2.4MM VOLT(TM) STRAIGHT PLATE 6H/60MM | Trauma | EA
404216 | 10886982207128 | 3.5MM TI SHAFT SCREW 16MM | Trauma | EA
02226320S | 10886982059192 | 2.4MM HEADLESS COMPRESSION SCR 20MM/LONG THREAD-STERILE | Trauma | EA
04045250TS | 10886982301796 | LOCKING SCREW FOR IM NAIL Ø 4MM/ 50MM/ XL25/ STERILE | Trauma | EA
208468 | 10886982149695 | 6.5MM CANNULATED SCREW FULLY THREADED 60MM | Trauma | EA
206490 | 10886982147769 | 4.0MM CORTEX SCREW SELF-TAPPING 90MM | Trauma | EA
04211016 | 10886982119001 | 2.7MM TI VA LCKNG SCR SLF-TPNG WITH T8 STARDRIVE RECESS 16MM | Trauma | EA
04535007S | 10886982328946 | 3.5MM VOLT(TM) STRAIGHT PLATE 7H/98MM/STERILE | Trauma | EA
04025526S | 10886982090652 | 5.0MM TI ANGULAR STABLE LCKNG SCR T25 36MM F/IM NAILS-STER | Trauma | EA
205020 | 10886982146793 | 3.5MM CANNULATED SCREW PARTIALLY THREADED/20MM | Trauma | EA
408484 | 10886982209603 | 6.5MM TI CANNULATED SCREW FULLY THREADED 150MM | Trauma | EA
02535614TS | 10886982319821 | 4.0MM VOLT(TM) CANC SCR 14MM PART THRD T15 STERILE | Trauma | EA
02211022 | 10886982053626 | 2.7MM VA LCKNG SCREW SLF-TPNG WITH T8 STARDRIVE RECESS 22MM | Trauma | EA
42659 | 10886982217165 | 4.5MM TI BROAD LC-DCP® PLATE 9 HOLES/160MM | Trauma | EA
02110300 | 20886982030617 | 1.8MM KIRSCHNER WIRE WITH TROCAR POINT 150MM | Trauma | EA
40081896 | 10886982203816 | 1.5MM TI CORTEX SCREW SELF-TAPPING 18MM | Trauma | EA
04535885S | 10886982321961 | 4.0MM VOLT(TM) CANC SCR 85MM FULL THRD T15 STERILE | Trauma | EA
02424352 | 10886982316769 | 2.4MM VOLT(TM) LOCKING SCREW 52MM T8 | Trauma | EA
02226138 | 10886982058546 | 3.0MM HEADLESS COMPRESSION SCREW-LONG THREAD 38MM | Trauma | EA
201760TS | 10886982262912 | 2.4MM CORTEX SCREW SLF-TPNG WITH T8 STARDRIVE 10MM STERILE | Trauma | EA
245032 | 10886982169464 | 3.5MM LOW PROFILE RECONSTRUCTION PLATE 12 HOLES | Trauma | EA
229411 | 10886982159601 | 4.5MM LCP(TM) STRAIGHT RECON PLATE 11 HOLES/208MM | Trauma | EA
458952S | 10886982230980 | 5.0MM TI LOCKING SCREW 52MM- FOR IM NAILS-STERILE | Trauma | EA
04231022S | 10886982258724 | 5.0MM TI VA POSITIONING PIN STERILE | Trauma | EA
406475 | 10886982207975 | 4.0MM TI CORTEX SCREW SELF-TAPPING/75MM | Trauma | EA
02206300 | 10886982051660 | 3.5MM CRTX SCREW/LOW PROF HD SELF-TAPPING/STAR DRIVE/100MM | Trauma | EA
412806 | 10886982211538 | 2.4MM TI LOCKING SCR SLF-TPNG WITH STARDRIVE RECESS 6MM | Trauma | EA
408466 | 10886982209429 | 6.5MM TI CANNULATED SCREW FULLY THREADED 50MM | Trauma | EA
209445 | 10886982150530 | 7.0MM CANNULATED SCREW FULLY THREADED/45MM | Trauma | EA
02424073S | 10886982339348 | 2.4MM VOLT(TM) TRIANGLE PLATE 10H/93MM/STERILE | Trauma | EA
214890 | 10886982154897 | 4.5MM CORTEX SCREW SELF-TAPPING 90MM | Trauma | EA
02124412 | 10886982042859 | 4.5MM VA-LCP CURVED CONDYLAR PLATE/12 HOLE/266MM/RIGHT | Trauma | EA
04150435SHA | 10886982305213 | 4.0MM TI SELF-DRILLING SCHANZ SCREW 35MM THRD/150MM/HA STER | Trauma | EA
02226652 | 10886982059826 | 4.5MM HEADLESS COMPRESSION SCREW/SHORT THREAD/52MM | Trauma | EA
60529310 | 10886982341600 | VOLT(TM) MINI REDUC INSTRUMENT 1 HIGH 1/3 WIDTH ALUM TRAY | Trauma | EA
241287 | 10886982166616 | 3.5MM LCP® MEDIAL DISTAL HUMERUS PLATE 7 HOLES-LEFT | Trauma | EA
04420112 | 10886982316967 | 2.0MM VOLT(TM) CORTEX SCREW 12MM T6 | Trauma | EA
212202 | 10886982152091 | 5.0MM LOCKING SCREW SLF-TPNG WITH T25 STARDRIVE RECESS 16MM | Trauma | EA
04124413 | 10886982110985 | 4.5MM TI VA-LCP CRVD CONDYLAR PLATE/12 HOLE/266MM/LEFT | Trauma | EA
02205120 | 10886982049865 | 5.0MM CANNULATED LOCKING SCREW 120MM | Trauma | EA
04045562 | 10886982294258 | LOW PROF LCKNG SCREW F/IM NAIL Ø 4.0MM / L 62MM / XL25 | Trauma | EA
02424370TS | 10886982345844 | 2.4MM VOLT(TM) LOCKING SCREW 70MM T8 STERILE | Trauma | EA
414720 | 10886982213327 | 4.5MM TI CANNULATED SCREW FULLY THREADED/20MM | Trauma | EA
02538508 | 10886982344595 | 3.5 VOLT(TM) PROX HUM PLATE LONG/8H/196MM | Trauma | EA
04112910 | 10886982279590 | 2.7MM TI VA LCP BUTTON HOOK PLATE/ 9MM/ LEFT | Trauma | EA
04424380S | 10886982319623 | 2.4MM VOLT(TM) LOCKING SCREW 80MM T8 STERILE | Trauma | EA
04535385S | 10886982327352 | 3.5MM VOLT(TM) LOCKING SCREW 85MM T15 STERILE | Trauma | EA
03111701 | 10886982072535 | GUIDE BLOCK FOR 2 COLUMN PLATE 7 HOLE HEAD/LEFT | Trauma | EA
02206252 | 10886982051325 | 3.5MM CRTX SCREW/LOW PROF HD SELF-TAPPING/STAR DRIVE/52MM | Trauma | EA
209465 | 10886982150578 | 7.0MM CANNULATED SCREW FULLY THREADED/65MM | Trauma | EA
294788 | 10886982182227 | 5.0MM SELF-DRILLING SCHANZ SCREW 80MM THRD/250MM | Trauma | EA
04527190 | 10886982323194 | 2.7MM VOLT(TM) CORTEX SCREW 90MM T8 | Trauma | EA
04424040S | 10886982334534 | 2.4MM VOLT(TM) ADAPTION PLATE 20H/125MM/STERILE | Trauma | EA
04045330TS | 10886982301338 | LOW PROF LCKNG SCREW F/IM NAIL Ø 5.0MM / L 30MM / XL25/ STER | Trauma | EA
20136697 | 10886982141910 | 2.0MM CORTEX SCREW SLF-TPNG WITH STARDRIVE RECESS 16MM | Trauma | EA
04045086S | 10886982294654 | LOCKING SCREW FOR IM NAIL Ø 5MM/ 86MM/ XL25/ STERILE | Trauma | EA
418090 | 10886982214676 | 6.5MM TI CANCELLOUS BONE SCREW FULLY THREADED/90MM | Trauma | EA
04527317 | 10886982323422 | 2.7MM VOLT(TM) LOCKING SCREW 17MM T8 | Trauma | EA
280280 | 10886982175113 | DHS®/DCS® ONE-STEP LAG SCREW 12.7MM THREAD/80MM | Trauma | EA
208407 | 10886982149145 | 6.5MM CANNULATED SCREW 16MM THREAD 60MM | Trauma | EA
03311036 | 10886982077998 | SMOOTH WIRE 1.5MM DIA HALF POINT TIP | Trauma | EA
02112008 | 10886982032591 | 3.5MM LCP SUP ANT CLAVICLE PL W/LAT EXTN 6H/RT/108MM | Trauma | EA
241351 | 10886982166852 | LCP ONE-THIRD TUBULAR PLATE WITH COLLAR 5 HOLES/57MM | Trauma | EA
202845 | 10886982144898 | 2.7MM CORTEX SCREW SELF-TAPPING 45MM | Trauma | EA
42231655 | 10886982259110 | 5.0MM CANN VAL SCREW OPTILINK(TM)/55MM | Trauma | EA
02206262 | 10886982051448 | 3.5MM CRTX SCREW/LOW PROF HD SELF-TAPPING/STAR DRIVE/62MM | Trauma | EA
04233946S | 10886982288639 | RFNA / 9MM / 460MM STANDARD BEND / STERILE | Trauma | EA
02221152 | 10886982276520 | 3.5MM VA PPFX DSTL FEMUR SPAN ATTCHMT PL/4H LNG/RIGHT | Trauma | EA
02206256 | 10886982051387 | 3.5MM CRTX SCREW/LOW PROF HD SELF-TAPPING/STAR DRIVE/56MM | Trauma | EA
02172650SHA | 10886982348210 | 6.0MM BLUNTED POINT SCHANZ SCREW 50MM THRD/175MM/HA STER | Trauma | EA
04420348TS | 10886982318015 | 2.0MM VOLT(TM) LOCKING SCREW 48MM T6 STERILE | Trauma | EA
207942 | 10886982148773 | 4.0MM CANCELLOUS BONE SCREW 5.0MM HEAD-PART THRDD/42MM | Trauma | EA
241919 | 10886982167668 | 3.5MM LCP® PROXIMAL HUMERUS PLATE-LONG 6H SHAFT/160MM | Trauma | EA
04424158TS | 10886982346070 | 2.4MM VOLT(TM) CORTEX SCREW 58MM T8 STERILE | Trauma | EA
04424114TS | 10886982318213 | 2.4MM VOLT(TM) CORTEX SCREW 14MM T8 STERILE | Trauma | EA
226681 | 10886982159335 | 4.5MM BROAD LCP® PLATE 18 HOLES/332MM | Trauma | EA
39197 | 10886982198587 | WIRE CUTTER/175MM | Trauma | EA
04005452S | 10886982085658 | 4.0MM TI LOCKING SCREW W/T25 STARDRIVE 62MM F/IM NAILS-STER | Trauma | EA
04111751 | 10886982102225 | 2.4MM TI VA-LCP 2-CLMN VLR DST RADIUS PL 7H HD/5H SHAFT/LT | Trauma | EA
42231265 | 10886982259509 | 5.0MM VAL SCREW/OPTILINK(TM) SLF-TPNG/STRDRV/65MM | Trauma | EA
04424148TS | 10886982318619 | 2.4MM VOLT(TM) CORTEX SCREW 48MM T8 STERILE | Trauma | EA
02424328TS | 10886982316530 | 2.4MM VOLT(TM) LOCKING SCREW 28MM T8 STERILE | Trauma | EA
02124209 | 10886982042552 | 3.5MM LCP PROXIMAL TIBIA PLATE LOW BEND 8 HOLES/128MM/LEFT | Trauma | EA
408840 | 10886982209665 | 7.3MM TI CANNULATED SCREW 16MM THREAD/40MM | Trauma | EA
04527140TS | 10886982333995 | 2.7MM VOLT(TM) CORTEX SCREW 40MM T8 STERILE | Trauma | EA
04045366 | 10886982293695 | LOW PROF LCKNG SCREW F/IM NAIL Ø 5.0MM / L 66MM / XL25 | Trauma | EA
441289 | 10886982221650 | 3.5MM TI LCP® MEDIAL DISTAL HUMERUS PLATE 9 HOLES-LEFT | Trauma | EA
02127165 | 10886982043351 | 3.5MM VARIABLE ANGLE LOCKING SCREW/SLF-TPNG/STRDRV/65MM | Trauma | EA
408412 | 10886982208941 | 6.5MM TI CANNULATED SCREW 16MM THREAD 85MM | Trauma | EA
04038110S | 10886982098559 | TFNA SCREW 110MM - STERILE | Trauma | EA
02118562 | 10886982039682 | 2.7MM METAPHYSEAL SCR SLF-TPNG W/T8 STRDRV RECESS 62MM | Trauma | EA
02527069S | 10886982337535 | 2.7MM VOLT(TM) CONDYLAR PLATE 6H/58MM/STERILE | Trauma | EA
04250585SHA | 10886982305336 | 5.0MM TI SELF-DRILLING SCHANZ SCREW 85MM THRD/250MM/HA STER | Trauma | EA
280255S | 10886982175021 | DHS®/DCS® ONE-STEP LAG SCREW 12.7MM THREAD/55MM-STERILE | Trauma | EA
313352 | 10886982188175 | INSERTION GUIDE/RIGHT FOR PCD 313.354/FOR DHP | Trauma | EA
02535860S | 10886982321732 | 4.0MM VOLT(TM) CANC SCR 60MM FULL THRD T15 STERILE | Trauma | EA
298839S | 10886982182579 | 4.5MM CERCLAGE POSITIONING PIN-STERILE | Trauma | EA
04211250 | 10886982119872 | 2.4/2.7MM TI VA-LCP CLOVERLEAF FUSION PLATE/SHORT | Trauma | EA
201806 | 10886982142894 | 2.0MM CORTEX SCREW SELF-TAPPING 6MM | Trauma | EA
223416 | 10886982157669 | 3.5MM LCP® METAPHYSEAL PLATE 16 HOLES | Trauma | EA
02117907 | 10886982037541 | 2.7MM/3.5MM VA-LCP LAT DISTAL HUMERUS PL 7H/LT/147MM - XLNG | Trauma | EA
04117209 | 10886982105783 | 2.7MM/3.5MM TI VA-LCP POSTLAT DSTL HUM PL 9H/RT/153MM-XLNG | Trauma | EA
416050 | 10886982214065 | 6.5MM TI CANCELLOUS BONE SCREW 16MM THREAD/50MM | Trauma | EA
02130114 | 10886982044341 | 1.3MM LOCKING SCREW SLF-TPNG WITH T4 STARDRIVE RECESS 14MM | Trauma | EA
202896 | 10886982145178 | 2.7MM CORTEX SCREW SLF-TPNG WITH T8 STARDRIVE RECESS 36MM | Trauma | EA
04211241 | 10886982119735 | 2.4/2.7MM TI VA-LCP FIRST MTP FUSION PL/MED/10 DEG/LEFT | Trauma | EA
SD03211120 | 10886982349897 | CANNULATED CIRCULAR REAMER 20MM | Trauma | EA
414115 | 10886982212726 | 4.5MM TI CORTEX SCREW 115MM | Trauma | EA
04111300 | 10886982101501 | 2.4MM TI VAL INTERCARPAL FUSION PLATE/6 HOLE/15MM | Trauma | EA
209970 | 10886982151421 | 7.3MM CANNULATED SCREW 32MM THREAD/170MM | Trauma | EA
02527006S | 10886982330420 | 2.7MM VOLT(TM) STRAIGHT PLATE 6H/64MM/STERILE | Trauma | EA
201810 | 10886982142931 | 2.0MM CORTEX SCREW SELF-TAPPING 10MM | Trauma | EA
02420006S | 10886982329349 | 2.0MM VOLT(TM) STRAIGHT PLATE 6H/45MM/STERILE | Trauma | EA
02110206 | 10886982030559 | VA-LCP VOLAR DISTAL RADIUS PL 4H HEAD/5H SHAFT/RT | Trauma | EA
04112518 | 10886982104144 | 3.5MM TI LCP LOW BEND MEDIAL DSTL TIBIA PL/8H/RIGHT/161MM | Trauma | EA
49231 | 20886982236354 | 3.0MM TI KIRSCHNER WIRE 285MM | Trauma | EA
04210154 | 10886982118790 | 2.4MM TI VA LCKNG SCR SLF-TPNG WITH STARDRIVE RECESS 54MM | Trauma | EA
02535885 | 10886982320599 | 4.0MM VOLT(TM) CANC SCR 85MM FULL THRD T15 | Trauma | EA
04005691S | 10886982087034 | 6.0MM TI LOCKING SCREW W/T25 STARDRIVE 105MM F/IM NAIL-STER | Trauma | EA
04535012S | 10886982328625 | 3.5MM VOLT(TM) STRAIGHT PLATE 12H/163MM/STERILE | Trauma | EA
02240038 | 10886982063533 | 3.7MM CANNULATED LOCKING SCREW 38MM | Trauma | EA
02221006S | 10886982055606 | 7.3MM CRIMP POSITIONING PIN STERILE | Trauma | EA
04045370 | 10886982293718 | LOW PROF LCKNG SCREW F/IM NAIL Ø 5.0MM / L 70MM / XL25 | Trauma | EA
04031034 | 10886982094186 | 5.0MM TI RECON SCREW W/T25 STARDRIVE 120MM | Trauma | EA
40183696 | 10886982205193 | 2.0MM TI CORTEX SCREW SELF-TAPPING 36MM | Trauma | EA
445141 | 10886982223463 | 3.5MM TI LCP® RECONSTRUCTION PLATE 14 HOLES/196MM | Trauma | EA
236507 | 10886982160751 | 3.5MM LCP OLECRANON PLATE 6 HOLES/LEFT/138MM | Trauma | EA
02152415S | 10886982307705 | 4.0MM BLUNTED POINT SCHANZ SCREW 15MM THRD/150MM/STERILE | Trauma | EA
416040 | 10886982214041 | 6.5MM TI CANCELLOUS BONE SCREW 16MM THREAD/40MM | Trauma | EA
04130254 | 10886982112941 | 1.5MM TI VAL PHALANGEAL BASE PLATE-2 HOLES HD-6 HOLES SHAFT | Trauma | EA
412122S | 10886982210692 | 3.5MM TI LOCKING SCR SLF-TPNG W/STARDRIVE RECESS/52MM-STER | Trauma | EA
04527020S | 10886982335111 | 2.7MM VOLT(TM) STRAIGHT PLATE 18H/184MM/STERILE | Trauma | EA
04424185 | 10886982339560 | 2.4MM VOLT(TM) CORTEX SCREW 85MM T8 | Trauma | EA
04233444S | 10886982291196 | RFNA / 14MM / 440MM STANDARD BEND / STERILE | Trauma | EA
04107304 | 10886982099891 | 2.7MM/3.5MM TI VA-LCP OLECRANON PL 4H/LT/116MM | Trauma | EA
04226030 | 10886982121783 | 3.0MM TI HEADLESS COMPRESSION SCREW-SHORT THREAD 30MM | Trauma | EA
02252555SHA | 10886982304988 | 5.0MM BLUNTED POINT SCHANZ SCREW 55MM THRD/250MM/HA STER | Trauma | EA
03111018 | 10886982072177 | JOINT PREP/CHISEL/20 DEG BEND BROAD/15MM WIDE | Trauma | EA
02424072S | 10886982337658 | 2.4MM VOLT(TM) Y-PLATE 10H/95MM/STERILE | Trauma | EA
204810 | 10886982146236 | 3.5MM CORTEX SCREW SELF-TAPPING 10MM | Trauma | EA
02527059 | 10886982338297 | 2.7MM VOLT(TM) TINE PLATE 10H/98MM | Trauma | EA
04227125S | 10886982124715 | 6.5MM TI HEADLESS COMPRESSION SCR/16MM THRD/125MM-STERILE | Trauma | EA
441300 | 10886982221667 | 3.5MM TI LCP® POSTEROLATERAL DISTAL HUMERUS PLATE 14H-RIGHT | Trauma | EA
04527109 | 10886982325013 | 2.7MM VOLT(TM) CORTEX SCREW 9MM T8 | Trauma | EA
03100117 | 10886982071149 | CURVED CHISEL BLADE 16MM | Trauma | EA
04111301 | 10886982101525 | 2.4MM TI VAL INTERCARPAL FUSION PLATE/7 HOLE/17MM | Trauma | EA
04527142 | 10886982325242 | 2.7MM VOLT(TM) CORTEX SCREW 42MM T8 | Trauma | EA
04005640S | 10886982086730 | 6.0MM TI LOCKING SCREW W/T25 STARDRIVE 50MM F/IM NAIL-STER | Trauma | EA
02206014 | 10886982050083 | 3.5MM CRTX SCREW/LOW PROF HD SELF-TAPPING/HEX DRIVE/14MM | Trauma | EA
280600S | 10886982175922 | DHS®/DCS® LAG SCREW 12.7MM THREAD/60MM-STERILE | Trauma | EA
04205250 | 10886982116482 | 5.0MM TI CANNULATED CONICAL SCREW 50MM | Trauma | EA
04536034S | 10886982329189 | 3.5MM VOLT(TM) T-PLATE 4H HEAD/4H SHAFT/56MM/STERILE | Trauma | EA
04226795 | 10886982124265 | 4.5MM TI HEADLESS COMPRESSION SCREW/LONG THREAD/95MM | Trauma | EA
60133002 | 10886982277848 | OUTER CASE 2 HIGH 3/3 WIDTH | Trauma | EA
02535086 | 10886982327659 | 3.5MM VOLT(TM) 1/3 TUBULAR PL 6H/71MM | Trauma | EA
207768 | 10886982148629 | 4.0MM CANNULATED SCREW-LONG THREAD 68MM | Trauma | EA
04150425SHA | 10886982305190 | 4.0MM TI SELF-DRILLING SCHANZ SCREW 25MM THRD/150MM/HA STER | Trauma | EA
441401 | 10886982221889 | TI LCP® ONE-THIRD TUBULAR PLATE W/COLLAR 10 HOLES/117MM | Trauma | EA
294784SHA | 10886982182159 | 5.0MM SELF-DRILLING SCHANZ SCREW 150MM/HA COATING-STERILE | Trauma | EA
414830 | 10886982213655 | 4.5MM TI CORTEX SCREW SELF-TAPPING 30MM | Trauma | EA
04130312 | 10886982113306 | 2.0MM TI VA-LCKNG SCR SLF-TPNG WITH T6 STARDRIVE RECESS 12MM | Trauma | EA
294783 | 10886982182104 | 5.0MM SELF-DRILLING SCHANZ SCREW 40MM THRD/125MM | Trauma | EA
04015520S | 10886982088819 | 5.0MM TI DUAL CORE LCKNG SCREW T25 STRDRV 30MM/IM NAILS-STER | Trauma | EA
04206252 | 10886982117861 | 3.5MM TI CRTX SCR/LOW PROF HD SELF-TAPPING/STARDRIVE/52MM | Trauma | EA
02206264S | 10886982051479 | 3.5MM CRTX SCREW/LOW PROF HD SELF-TAPPING/STRDRV/64MM-STER | Trauma | EA
04211404 | 10886982120274 | 2.7MM TI VA-LOCKING CALCANEAL PLATE LARGE 70MM RIGHT | Trauma | EA
04025532S | 10886982090683 | 5.0MM TI ANGULAR STABLE LCKNG SCR T25 42MM F/IM NAILS-STER | Trauma | EA
02115540 | 10886982035448 | 2.4MM VA-LCP DORSAL DISTAL RAD PLATE/RADIAL COLUMN/6H SHAFT | Trauma | EA
02231660 | 10886982062871 | 5.0MM CANNULATED VA LOCKING SCREW/60MM | Trauma | EA
04535880S | 10886982321954 | 4.0MM VOLT(TM) CANC SCR 80MM FULL THRD T15 STERILE | Trauma | EA
204910 | 10886982146649 | 3.5MM CORTEX SCREW SELF-TAPPING 110MM | Trauma | EA
04045218 | 10886982293473 | LOCKING SCREW FOR IM NAIL Ø 4MM/ 18MM/ XL25 | Trauma | EA
04130309 | 10886982113276 | 2.0MM TI VA-LCKNG SCR SLF-TPNG WITH T6 STARDRIVE RECESS 9MM | Trauma | EA
04535342 | 10886982326652 | 3.5MM VOLT(TM) LOCKING SCREW 42MM T15 | Trauma | EA
04226800S | 10886982124296 | 4.5MM TI HEADLESS COMPRESSION SCR/LONG THRD/100MM-STERILE | Trauma | EA
04118556 | 10886982109200 | 2.7MM TI METAPHYSEAL SCR/SLF- TPNG W/T8 STRDRV RECESS/56MM | Trauma | EA
02152455S | 10886982307781 | 4.0MM BLUNTED POINT SCHANZ SCREW 55MM THRD/150MM/STERILE | Trauma | EA
02535060S | 10886982328090 | 3.5MM VOLT(TM) RECON PLATE 10H/118MM/STERILE | Trauma | EA
04118580S | 10886982109392 | 2.7MM TI METAPHYSEAL SCREW SLF-TPNG/T8 STRDRV 80MM - STER | Trauma | EA
02112149 | 10886982034113 | 2.7MM/3.5MM LCP LATERAL DISTAL FIBULA PLATE 9H/LEFT/151MM | Trauma | EA
04527312 | 10886982323323 | 2.7MM VOLT(TM) LOCKING SCREW 12MM T8 | Trauma | EA
02230115 | 10886982061676 | 1.5MM HEADLESS COMPRESSION SCREW 15MM | Trauma | EA
04535822TS | 10886982321152 | 4.0MM VOLT(TM) CANC SCR 22MM FULL THRD T15 STERILE | Trauma | EA
900721 | 10886982256324 | 1.25MM NON-THREADED GUIDE WIRE 150MM | Trauma | EA
236400 | 10886982160614 | 115 DEG BIFURCATED PLATE 30MM/5MM | Trauma | EA
211819 | 10886982151575 | 2.4MM CANNULATED SCREW LONG THREAD 19MM | Trauma | EA
02226036 | 10886982058126 | 3.0MM HEADLESS COMPRESSION SCREW-SHORT THREAD 36MM | Trauma | EA
02222116 | 10886982055897 | 5.0MM VA LOCKING SCREW SLF-TPNG W/T25 STARDRIVE/16MM | Trauma | EA
02112156 | 10886982034250 | 2.7MM/3.5MM LCP LATERAL DISTAL FIBULA PLATE 13H/RIGHT/203MM | Trauma | EA
04535650 | 10886982320896 | 4.0MM VOLT(TM) CANC SCR 50MM PART THRD T15 | Trauma | EA
02211048 | 10886982053756 | 2.7MM VA LCKNG SCREW SLF-TPNG WITH T8 STARDRIVE RECESS 48MM | Trauma | EA
418035 | 10886982214560 | 6.5MM TI CANCELLOUS BONE SCREW FULLY THREADED/35MM | Trauma | EA
04112140 | 10886982103628 | 2.7MM/3.5MM TI LCP LAT DISTAL FIBULA PLATE 5H/RIGHT/99MM | Trauma | EA
439936 | 10886982219145 | 3.5MM TI LCP® PROXIMAL TIBIA PLATE 6 HOLES/107MM-RIGHT | Trauma | EA
04420132 | 10886982317247 | 2.0MM VOLT(TM) CORTEX SCREW 32MM T6 | Trauma | EA
418105 | 10886982214706 | 6.5MM TI CANCELLOUS BONE SCREW FULLY THREADED 105MM | Trauma | EA
04117807 | 10886982107022 | 2.7MM/3.5MM TI VA-LCP LAT DSTL HUMERUS PL 7H/RT/147MM-XLONG | Trauma | EA
02535634 | 10886982321510 | 4.0MM VOLT(TM) CANC SCR 34MM PART THRD T15 | Trauma | EA
04535352TS | 10886982326768 | 3.5MM VOLT(TM) LOCKING SCREW 52MM T15 STERILE | Trauma | EA
03111017 | 10886982072160 | JOINT PREP/CHISEL/20 DEG BEND NARROW/10MM WIDE | Trauma | EA
04535016 | 10886982328700 | 3.5MM VOLT(TM) STRAIGHT PLATE 16H/L215MM | Trauma | EA
408870 | 10886982209726 | 7.3MM TI CANNULATED SCREW 16MM THREAD/70MM | Trauma | EA
04527315 | 10886982323385 | 2.7MM VOLT(TM) LOCKING SCREW 15MM T8 | Trauma | EA
390007 | 10886982197849 | LARGE EX-FIX TUBE-TUBE CLAMP MR-CONDITIONAL | Trauma | EA
04424126TS | 10886982318398 | 2.4MM VOLT(TM) CORTEX SCREW 26MM T8 STERILE | Trauma | EA
04015575S | 10886982089144 | 5.0MM TI DUAL CORE LCKNG SCREW T25 STRDRV 85MM/IM NAILS-STER | Trauma | EA
02424106TS | 10886982315496 | 2.4MM VOLT(TM) CORTEX SCREW 6MM T8 STERILE | Trauma | EA
280501S | 10886982175687 | DHS®/DCS® LAG SCREW 12.7MM THREAD/50MM-STERILE | Trauma | EA
03311322 | 10886982078667 | TI HALF RING/220MM DIAMETER | Trauma | EA
02124221 | 10886982042675 | 3.5MM LCP PROXIMAL TIBIA PLATE LOW BEND 14 HOLES/206MM/LEFT | Trauma | EA
201882 | 10886982143174 | 2.0MM LOCKING SCREW SLF-TPNG WITH STARDRIVE RECESS 12MM | Trauma | EA
02424134TS | 10886982315915 | 2.4MM VOLT(TM) CORTEX SCREW 34MM T8 STERILE | Trauma | EA
02424027S | 10886982336880 | 2.4MM VOLT(TM) ADPTN COMBI PL 6H/54MM/STERILE | Trauma | EA
04045380 | 10886982293763 | LOW PROF LCKNG SCREW F/IM NAIL Ø 5.0MM / L 80MM / XL25 | Trauma | EA
SD300108 | 10886982003782 | ELASTIC NAIL CENTERING BLOCK | Trauma | EA
04045520 | 10886982293893 | LOW PROF LCKNG SCREW F/IM NAIL Ø 4.0MM / L 20MM / XL25 | Trauma | EA
02527072 | 10886982337665 | 2.7MM VOLT(TM) Y-PLATE 10H/104MM | Trauma | EA
02130259 | 10886982044938 | 1.5MM VAL STRUT PLATE 8 HOLES-OBLIQUE-LEFT | Trauma | EA
216130 | 10886982155375 | 6.5MM CANCELLOUS BONE SCREW 16MM THREAD/130MM | Trauma | EA
206026 | 10886982147288 | 4.0MM CANCELLOUS BONE SCREW FULLY THREADED/26MM | Trauma | EA
294778 | 10886982182012 | 4.0MM SELF-DRILLING SCHANZ SCREW 40MM THRD/150MM | Trauma | EA
206480 | 10886982147745 | 4.0MM CORTEX SCREW SELF-TAPPING 80MM | Trauma | EA
357071 | 10886982195760 | HAMMER GUIDE | Trauma | EA
02211034 | 10886982053688 | 2.7MM VA LCKNG SCREW SLF-TPNG WITH T8 STARDRIVE RECESS 34MM | Trauma | EA
02252640S | 10886982308603 | 6.0MM BLUNTED POINT SCHANZ SCREW 40MM THRD/250MM/STERILE | Trauma | EA
04535086S | 10886982327680 | 3.5MM VOLT(TM) 1/3 TUBULAR PL 6H/71MM/STERILE | Trauma | EA
207616 | 10886982148070 | 4.0MM CANNULATED SCREW SHORT THREAD/16MM | Trauma | EA
04114014 | 10886982104502 | 1.5MM TI LCP CONDYLAR PLATE 6 HOLE SHAFT | Trauma | EA
04227130 | 10886982124722 | 6.5MM TI HEADLESS COMPRESSION SCREW/16MM THREAD/130MM | Trauma | EA
02120602 | 10886982040107 | 3.5MM LOCKING ATTACHMENT PLATE FOR 4.5MM LCP PLATE/8 HOLES | Trauma | EA
02130209 | 10886982044631 | 1.5MM VA-LCKNG SCREW SLF-TPNG WITH T4 STARDRIVE RECESS 9MM | Trauma | EA
04117109 | 10886982105561 | 2.7MM/3.5MM TI VA-LCP POSTLAT DHP-LAT SUPT 9H/LT/153MM-XLNG | Trauma | EA
241272 | 10886982166357 | 3.5MM LCP® POSTEROLATERAL DSTL HUMERUS PL-LAT SUPPORT 3H-RT | Trauma | EA
02130157 | 10886982044501 | 1.3MM LCKNG PHALANGEAL HEAD PL LEFT | Trauma | EA
440834 | 10886982220691 | TI TOMOFIX(TM) MEDIAL HIGH TIBIA PLATE-4 HOLES | Trauma | EA
02204024 | 10886982049360 | 4.0MM LOCKING SCREW SLF-TPNG WITH T25 STARDRIVE RECESS 24MM | Trauma | EA
02226765 | 10886982060426 | 4.5MM HEADLESS COMPRESSION SCREW/LONG THREAD/65MM | Trauma | EA
02210112TS | 10886982262660 | 2.4MM VA LOCKING SCREW STARDRIVE 12MM STERILE | Trauma | EA
208477 | 10886982149787 | 6.5MM CANNULATED SCREW FULLY THREADED 105MM | Trauma | EA
359218 | 10886982197207 | HAMMER GUIDE FOR TI ELASTIC NAILS | Trauma | EA
04211214 | 10886982119391 | 2.4/2.7MM TI VA-LCKNG OPENING WEDGE PLATE/6MM SPACER | Trauma | EA
02221514S | 10886982055859 | 5.0MM PERIPROSTHETIC LCKNG SCR SLF-TPNG STRDRV 14MM-STERILE | Trauma | EA
214072 | 10886982153685 | 4.5MM CORTEX SCREW 72MM | Trauma | EA
02211014 | 10886982053589 | 2.7MM VA LCKNG SCREW SLF-TPNG WITH T8 STARDRIVE RECESS 14MM | Trauma | EA
441443 | 10886982221940 | 3.5MM TI LCP(TM) ANTEROLATERAL DISTAL TIBIA PL 7 HOLES/LEFT | Trauma | EA
02226658 | 10886982059888 | 4.5MM HEADLESS COMPRESSION SCREW/SHORT THREAD/58MM | Trauma | EA
02420318 | 10886982315120 | 2.0MM VOLT(TM) LOCKING SCREW 18MM T6 | Trauma | EA
201877 | 10886982143129 | 2.0MM LOCKING SCREW SLF-TPNG WITH STARDRIVE RECESS 7MM | Trauma | EA
02527110TS | 10886982322111 | 2.7MM VOLT(TM) CORTEX SCREW 10MM T8 STERILE | Trauma | EA
02527308TS | 10886982333254 | 2.7MM VOLT(TM) LOCKING SCREW 8MM T8 STERILE | Trauma | EA
02527370S | 10886982324054 | 2.7MM VOLT(TM) LOCKING SCREW 70MM T8 STERILE | Trauma | EA
201759 | 10886982142702 | 2.4MM CORTEX SCREW SLF-TPNG WITH T8 STARDRIVE RECESS 9MM | Trauma | EA
04527158 | 10886982323125 | 2.7MM VOLT(TM) CORTEX SCREW 58MM T8 | Trauma | EA
04130355 | 10886982113528 | 2.0MM TI VAL CONDYLAR PLATE 2 HOLES HEAD-6 HOLES SHAFT | Trauma | EA
418011 | 10886982214454 | 6.5MM TI CANCELLOUS BONE SCREW WITH 4.0MM CORE DIA/70MM | Trauma | EA
414822 | 10886982213617 | 4.5MM TI CORTEX SCREW SELF-TAPPING 22MM | Trauma | EA
24036 | 10886982165022 | T-BUTTRESS PLATE 6 HOLES/112MM | Trauma | EA
02527120 | 10886982322470 | 2.7MM VOLT(TM) CORTEX SCREW 20MM T8 | Trauma | EA
214900 | 10886982154910 | 4.5MM CORTEX SCREW SELF-TAPPING 100MM | Trauma | EA
449674 | 10886982224156 | 2.4MM TI LCP(TM) PLATE 4 HOLES/36MM | Trauma | EA
212103 | 10886982151773 | 3.5MM LOCKING SCREW SLF-TPNG W/STARDRIVE(TM) RECESS 14MM | Trauma | EA
SD391107 | 10886982006585 | EXTRA LARGE CABLE PASSER | Trauma | EA
02535365TS | 10886982345998 | 3.5MM VOLT(TM) LOCKING SCREW 65MM T15 STER | Trauma | EA
04221002S | 10886982120960 | T15/2.5MM HEX TI CERCLAGE BUTTON-STERILE | Trauma | EA
04205270 | 10886982116529 | 5.0MM TI CANNULATED CONICAL SCREW 70MM | Trauma | EA
04233941S | 10886982288882 | RFNA / 9MM / 400MM PERIPROSTHETIC BEND / STERILE | Trauma | EA
04226748 | 10886982124005 | 4.5MM TI HEADLESS COMPRESSION SCREW/LONG THREAD/48MM | Trauma | EA
04205240 | 10886982116468 | 5.0MM TI CANNULATED CONICAL SCREW 40MM | Trauma | EA
402820 | 10886982206541 | 2.7MM TI CORTEX SCREW SELF-TAPPING 20MM | Trauma | EA
02535152 | 10886982324689 | 3.5MM VOLT(TM) CORTEX SCREW 52MM T15 | Trauma | EA
02424109 | 10886982315540 | 2.4MM VOLT(TM) CORTEX SCREW 9MM T8 | Trauma | EA
04045368 | 10886982293701 | LOW PROF LCKNG SCREW F/IM NAIL Ø 5.0MM / L 68MM / XL25 | Trauma | EA
02424117TS | 10886982315717 | 2.4MM VOLT(TM) CORTEX SCREW 17MM T8 STERILE | Trauma | EA
04228513 | 10886982263186 | 2.0MM TI QUICK INSERTION SCREW 13MM | Trauma | EA
04210948 | 10886982118868 | 2.4MM TI CORTEX SCREW SLF-TPNG WITH T8 STARDRIVE RECESS 48MM | Trauma | EA
441680 | 10886982222206 | 2.4MM TI LCP® RADIAL HEAD RIM PLATE 2 HOLES-RIGHT | Trauma | EA
02226225 | 10886982058904 | 2.4MM HEADLESS COMPRESSION SCREW-SHORT THREAD 25MM | Trauma | EA
02130152 | 10886982044426 | 1.3MM LOCKING T-PLATE 3 HOLES HEAD-5 HOLES SHAFT | Trauma | EA
02206038 | 10886982050328 | 3.5MM CRTX SCREW/LOW PROF HD SELF-TAPPING/HEX DRIVE/38MM | Trauma | EA
212214 | 10886982152213 | 5.0MM LOCKING SCREW SLF-TPNG WITH T25 STARDRIVE RECESS 40MM | Trauma | EA
412221S | 10886982275486 | 5.0MM TI LOCKING SCR SLF-TPNG W/T25 STARDRIVE 60MM-STERILE | Trauma | EA
04045044TS | 10886982302694 | LOCKING SCREW FOR IM NAIL Ø 5.0MM / L 44MM / XL25/ STER | Trauma | EA
241440 | 10886982166999 | 3.5MM LCP® ANTEROLATERAL DISTAL TIBIA PL 5 HOLES/RIGHT | Trauma | EA
200698 | 10886982141453 | 1.3MM CORTEX SCREW SELF-TAPPING 18MM | Trauma | EA
04535140TS | 10886982326041 | 3.5MM VOLT(TM) CORTEX SCREW 40MM T15 STERILE | Trauma | EA
04045566TS | 10886982301550 | LOW PROF LCKNG SCREW F/IM NAIL Ø 4.0MM / L 66MM / XL25/ STER | Trauma | EA
02206230 | 10886982051080 | 3.5MM CRTX SCREW/LOW PROF HD SELF-TAPPING/STAR DRIVE/30MM | Trauma | EA
312947 | 10886982188151 | GUIDE BLOCK FOR LCP(TM) DISTAL FEMUR PLATES-LEFT | Trauma | EA
02420308TS | 10886982314932 | 2.0MM VOLT(TM) LOCKING SCREW 8MM T6 STERILE | Trauma | EA
02226658S | 10886982059895 | 4.5MM HEADLESS COMPRESSION SCR/SHORT THRD/58MM-STERILE | Trauma | EA
409875 | 10886982210180 | 7.3MM TI CANNULATED SCREW 32MM THREAD/75MM | Trauma | EA
02118206 | 10886982038388 | 2.7/3.5MM VA-LCP ANTEROLATERAL DISTAL TIBIA PL/8 HOLES/RIGHT | Trauma | EA
04005654 | 10886982086846 | 6.0MM TI LOCKING SCREW W/T25 STARDRIVE 64MM FOR IM NAILS | Trauma | EA
04124201 | 10886982110589 | 3.5MM TI LCP PROXIMAL TIBIA PL LOW BEND 4 HOLES/76MM/LEFT | Trauma | EA
414862 | 10886982213815 | 4.5MM TI CORTEX SCREW SELF-TAPPING 62MM | Trauma | EA
04535126 | 10886982325891 | 3.5MM VOLT(TM) CORTEX SCREW 26MM T15 | Trauma | EA
60012300 | 10886982346797 | TRAY FOR REDUCTION AND SCREW INSERTION INSTRUMENTS | Trauma | EA
281869 | 10886982177940 | TROCHANTER STABILIZATION PLATE 138MM | Trauma | EA
02204030 | 10886982049391 | 4.0MM LOCKING SCREW SLF-TPNG WITH T25 STARDRIVE RECESS 30MM | Trauma | EA
690456 | 10886982253811 | GRAPHIC CASE FOR DISTRACTION OSTEOGENESIS RINGS-STACKED | Trauma | EA
03535252 | 10886982336392 | 2.5MM VOLT(TM) DRILL BIT AO QC 155MM/60MM CALIBRATION | Trauma | EA
404228 | 10886982207180 | 3.5MM TI SHAFT SCREW 28MM | Trauma | EA
60536003 | 10886982346407 | 3.5/4.0 VOLT(TM) SCR RACK 10-60 2H 1/3W ALUM FRAME | Trauma | EA
401776TS | 10886982262882 | 2.4MM TI CORTEX SCREW SLF-TPNG WITH T8 STARDRIVE 26MM STERIL | Trauma | EA
402611 | 10886982206008 | 3.0MM TI CANNULATED SCREW SHORT THREAD/11MM | Trauma | EA
208840 | 10886982149916 | 7.3MM CANNULATED SCREW 16MM THREAD/40MM | Trauma | EA
04130014 | 10886982112316 | 1.3MM TI CORTEX SCREW SLF-TPNG WITH T4 STARDRIVE RECESS 14MM | Trauma | EA
202717 | 10886982144508 | 3.0MM CANNULATED SCREW LONG THREAD/17MM | Trauma | EA
408441 | 10886982209214 | 6.5MM TI CANNULATED SCREW 32MM THREAD 95MM | Trauma | EA
418017 | 10886982214515 | 6.5MM TI CANCELLOUS BONE SCREW WITH 4.0MM CORE DIA/100MM | Trauma | EA
4466496 | 10886982223746 | 1.5MM TI CONDYLAR PLATE 7 HOLES/36MM-RIGHT | Trauma | EA
SD03164028 | 10886982350534 | 4.5MM SCREW DEPTH GAUGE | Trauma | EA
02221066S | 10886982055705 | LARGE WASHER FOR 2.0MM CABLE STERILE | Trauma | EA
423581 | 10886982216328 | 3.5MM TI LCP® PLATE 8 HOLES 111MM | Trauma | EA
424641 | 10886982216885 | 4.5MM TI NARROW LCP® PLATE 14 HOLES/260MM | Trauma | EA
04527332 | 10886982323606 | 2.7MM VOLT(TM) LOCKING SCREW 32MM T8 | Trauma | EA
209755 | 10886982151025 | 7.3MM CANNULATED SCREW FULLY THREADED/155MM | Trauma | EA
04233948S | 10886982288646 | RFNA / 9MM / 480MM STANDARD BEND / STERILE | Trauma | EA
242478 | 10886982168504 | 2.4MM LCP® DISTAL RADIUS T-PLATE 3H HEAD/4H SHAFT | Trauma | EA
04019034 | 10886982089762 | 4.5MM TI MULTILOC SCREW LENGTH 34MM | Trauma | EA
02226334S | 10886982059437 | 2.4MM HEADLESS COMPRESSION SCR 34MM/LONG THREAD-STERILE | Trauma | EA
04420140 | 10886982317322 | 2.0MM VOLT(TM) CORTEX SCREW 40MM T6 | Trauma | EA
201646 | 10886982142238 | 2.4MM CORTEX SCREW SELF-TAPPING 16MM | Trauma | EA
02107512 | 10886982029546 | 2.7MM/3.5MM VA-LCP X-ARTICLR PROXIMAL ULNA PL 12H/LT/211MM | Trauma | EA
03535282 | 10886982336743 | 2.8MM VOLT(TM) DRILL BIT AO QC 205MM/110MM CALIBRATION | Trauma | EA
02206232 | 10886982051103 | 3.5MM CRTX SCREW/LOW PROF HD SELF-TAPPING/STAR DRIVE/32MM | Trauma | EA
04045224S | 10886982294777 | LOCKING SCREW FOR IM NAIL Ø 4MM/ 24MM/ XL25/ STERILE | Trauma | EA
03111036 | 10886982072344 | 15MM REAMING GUIDE F/2.4MM VAL INTERCARPAL FUSION PLATE | Trauma | EA
04424175 | 10886982339546 | 2.4MM VOLT(TM) CORTEX SCREW 75MM T8 | Trauma | EA
204842 | 10886982146397 | 3.5MM CORTEX SCREW SELF-TAPPING 42MM | Trauma | EA
02535350 | 10886982325532 | 3.5MM VOLT(TM) LOCKING SCREW 50MM T15 | Trauma | EA
201816 | 10886982142986 | 2.0MM CORTEX SCREW SELF-TAPPING 16MM | Trauma | EA
02221151 | 10886982276483 | 3.5MM VA PPFX DSTL FEMUR SPAN ATTCHMT PL/4H/LEFT | Trauma | EA
02420112 | 10886982314406 | 2.0MM VOLT(TM) CORTEX SCREW 12MM T6 | Trauma | EA
04424365S | 10886982319593 | 2.4MM VOLT(TM) LOCKING SCREW 65MM T8 STERILE | Trauma | EA
02211262 | 10886982054708 | 2.4/2.7MM VA-LOCKING STRAIGHT FUSION PLATE/2-HOLE | Trauma | EA
04230114S | 10886982125378 | 1.5MM TI HEADLESS COMPRESSION SCREW 14MM-STERILE | Trauma | EA
29467 | 10886982181633 | 6.0MM SCHANZ SCREW SPADE POINT 160MM | Trauma | EA
414095 | 10886982212689 | 4.5MM TI CORTEX SCREW 95MM | Trauma | EA
207624 | 10886982148155 | 4.0MM CANNULATED SCREW SHORT THREAD/24MM | Trauma | EA
208150 | 10886982149077 | 7.0MM CANNULATED SCREW 16MM THREAD/150MM | Trauma | EA
208414 | 10886982149213 | 6.5MM CANNULATED SCREW 16MM THREAD 95MM | Trauma | EA
04005552 | 10886982086204 | 5.0MM TI LOCKING SCREW W/T25 STARDRIVE 62MM FOR IM NAILS | Trauma | EA
224756 | 10886982158703 | 4.5MM/3.5MM LCP® METAPHYSEAL PLATE 11 HOLES | Trauma | EA
04228516TS | 10886982263438 | 2.0MM TI QUICK INSERTION SCREW 16MM- STER | Trauma | EA
298803S | 10886982182531 | 4.5MM THREADED CERCLAGE POSITIONING PIN-STERILE | Trauma | EA
02535334 | 10886982325372 | 3.5MM VOLT(TM) LOCKING SCREW 34MM T15 | Trauma | EA
04420041S | 10886982337023 | 2.0MM VOLT(TM) ADPTN COMBI PL 20H/153MM/STERILE | Trauma | EA
401828 | 10886982205100 | 2.0MM TI CORTEX SCREW SELF-TAPPING 28MM | Trauma | EA
02170535 | 10886982303974 | 5.0MM SELF-DRILLING SCHANZ SCREW 35MM THRD/175MM | Trauma | EA
213018 | 10886982153067 | 3.5MM LOCKING SCREW SELF-TAPPING 18MM | Trauma | EA
0211150001S | 10886982031662 | 1.25MM PLATE REDUCTION WIRE THRDD TIP W/SM STOP/150MM-STER | Trauma | EA
02226670S | 10886982059956 | 4.5MM HEADLESS COMPRESSION SCR/SHORT THRD/70MM-STERILE | Trauma | EA
02211257 | 10886982054609 | 2.4/2.7MM VA-LCP L-FUSION PL SHORT/LEFT | Trauma | EA
04424113TS | 10886982318190 | 2.4MM VOLT(TM) CORTEX SCREW 13MM T8 STERILE | Trauma | EA
04045336 | 10886982293541 | LOW PROF LCKNG SCREW F/IM NAIL Ø 5.0MM / L 36MM / XL25 | Trauma | EA
04535064S | 10886982328168 | 3.5MM VOLT(TM) RECON PLATE 14H/166MM/STERILE | Trauma | EA
03123010 | 10886982074935 | INSERTION GUIDE F/3.5MM LCP PERIARTIC PROX HUMERUS PL/RT | Trauma | EA
02227035S | 10886982060648 | 6.5MM HEADLESS COMPRESSION SCR/16MM THRD/35MM-STERILE | Trauma | EA
04152420SHA | 10886982305282 | 4.0MM TI BLUNTED POINT SCHANZ SCREW 20MM THRD/150MM/HA STER | Trauma | EA
02535059S | 10886982328533 | 3.5MM VOLT(TM) RECON PLATE 9H/106MM/STERILE | Trauma | EA
216045 | 10886982155207 | 6.5MM CANCELLOUS BONE SCREW 16MM THREAD/45MM | Trauma | EA
02424138TS | 10886982315953 | 2.4MM VOLT(TM) CORTEX SCREW 38MM T8 STERILE | Trauma | EA
02112530 | 10886982034670 | 3.5MM LCP LOW BEND MEDIAL DSTL TIBIA PLATE/14H/RIGHT/239MM | Trauma | EA
209640 | 10886982150752 | 7.3MM CANNULATED SCREW FULLY THREADED/40MM | Trauma | EA
02420307TS | 10886982314918 | 2.0MM VOLT(TM) LOCKING SCREW 7MM T6 STERILE | Trauma | EA
02130330S | 10886982260550 | 2.0MM VA-LCKNG SCREW SLF-TPNG W/T6 STRDRV RECESS 30MM-STER | Trauma | EA
04045326TS | 10886982301314 | LOW PROF LCKNG SCREW F/IM NAIL Ø 5.0MM / L 26MM / XL25/ STER | Trauma | EA
208070 | 10886982148919 | 7.0MM CANNULATED SCREW 16MM THREAD/70MM | Trauma | EA
690902 | 10886982255280 | LID FOR 345MM X 250MM GRAPHIC CASES | Trauma | EA
206432 | 10886982147561 | 4.0MM CORTEX SCREW SELF-TAPPING 32MM | Trauma | EA
02233100S | 10886982289223 | LOCKING ATTACHMENT WASHER F/ RFNA / 5 DEG/ RIGHT/ STER | Trauma | EA
02424358 | 10886982316820 | 2.4MM VOLT(TM) LOCKING SCREW 58MM T8 | Trauma | EA
60133114 | 10886982277879 | UNIVERSAL SF SHOULDER CLAVICLE TEMPLATE TRAY | Trauma | EA
03311010 | 10886982077868 | SCHANZ SCREW BOLT | Trauma | EA
407070 | 10886982208217 | 4.0MM TI CANCELLOUS BONE SCREW PARTIALLY THREADED/70MM | Trauma | EA
02127122TS | 10886982306883 | 3.5MM VARIABLE ANGLE LOCKING SCREW/SLF-TPNG/STRDRV/22MM | Trauma | EA
04045062S | 10886982294531 | LOCKING SCREW FOR IM NAIL Ø 5MM/ 62MM/ XL25/ STERILE | Trauma | EA
02120701 | 10886982040206 | 3.5MM LCP POSTEROMEDIAL PROXIMAL TIBIA PLATE 1H/69MM | Trauma | EA
408875 | 10886982209733 | 7.3MM TI CANNULATED SCREW 16MM THREAD/75MM | Trauma | EA
02227045S | 10886982060686 | 6.5MM HEADLESS COMPRESSION SCR/16MM THRD/45MM-STERILE | Trauma | EA
04536007S | 10886982328021 | 3.5MM VOLT(TM) METAPHYSEAL PL 7H/87MM/STERILE | Trauma | EA
04424033 | 10886982337764 | 2.4MM VOLT(TM) ADPTN COMBI PL 12H/107MM | Trauma | EA
02420142 | 10886982314789 | 2.0MM VOLT(TM) CORTEX SCREW 42MM T6 | Trauma | EA
02538003S | 10886982313706 | 3.5 VOLT(TM) PROX HUM PLATE 3H/93MM/STERILE | Trauma | EA
04046660TS | 10886982302106 | RECON SCREW FOR IM NAIL Ø 6.5MM/ 60MM/ XL40/ STERILE | Trauma | EA
204834 | 10886982146359 | 3.5MM CORTEX SCREW SELF-TAPPING 34MM | Trauma | EA
02424116 | 10886982315687 | 2.4MM VOLT(TM) CORTEX SCREW 16MM T8 | Trauma | EA
04118512 | 10886982108760 | 2.7MM TI METAPHYSEAL SCR/SLF- TPNG W/T8 STRDRV RECESS/12MM | Trauma | EA
02211409 | 10886982054968 | 2.7MM VA-LOCKING CALCANEAL PLATE W/TABS LARGE 70MM LEFT | Trauma | EA
247349 | 10886982170750 | 2.0MM LCP (TM) CONDYLAR PLATE 7 HOLES SHAFT | Trauma | EA
209620 | 10886982150714 | 7.3MM CANNULATED SCREW FULLY THREADED/20MM | Trauma | EA
04005468 | 10886982085801 | 4.0MM TI LOCKING SCREW W/T25 STARDRIVE 78MM FOR IM NAILS | Trauma | EA
402898 | 10886982206831 | 2.7MM TI CORTEX SCREW SLF-TPNG WITH T8 STARDRIVE RECESS 38MM | Trauma | EA
04527050 | 10886982335180 | 2.7MM VOLT(TM) HOOK PLATE 6H/61MM | Trauma | EA
202872 | 10886982145055 | 2.7MM CORTEX SCREW SLF-TPNG WITH T8 STARDRIVE RECESS 12MM | Trauma | EA
03108006 | 10886982071569 | POSITIONING DEVICE FOR GUIDING BLOCK | Trauma | EA
04015520 | 10886982088802 | 5.0MM TI DUAL CORE LCKNG SCREW T25 STARDRIVE 30MM F/IM NAILS | Trauma | EA
04226628 | 10886982123305 | 4.5MM TI HEADLESS COMPRESSION SCREW/SHORT THREAD/28MM | Trauma | EA
447364 | 10886982223937 | 2.4MM TI LCP(TM) PLATE 10 HOLES/84MM | Trauma | EA
04535845TS | 10886982321350 | 4.0MM VOLT(TM) CANC SCR 45MM FULL THRD T15 STERILE | Trauma | EA
439987 | 10886982219800 | 4.5MM TI LCP® MEDIAL PROXIMAL TIBIA PLATE 6H/LEFT 142MM | Trauma | EA
02112913 | 10886982279996 | 2.7MM VA LCP BUTTON HOOK PLATE 12MM/ RIGHT | Trauma | EA
280250S | 10886982174987 | DHS®/DCS® LAG SCREW 12.7MM THREAD/125MM-STERILE | Trauma | EA
02206260S | 10886982051431 | 3.5MM CRTX SCREW/LOW PROF HD SELF-TAPPING/STRDRV/60MM-STER | Trauma | EA
02424365S | 10886982319432 | 2.4MM VOLT(TM) LOCKING SCREW 65MM T8 STERILE | Trauma | EA
409905 | 10886982210241 | 7.3MM TI CANNULATED SCREW 32MM THREAD/105MM | Trauma | EA
20137797 | 10886982141989 | 2.0MM CORTEX SCREW SLF-TPNG WITH STARDRIVE RECESS 30MM | Trauma | EA
02107002 | 10886982029225 | 2.7MM/3.5MM VA-LCP PROXIMAL OLECRANON PL 2H/RT/73MM | Trauma | EA
200526 | 10886982141262 | 1.0MM CORTEX SCREW SELF-TAPPING 6MM | Trauma | EA
414554 | 10886982213242 | 4.5MM TI CANNULATED SCREW PARTIALLY THREADED/54MM | Trauma | EA
04005532S | 10886982086013 | 5.0MM TI LOCKING SCREW W/T25 STARDRIVE 42MM F/IM NAIL-STER | Trauma | EA
211814 | 10886982151520 | 2.4MM CANNULATED SCREW LONG THREAD 14MM | Trauma | EA
401778 | 10886982204752 | 2.4MM TI CORTEX SCREW SLF-TPNG WITH T8 STARDRIVE RECESS 28MM | Trauma | EA
280850S | 10886982176301 | DHS®/DCS® LAG SCREW 12.7MM THREAD/85MM-STERILE | Trauma | EA
04045384S | 10886982295354 | LOW PROF LCKNG SCREW F/IM NAIL Ø 5.0MM / L 84MM/ XL25/ STER | Trauma | EA
02231216 | 10886982062000 | 5.0MM VARIABLE ANGLE LOCKNG SCREW/SLF-TPNG/STRDRV/16MM | Trauma | EA
04110202 | 10886982100405 | TI VA-LCP VOLAR DISTAL RADIUS PLATE 5H HEAD/5H SHAFT/RT | Trauma | EA
02226322 | 10886982059222 | 2.4MM HEADLESS COMPRESSION SCREW-LONG THREAD 22MM | Trauma | EA
402716 | 10886982206275 | 3.0MM TI CANNULATED SCREW LONG THREAD/16MM | Trauma | EA
04527314 | 10886982323361 | 2.7MM VOLT(TM) LOCKING SCREW 14MM T8 | Trauma | EA
04045358S | 10886982295071 | LOW PROF LCKNG SCREW F/IM NAIL Ø 5.0MM / L 58MM / XL25/ STER | Trauma | EA
04107302 | 10886982099877 | 2.7MM/3.5MM TI VA-LCP OLECRANON PL 2H/LT/90MM | Trauma | EA
04527313 | 10886982323347 | 2.7MM VOLT(TM) LOCKING SCREW 13MM T8 | Trauma | EA
03312003 | 10886982346896 | MAXFRAME AUTOSTRUT (TM) SOFTWARE | Trauma | EA
04130010 | 10886982112279 | 1.3MM TI CORTEX SCREW SLF-TPNG WITH T4 STARDRIVE RECESS 10MM | Trauma | EA
02221508S | 10886982055798 | 5.0MM PERIPROSTHETIC LCKNG SCR SLF-TPNG STRDRV 8MM-STERILE | Trauma | EA
407626 | 10886982208361 | 4.0MM TI CANNULATED SCREW SHORT THREAD/26MM | Trauma | EA
02210112 | 10886982052889 | 2.4MM VA LOCKING SCREW STARDRIVE 12MM | Trauma | EA
04538507 | 10886982344731 | 3.5 VOLT(TM)PROX HUM PLATE LONG/7H/178MM | Trauma | EA
422227 | 10886982215161 | TI LCP PROXIMAL LATERAL TIBIA PL 11 HOLES/260MM-LEFT | Trauma | EA
04226321S | 10886982122933 | 2.4MM TI HDLSS COMPRESSION SCR 21MM/LONG THREAD-STERILE | Trauma | EA
04233944S | 10886982288622 | RFNA / 9MM / 440MM STANDARD BEND / STERILE | Trauma | EA
216035 | 10886982155184 | 6.5MM CANCELLOUS BONE SCREW 16MM THREAD/35MM | Trauma | EA
02130206 | 10886982044600 | 1.5MM VA-LCKNG SCREW SLF-TPNG WITH T4 STARDRIVE RECESS 6MM | Trauma | EA
02226752S | 10886982060334 | 4.5MM HEADLESS COMPRESSION SCR/LONG THRD/52MM-STERILE | Trauma | EA
04019036 | 10886982089786 | 4.5MM TI MULTILOC SCREW LENGTH 36MM | Trauma | EA
04226026 | 10886982121707 | 3.0MM TI HEADLESS COMPRESSION SCREW-SHORT THREAD 26MM | Trauma | EA
02118518 | 10886982039248 | 2.7MM METAPHYSEAL SCR SLF-TPNG W/T8 STRDRV RECESS/18MM | Trauma | EA
399091 | 10886982202314 | BONE HOLDING FORCEPS-SOFT RATCHET F/PLATES TO 9MM WIDE | Trauma | EA
04045236 | 10886982293268 | LOCKING SCREW FOR IM NAIL Ø 4MM/ 36MM/ XL25 | Trauma | EA
214550 | 10886982154217 | 4.5MM CANNULATED SCREW PARTIALLY THREADED/50MM | Trauma | EA
281308 | 10886982177001 | 145 DEG DHS® PLATE-STANDARD BARREL 8 HOLES/142MM | Trauma | EA
04233936S | 10886982288585 | RFNA / 9MM / 360MM STANDARD BEND / STERILE | Trauma | EA
02127165TS | 10886982307231 | 3.5MM VARIABLE ANGLE LOCKING SCREW/SLF-TPNG/STRDRV/65MM | Trauma | EA
42231242TS | 10886982306814 | 5.0MM VAL SCREW/OPTILINK(TM) SLF-TPNG/STRDRV/42MM/STER | Trauma | EA
414548 | 10886982213211 | 4.5MM TI CANNULATED SCREW PARTIALLY THREADED/48MM | Trauma | EA
214768 | 10886982154521 | 4.5MM CANNULATED SCREW FULLY THREADED/68MM | Trauma | EA
04117506 | 10886982106407 | 2.7MM/3.5MM TI VA-LCP MEDL DSTL HUM PL 6H/LT/134MM-XLONG | Trauma | EA
02172535S | 10886982308313 | 5.0MM BLUNTED POINT SCHANZ SCREW 35MM THRD/175MM/STERILE | Trauma | EA
02221150 | 10886982276513 | 3.5MM VA PPFX DSTL FEMUR SPAN ATTCHMT PL/4H/RIGHT | Trauma | EA
04535380S | 10886982327345 | 3.5MM VOLT(TM) LOCKING SCREW 80MM T15 STERILE | Trauma | EA
49208 | 20886982236194 | 0.8MM TI KIRSCHNER WIRE 70MM | Trauma | EA
417090 | 10886982214300 | 6.5MM TI CANCELLOUS BONE SCREW 32MM THREAD/90MM | Trauma | EA
281530 | 10886982177568 | 135 DEG DHS® PLATE-SHORT BARREL 3 HOLES/62MM | Trauma | EA
04045328 | 10886982293183 | LOW PROF LCKNG SCREW F/IM NAIL Ø 5.0MM / L 28MM / XL25 | Trauma | EA
04045036S | 10886982294401 | LOCKING SCREW FOR IM NAIL Ø 5MM/ 36MM/ XL25/ STERILE | Trauma | EA
44133 | 10886982221735 | TI ONE-THIRD TUBULAR PLATE WITH COLLAR 3 HOLES/37MM | Trauma | EA
02226338S | 10886982059475 | 2.4MM HEADLESS COMPRESSION SCR 38MM/LONG THREAD-STERILE | Trauma | EA
04025428S | 10886982090409 | 4.0MM TI ANGULAR STABLE LCKNG SCR T25 38MM F/IM NAILS-STER | Trauma | EA
04214011 | 10886982120694 | 1.5MM TI LOCKING SCR SLF-TPNG WITH T4 STARDRIVE RECESS 11MM | Trauma | EA
04046725S | 10886982302076 | RECON SCREW FOR IM NAIL Ø 6.5MM/ 125MM/ XL40/ STERILE | Trauma | EA
04226223 | 10886982122582 | 2.4MM TI HEADLESS COMPRESSION SCREW-SHORT THREAD 23MM | Trauma | EA
04535836TS | 10886982321299 | 4.0MM VOLT(TM) CANC SCR 36MM FULL THRD T15 STERILE | Trauma | EA
SD357509 | 10886982006240 | 5.0MM BIOPSY DRILL 114MM LONG | Trauma | EA
02211204 | 10886982053886 | 2.4/2.7MM VA-LOCKING X-PLATE LARGE | Trauma | EA
02420317 | 10886982315106 | 2.0MM VOLT(TM) LOCKING SCREW 17MM T6 | Trauma | EA
04210120 | 10886982118561 | 2.4MM TI VA LOCKING SCREW STARDRIVE 20MM | Trauma | EA
02210146 | 10886982053169 | 2.4MM VA LCKNG SCREW SLF-TPNG WITH STARDRIVE RECESS 46MM | Trauma | EA
02226758 | 10886982060389 | 4.5MM HEADLESS COMPRESSION SCREW/LONG THREAD/58MM | Trauma | EA
40181096 | 10886982204899 | 2.0MM TI CORTEX SCREW SELF-TAPPING 10MM | Trauma | EA
418225 | 10886982214744 | 6.5MM TI CANCELLOUS BONE SCREW WITH 4.0MM CORE DIA/125MM | Trauma | EA
02231700S | 10886982062970 | 5.0MM CANNULATED VA LOCKING SCREW/100MM-STERILE | Trauma | EA
202716 | 10886982144492 | 3.0MM CANNULATED SCREW LONG THREAD/16MM | Trauma | EA
40183896 | 10886982205216 | 2.0MM TI CORTEX SCREW SELF-TAPPING 38MM | Trauma | EA
202238 | 10886982144102 | 2.7MM LOCKING SCREW SLF-TPNG WITH T8 STARDRIVE RECESS 38MM | Trauma | EA
401900 | 10886982205384 | 2.0MM TI LOCKING SCR SLF-TPNG WITH STARDRIVE RECESS 30MM | Trauma | EA
04211236 | 10886982119636 | 2.4/2.7MM TI VA-LCP FIRST MTP FUSION PL/MED/0 DEG/RIGHT | Trauma | EA
212421 | 10886982152664 | 3.5MM CONICAL SCREW SLF-TPNG PARTIALLY THREADED 50MM | Trauma | EA
414140 | 10886982212771 | 4.5MM TI CORTEX SCREW 140MM | Trauma | EA
229371 | 10886982159526 | 4.5MM LCP(TM) STRAIGHT RECON PLATE 7 HOLES/132MM | Trauma | EA
02130252 | 10886982044792 | 1.5MM VAL T-PLATE 3 HOLES HD-7 HOLES SHAFT | Trauma | EA
04227145 | 10886982124784 | 6.5MM TI HEADLESS COMPRESSION SCREW/16MM THREAD/145MM | Trauma | EA
04226017 | 10886982121523 | 3.0MM TI HEADLESS COMPRESSION SCREW-SHORT THREAD 17MM | Trauma | EA
02152415 | 10886982303745 | 4.0MM BLUNTED POINT SCHANZ SCREW 15MM THRD/150MM | Trauma | EA
03311310 | 10886982078575 | TI HALF RING/100MM DIAMETER | Trauma | EA
24812 | 10886982171122 | 3.5MM DCP® PLATE 12 HOLES/145MM | Trauma | EA
04045034 | 10886982292742 | LOCKING SCREW FOR IM NAIL Ø 5MM/ 34MM/ XL25 | Trauma | EA
04226754S | 10886982124074 | 4.5MM TI HEADLESS COMPRESSION SCR/LONG THRD/54MM-STERILE | Trauma | EA
04211044 | 10886982119148 | 2.7MM TI VA LCKNG SCR SLF-TPNG WITH T8 STARDRIVE RECESS 44MM | Trauma | EA
436510 | 10886982218056 | 3.5MM TI LCP OLECRANON PLATE 10 HOLES/RIGHT/190MM | Trauma | EA
207946 | 10886982148797 | 4.0MM CANCELLOUS BONE SCREW 5.0MM HEAD-PART THRDD/46MM | Trauma | EA
04130314 | 10886982113320 | 2.0MM TI VA-LCKNG SCR SLF-TPNG WITH T6 STARDRIVE RECESS 14MM | Trauma | EA
202840 | 10886982144867 | 2.7MM CORTEX SCREW SELF-TAPPING 40MM | Trauma | EA
02226800S | 10886982060570 | 4.5MM HEADLESS COMPRESSION SCR/LONG THRD/100MM-STERILE | Trauma | EA
02221114 | 10886982275516 | 3.5/4.5MM VA PPFX PROX FEMUR PLATE/8HOLES/RIGHT | Trauma | EA
04527152TS | 10886982323071 | 2.7MM VOLT(TM) CORTEX SCREW 52MM T8 STERILE | Trauma | EA
02124216 | 10886982042613 | 3.5MM LCP PROXIMAL TIBIA PLATE LOW BEND 12 HOLES/180MM/RIGHT | Trauma | EA
02535005 | 10886982328830 | 3.5MM VOLT(TM) STRAIGHT PLATE 5H/72MM | Trauma | EA
281421 | 10886982177322 | 150 DEG DHS® PLATE-STANDARD BARREL 20 HOLES/333MM | Trauma | EA
04019058S | 10886982090010 | 4.5MM TI MULTILOC SCREW LENGTH 58MM-STERILE | Trauma | EA
04045580S | 10886982295774 | LOW PROF LCKNG SCREW F/IM NAIL Ø 4.0MM / L 80MM / XL25/ STER | Trauma | EA
407035 | 10886982208149 | 4.0MM TI CANCELLOUS BONE SCREW PARTIALLY THREADED/35MM | Trauma | EA
04038100 | 10886982098504 | TFNA SCREW 100MM | Trauma | EA
04025522S | 10886982090638 | 5.0MM TI ANGULAR STABLE LCKNG SCR T25 32MM F/IM NAILS-STER | Trauma | EA
02112812 | 10886982279842 | 2.7MM VA LCP HOOK PLATE LONG/ 12MM/ LEFT | Trauma | EA
04226140 | 10886982122285 | 3.0MM TI HEADLESS COMPRESSION SCREW-LONG THREAD 40MM | Trauma | EA
02118210 | 10886982038463 | 2.7/3.5MM VA-LCP ANTEROLATERAL DISTAL TIBIA PL/12 HOLES/RIGH | Trauma | EA
02231695S | 10886982062956 | 5.0MM CANNULATED VA LOCKING SCREW/95MM-STERILE | Trauma | EA
04424324 | 10886982319043 | 2.4MM VOLT(TM) LOCKING SCREW 24MM T8 | Trauma | EA
04206244 | 10886982117762 | 3.5MM TI CRTX SCR/LOW PROF HD SELF-TAPPING/STARDRIVE/44MM | Trauma | EA
204850 | 10886982146441 | 3.5MM CORTEX SCREW SELF-TAPPING 50MM | Trauma | EA
292727 | 10886982180919 | 1.6MM NON-THREADED GUIDE WIRE- SPADE POINT ON ONE END 150MM | Trauma | EA
04110150 | 10886982100320 | TI LCP WRIST FUSION STANDARD BEND PLATE | Trauma | EA
03420161 | 10886982336712 | 2.0 VOLT(TM) SPRING INSERT FOR 03.420.156 | Trauma | EA
02118526 | 10886982039323 | 2.7MM METAPHYSEAL SCR SLF-TPNG W/T8 STRDRV RECESS/26MM | Trauma | EA
02118534 | 10886982039408 | 2.7MM METAPHYSEAL SCR SLF-TPNG W/T8 STRDRV RECESS/34MM | Trauma | EA
02226222S | 10886982058850 | 2.4MM HEADLESS COMPRESSION SCR 22MM/SHORT THREAD-STERILE | Trauma | EA
04250670 | 10886982304582 | 6.0MM TI SELF-DRILLING SCHANZ SCREW 70MM THRD/250MM | Trauma | EA
02200050 | 10886982047991 | 3.5MM STARDRIVE CORTEX SCREW SELF-TAPPING 50MM | Trauma | EA
02424358TS | 10886982345813 | 2.4MM VOLT(TM) LOCKING SCREW 58MM T8 STERILE | Trauma | EA
29465 | 10886982181619 | 6.0MM SCHANZ SCREW SPADE POINT 100MM | Trauma | EA
SD03110001 | 10886982002785 | 1.8MM VA COAXIAL DRILL GUIDE W/HANDLE/70MM LONG | Trauma | EA
04233949S | 10886982288929 | RFNA / 9MM / 480MM PERIPROSTHETIC BEND / STERILE | Trauma | EA
242462 | 10886982168429 | LCP® VOLAR DISTAL RADIUS PLATE EXTRA-ARTICULAR/LEFT-LONG | Trauma | EA
397995 | 10886982201300 | TOMOFIX OSTEOTOMY CHISEL 25MM WIDTH | Trauma | EA
390035 | 10886982198037 | MEDIUM OPEN ADJUSTABLE CLAMP | Trauma | EA
02110840 | 10886982030993 | LCP VOLAR COLUMN DISTAL RADIUS PL 7H HEAD/4H SHAFT/RT | Trauma | EA
02424354TS | 10886982316790 | 2.4MM VOLT(TM) LOCKING SCREW 54MM T8 STERILE | Trauma | EA
20137297 | 10886982141941 | 2.0MM CORTEX SCREW SLF-TPNG WITH STARDRIVE RECESS 22MM | Trauma | EA
03311048 | 10886982078070 | REDUCTION WIRE 2.0MM DIA HALF POINT TIP | Trauma | EA
02527306 | 10886982333209 | 2.7MM VOLT(TM) LOCKING SCREW 6MM T8 | Trauma | EA
204018 | 10886982145376 | 3.5MM CORTEX SCREW 18MM | Trauma | EA
08025032S | 20886982131901 | RESORBABLE SLEEVE FOR 4.0MM ANGULAR STABLE LCKNG SCR-STER | Trauma | EA
240046 | 10886982164636 | 4.5MM LCP PROXIMAL TIBIA PLATE 14 HOLES/262MM-RIGHT | Trauma | EA
04045032TS | 10886982302632 | LOCKING SCREW FOR IM NAIL Ø 5.0MM / L 32MM / XL25/ STER | Trauma | EA
209045 | 10886982150264 | 7.0MM CANNULATED SCREW 32MM THREAD/45MM | Trauma | EA
239947 | 10886982163455 | 3.5MM LCP® PROXIMAL TIBIA PLATE 16 HOLES/237MM-LEFT | Trauma | EA
02226746 | 10886982060266 | 4.5MM HEADLESS COMPRESSION SCREW/LONG THREAD/46MM | Trauma | EA
204720 | 10886982146168 | 3.5MM PELVIC CORTEX SCREW SELF-TAPPING 120MM | Trauma | EA
04112149 | 10886982103802 | 2.7MM/3.5MM TI LCP LAT DISTAL FIBULA PLATE 9H/LEFT/151MM | Trauma | EA
359204 | 10886982197054 | LOCKING PLIERS | Trauma | EA
02001328 | 10886982027733 | 4.5MM LCP® CURVED CONDYLAR PLATE 18 HOLES/386MM-RIGHT | Trauma | EA
04211232 | 10886982119551 | 2.4/2.7MM TI VA-LCP FIRST MTP FUSION PL/SM/5 DEG/RIGHT | Trauma | EA
02117604 | 10886982037008 | 2.7MM/3.5MM VA-LCP EXT MEDL DSTL HUM PL 4H/RT/111MM-LONG | Trauma | EA
02420072 | 10886982337627 | 2.0MM VOLT(TM) Y-PLATE 10H/80MM | Trauma | EA
04227060S | 10886982124456 | 6.5MM TI HEADLESS COMPRESSION SCR/16MM THRD/60MM-STERILE | Trauma | EA
406456 | 10886982207920 | 4.0MM TI CORTEX SCREW SELF-TAPPING/56MM | Trauma | EA
04230114 | 10886982125361 | 1.5MM TI HEADLESS COMPRESSION SCREW 14MM | Trauma | EA
209775S | 10886982151117 | 7.3MM CANNULATED SCREW FULLY THREADED/175MM-STERILE | Trauma | EA
03221017 | 10886982076779 | Ø1.7MM CABLE LOCK FOR PISTOL GRIP CABLE TENSIONER | Trauma | EA
02527358TS | 10886982345899 | 2.7MM VOLT(TM) LOCKING SCREW 58MM T8 STERILE | Trauma | EA
04221510S | 10886982121042 | 5.0MM TI PERIPROSTHETIC LCKNG SCR SLF-TPNG STRDRV 10MM-STER | Trauma | EA
02535062S | 10886982328137 | 3.5MM VOLT(TM) RECON PLATE 12H/142MM/STERILE | Trauma | EA
400532 | 10886982203472 | 1.0MM TI CORTEX SCREW SELF-TAPPING 12MM | Trauma | EA
280275 | 10886982175090 | DHS®/DCS® ONE-STEP LAG SCREW 12.7MM THREAD/75MM | Trauma | EA
22406 | 10886982158208 | 4.5MM NARROW DCP® PLATE 6 HOLES/103MM | Trauma | EA
224763 | 10886982158758 | 4.5MM/3.5MM LCP® METAPHYSEAL PLATE 18 HOLES | Trauma | EA
205018 | 10886982146786 | 3.5MM CANNULATED SCREW PARTIALLY THREADED/18MM | Trauma | EA
04123042 | 10886982110466 | 3.5MM TI LCP PERIARTIC PROX HUMERUS PL 5 HOLE/145MM/RIGHT | Trauma | EA
04233149S | 10886982290366 | RFNA / 11MM / 480MM PERIPROSTHETIC BEND / STERILE | Trauma | EA
422222 | 10886982215062 | TI LCP PROXIMAL LATERAL TIBIA PL 7 HOLES/180MM-RIGHT | Trauma | EA
02227060 | 10886982060730 | 6.5MM HEADLESS COMPRESSION SCREW/16MM THREAD/60MM | Trauma | EA
04536008 | 10886982328045 | 3.5MM VOLT(TM) METAPHYSEAL PL 8H/104MM | Trauma | EA
02130311 | 10886982045188 | 2.0MM VA-LCKNG SCREW SLF-TPNG WITH T6 STARDRIVE RECESS 11MM | Trauma | EA
03424060 | 10886982335920 | 2.4 VOLT(TM) DEPTH GAUGE 0 TO 60MM | Trauma | EA
04527360 | 10886982323873 | 2.7MM VOLT(TM) LOCKING SCREW 60MM T8 | Trauma | EA
423611 | 10886982216380 | 3.5MM TI LCP® PLATE 11 HOLES 150MM | Trauma | EA
02204014 | 10886982049315 | 4.0MM LOCKING SCREW SLF-TPNG WITH T25 STARDRIVE RECESS 14MM | Trauma | EA
04214016 | 10886982120748 | 1.5MM TI LOCKING SCR SLF-TPNG WITH T4 STARDRIVE RECESS 16MM | Trauma | EA
02226321 | 10886982059208 | 2.4MM HEADLESS COMPRESSION SCREW-LONG THREAD 21MM | Trauma | EA
40182896 | 10886982205117 | 2.0MM TI CORTEX SCREW SELF-TAPPING 28MM | Trauma | EA
280690S | 10886982176073 | DHS®/DCS® ONE-STEP LAG SCREW 14MM DIA. THREAD/90MM-STERILE | Trauma | EA
280100S | 10886982174925 | DHS®/DCS® LAG SCREW 12.7MM THREAD/110MM-STERILE | Trauma | EA
04527072 | 10886982338020 | 2.7MM VOLT(TM) Y-PLATE 10H/104MM | Trauma | EA
458954S | 10886982231000 | 5.0MM TI LOCKING SCREW 54MM- FOR IM NAILS-STERILE | Trauma | EA
04527110 | 10886982325020 | 2.7MM VOLT(TM) CORTEX SCREW 10MM T8 | Trauma | EA
04424010 | 10886982334428 | 2.4MM VOLT(TM) STRAIGHT PLATE 10H/96MM | Trauma | EA
217080 | 10886982155610 | 6.5MM CANCELLOUS BONE SCREW 32MM THREAD/80MM | Trauma | EA
04233233S | 10886982290427 | RFNA / 12MM / 320MM PERIPROSTHETIC BEND / STERILE | Trauma | EA
02127144 | 10886982043269 | 3.5MM VARIABLE ANGLE LOCKING SCREW/SLF-TPNG/STRDRV/44MM | Trauma | EA
408467 | 10886982209436 | 6.5MM TI CANNULATED SCREW FULLY THREADED 55MM | Trauma | EA
218055 | 10886982155948 | 6.5MM CANCELLOUS BONE SCREW FULLY THREADED/55MM | Trauma | EA
241279 | 10886982166494 | 3.5MM LCP® POSTEROLATERAL DSTL HUMERUS PL-LAT SUPPORT 9H-LT | Trauma | EA
202969 | 10886982145260 | 2.7MM CORTEX SCREW SLF-TPNG WITH T8 STARDRIVE RECESS/60MM | Trauma | EA
04003036 | 10886982081759 | 6.5MM TI RECON SCREW WITH T25 STARDRIVE 130MM | Trauma | EA
24138 | 10886982166906 | ONE-THIRD TUBULAR PLATE WITH COLLAR 8 HOLES/97MM | Trauma | EA
412208 | 10886982210920 | 5.0MM TI LOCKING SCR SLF-TPNG WITH T25 STARDRIVE RECESS 28MM | Trauma | EA
04206232 | 10886982117649 | 3.5MM TI CRTX SCR/LOW PROF HD SELF-TAPPING/STARDRIVE/32MM | Trauma | EA
02420316TS | 10886982315090 | 2.0MM VOLT(TM) LOCKING SCREW 16MM T6 STERILE | Trauma | EA
02527160 | 10886982333155 | 2.7MM VOLT(TM) CORTEX SCREW 60MM T8 | Trauma | EA
242110 | 10886982167989 | 4.5MM LCP® PROXIMAL FEMUR PLATE 10 HOLES/283MM-LEFT | Trauma | EA
212116 | 10886982151902 | 3.5MM LOCKING SCREW SLF-TPNG W/STARDRIVE(TM) RECESS 38MM | Trauma | EA
212218 | 10886982152251 | 5.0MM LOCKING SCREW SLF-TPNG WITH T25 STARDRIVE RECESS 48MM | Trauma | EA
02113001 | 10886982034717 | 1.6MM DRILL TIP GUIDE WIRE 200MM | Trauma | EA
214945 | 10886982155009 | 4.5MM CORTEX SCREW SELF-TAPPING 145MM | Trauma | EA
04214107 | 10886982120823 | 1.5MM TI CORTEX SCR SLF-TPNG WITH T4 STARDRIVE RECESS 7MM | Trauma | EA
241451 | 10886982167217 | 3.5MM LCP® ANTEROLATERAL DISTAL TIBIA PL 15 HOLES/LEFT | Trauma | EA
02424110TS | 10886982315571 | 2.4MM VOLT(TM) CORTEX SCREW 10MM T8 STERILE | Trauma | EA
SD03111560 | 10886982341341 | GUIDE BLOCK FOR TWO-COLUMN 6 HOLE/RIGHT | Trauma | EA
03311058 | 10886982078131 | SCHANZ SCREW BOLT CANNULATED RING MOUNT | Trauma | EA
02424318 | 10886982316400 | 2.4MM VOLT(TM) LOCKING SCREW 18MM T8 | Trauma | EA
04227295 | 10886982125026 | 6.5MM TI HEADLESS COMPRESSION SCREW/32MM THREAD/95MM | Trauma | EA
407718 | 10886982208583 | 4.0MM TI CANNULATED SCREW LONG THREAD/18MM | Trauma | EA
04045276S | 10886982294883 | LOCKING SCREW FOR IM NAIL Ø 4MM/ 76MM/ XL25/ STERILE | Trauma | EA
04535670S | 10886982321848 | 4.0MM VOLT(TM) CANC SCR 70MM PART THRD T15 STERILE | Trauma | EA
SD03233019 | 10886982362216 | LINEAR ADJUSTMENT LOCK KNOB RFNA PROXIMAL AIMING DEVICE | Trauma | EA
42231255 | 10886982259486 | 5.0MM VAL SCREW/OPTILINK(TM) SLF-TPNG/STRDRV/55MM | Trauma | EA
357418 | 10886982196415 | PERCUTANEOUS INSERTION HANDLE F/TROCHANTERIC FIXATION NAILS | Trauma | EA
04233132S | 10886982290649 | RFNA / 11MM / 320MM STANDARD BEND / STERILE | Trauma | EA
02424152 | 10886982316080 | 2.4MM VOLT(TM) CORTEX SCREW 52MM T8 | Trauma | EA
212419 | 10886982152657 | 3.5MM CONICAL SCREW SLF-TPNG PARTIALLY THREADED 45MM | Trauma | EA
02114009 | 10886982034861 | 1.5MM LCP EXTENDED H-PLATE LEFT | Trauma | EA
02535310TS | 10886982324870 | 3.5MM VOLT(TM) LOCKING SCREW 10MM T15 STERILE | Trauma | EA
03133109S | 10886982277459 | 3.5MM DRILL BIT QC 150MM STER | Trauma | EA
04045056TS | 10886982302755 | LOCKING SCREW FOR IM NAIL Ø 5.0MM / L 56MM / XL25/ STER | Trauma | EA
02420142TS | 10886982314796 | 2.0MM VOLT(TM) CORTEX SCREW 42MM T6 STERILE | Trauma | EA
239957 | 10886982163530 | 3.5MM LCP® MEDIAL PROXIMAL TIBIA PLATE 6H/LEFT 119MM | Trauma | EA
214572 | 10886982154286 | 4.5MM CANNULATED SCREW PARTIALLY THREADED/72MM | Trauma | EA
04045395S | 10886982295392 | LOW PROF LCKNG SCREW F/IM NAIL Ø 5.0MM / L 95MM/ XL25/ STER | Trauma | EA
03312841 | 10886982260963 | MAXFRAME(TM) VERTICAL MOUNT FOR RADIOGRAPHIC MARKER | Trauma | EA
02112006 | 10886982032553 | 3.5MM LCP SUP ANT CLAVICLE PL W/LAT EXTN 3H/RT/69MM | Trauma | EA
02420132TS | 10886982314697 | 2.0MM VOLT(TM) CORTEX SCREW 32MM T6 STERILE | Trauma | EA
42231234 | 10886982259394 | 5.0MM VAL SCREW/OPTILINK(TM) SLF-TPNG/STRDRV/34MM | Trauma | EA
02170640 | 10886982303844 | 6.0MM SELF-DRILLING SCHANZ SCREW 40MM THRD/175MM | Trauma | EA
02527317TS | 10886982333032 | 2.7MM VOLT(TM) LOCKING SCREW 17MM T8 STERILE | Trauma | EA
209765 | 10886982151063 | 7.3MM CANNULATED SCREW FULLY THREADED/165MM | Trauma | EA
417105 | 10886982214331 | 6.5MM TI CANCELLOUS BONE SCREW 32MM THREAD/105MM | Trauma | EA
04211253 | 10886982119933 | 2.4/2.7MM TI VA-LCP T-FUSION PL/2 HOLE HEAD/SHORT | Trauma | EA
02535328TS | 10886982325327 | 3.5MM VOLT(TM) LOCKING SCREW 28MM T15 STERILE | Trauma | EA
281320 | 10886982177100 | 145 DEG DHS® PLATE-STANDARD BARREL 2 HOLES/46MM | Trauma | EA
02231620 | 10886982062796 | 5.0MM CANNULATED VA LOCKING SCREW/20MM | Trauma | EA
04527375S | 10886982324221 | 2.7MM VOLT(TM) LOCKING SCREW 75MM T8 STERILE | Trauma | EA
280520S | 10886982175786 | DHS®/DCS® LAG SCREW 14.0MM THREAD/120MM-STERILE | Trauma | EA
02127124TS | 10886982306890 | 3.5MM VARIABLE ANGLE LOCKING SCREW/SLF-TPNG/STRDRV/24MM | Trauma | EA
02221103 | 10886982276155 | 3.5MM VA PPFX GT RING ATTCHMT PLATE/LARGE/LEFT | Trauma | EA
214777 | 10886982154552 | 4.5MM CANNULATED SCREW FULLY THREADED 80MM | Trauma | EA
SD03108013 | 10886982257161 | PEDIATRIC GUIDE BLOCK W/QC 5.0MM | Trauma | EA
441283 | 10886982221599 | 3.5MM TI LCP® MEDIAL DISTAL HUMERUS PLATE 3 HOLES-LEFT | Trauma | EA
02112045 | 10886982032997 | 2.7MM/3.5MM VA-LCP LAT ANT CLAVICLE PLATE/7 HOLE/77MM | Trauma | EA
04535175S | 10886982327215 | 3.5MM VOLT(TM) CORTEX SCREW 75MM T15 STERILE | Trauma | EA
02152425 | 10886982303677 | 4.0MM BLUNTED POINT SCHANZ SCREW 25MM THRD/150MM | Trauma | EA
03221006 | 10886982076694 | CABLE CUTTER W/TRIGGER HANDLE | Trauma | EA
02535054 | 10886982328311 | 3.5MM VOLT(TM) RECON PLATE 4H/46MM | Trauma | EA
426591 | 10886982217172 | 4.5MM TI BROAD LCP® PLATE 9 HOLES/170MM | Trauma | EA
02206012 | 10886982050069 | 3.5MM CRTX SCREW/LOW PROF HD SELF-TAPPING/HEX DRIVE/12MM | Trauma | EA
201890 | 10886982143228 | 2.0MM LOCKING SCREW SLF-TPNG WITH STARDRIVE RECESS 20MM | Trauma | EA
226611 | 10886982159137 | 4.5MM BROAD LCP® PLATE 11 HOLES/206MM | Trauma | EA
02424115 | 10886982315663 | 2.4MM VOLT(TM) CORTEX SCREW 15MM T8 | Trauma | EA
439942 | 10886982219268 | 3.5MM TI LCP® PROXIMAL TIBIA PLATE 12 HOLES/185MM-RIGHT | Trauma | EA
441903 | 10886982222466 | 3.5MM TI LCP® PROXIMAL HUMERUS PLATE-STANDARD 5H SHAFT/114MM | Trauma | EA
442511 | 10886982223036 | 2.4MM TI LCP(TM) DISTAL RADIUS L-PLATE/-20DEG 3H HD/3H SHAFT | Trauma | EA
04420318 | 10886982317681 | 2.0MM VOLT(TM) LOCKING SCREW 18MM T6 | Trauma | EA
02527144TS | 10886982332325 | 2.7MM VOLT(TM) CORTEX SCREW 44MM T8 STERILE | Trauma | EA
02210985 | 10886982053480 | 2.4MM CORTEX SCREW SLF-TPNG WITH T8 STARDRIVE RECESS 85MM | Trauma | EA
439947 | 10886982219367 | 3.5MM TI LCP® PROXIMAL TIBIA PLATE 16 HOLES/237MM-LEFT | Trauma | EA
02527310TS | 10886982333292 | 2.7MM VOLT(TM) LOCKING SCREW 10MM T8 STERILE | Trauma | EA
02240210 | 10886982063724 | 3.7MM CANNULATED CONICAL SCREW 6MM THREAD/10MM | Trauma | EA
202810 | 10886982144713 | 2.7MM CORTEX SCREW SELF-TAPPING 10MM | Trauma | EA
04233249S | 10886982290502 | RFNA / 12MM / 480MM PERIPROSTHETIC BEND / STERILE | Trauma | EA
04527073S | 10886982339652 | 2.7MM VOLT(TM) TRIANGLE PLATE 10H/101MM/STERILE | Trauma | EA
04226124 | 10886982122063 | 3.0MM TI HEADLESS COMPRESSION SCREW-LONG THREAD 24MM | Trauma | EA
04115750 | 10886982105127 | 2.4MM TI VA-LCP VOLAR RIM DSTL RADIUS PLATE/6H HD/5H SHAFT/R | Trauma | EA
423591 | 10886982216342 | 3.5MM TI LCP® PLATE 9 HOLES 124MM | Trauma | EA
04045066 | 10886982292964 | LOCKING SCREW FOR IM NAIL Ø 5MM/ 66MM/ XL25 | Trauma | EA
04424106 | 10886982318046 | 2.4MM VOLT(TM) CORTEX SCREW 6MM T8 | Trauma | EA
02124201 | 10886982042477 | 3.5MM LCP PROXIMAL TIBIA PLATE LOW BEND 4 HOLES/76MM/LEFT | Trauma | EA
03226042 | 10886982077189 | 4.0MM CANNULATED DRILL BIT | Trauma | EA
402632 | 10886982206206 | 3.0MM TI CANNULATED SCREW SHORT THREAD/32MM | Trauma | EA
04535324TS | 10886982326485 | 3.5MM VOLT(TM) LOCKING SCREW 24MM T15 STERILE | Trauma | EA
42231240TS | 10886982306807 | 5.0MM VAL SCREW/OPTILINK(TM) SLF-TPNG/STRDRV/40MM/STER | Trauma | EA
280301 | 10886982175212 | DHS®/DCS® ONE-STEP LAG SCREW 12.7MM THREAD/100MM | Trauma | EA
221312 | 10886982156310 | 1.3MM STRAIGHT PLATE 12 HOLES | Trauma | EA
247370 | 10886982170866 | 2.7MM LCP(TM) ADAPTION PLATE 12 HOLES/97MM | Trauma | EA
239941 | 10886982163332 | 3.5MM LCP® PROXIMAL TIBIA PLATE 10 HOLES/159MM-LEFT | Trauma | EA
439990 | 10886982219862 | 4.5MM TI LCP® MEDIAL PROXIMAL TIBIA PLATE 10H/RIGHT 214MM | Trauma | EA
207918 | 10886982148650 | 4.0MM CANCELLOUS BONE SCREW 5.0MM HEAD-PART THRDD/18MM | Trauma | EA
02535316TS | 10886982324931 | 3.5MM VOLT(TM) LOCKING SCREW 16MM T15 STERILE | Trauma | EA
02250670SHA | 10886982305107 | 6.0MM SELF-DRILLING SCHANZ SCREW 70MM THRD/250MM/HA STER | Trauma | EA
02424069 | 10886982337481 | 2.4MM VOLT(TM) CONDYLAR PLATE 6H/54MM | Trauma | EA
04206016 | 10886982116642 | 3.5MM TI CRTX SCR/LOW PROF HD SELF-TAPPING/HEXDRIVE/16MM | Trauma | EA
02118205 | 10886982038364 | 2.7/3.5MM VA-LCP ANTEROLATERAL DISTAL TIBIA PL/6 HOLES/LEFT | Trauma | EA
04114509 | 10886982104649 | 1.5MM TI LCP EXTENDED H-PLATE LEFT WITH GUIDES | Trauma | EA
02212056 | 10886982055217 | 3.5MM LOCKING SCREW SLF-TPNG WITH STARDRIVE RECESS 56MM | Trauma | EA
02100214 | 10886982028655 | 3.5MM WIDE ANGLE LOW PROFILE RECON PLATE 14 HOLES | Trauma | EA
02420315TS | 10886982315076 | 2.0MM VOLT(TM) LOCKING SCREW 15MM T6 STERILE | Trauma | EA
02527118TS | 10886982322333 | 2.7MM VOLT(TM) CORTEX SCREW 18MM T8 STERILE | Trauma | EA
414852 | 10886982213761 | 4.5MM TI CORTEX SCREW SELF-TAPPING 52MM | Trauma | EA
02207020 | 10886982051738 | 7.3MM CANNULATED LOCKING SCREW 20MM | Trauma | EA
04420005S | 10886982330864 | 2.0MM VOLT(TM) COMPACT STRT PL 10H/52MM/STERILE | Trauma | EA
04233120S | 10886982290601 | RFNA / 11MM / 200MM STANDARD BEND / STERILE | Trauma | EA
04003025S | 10886982081544 | 6.5MM TI RECON SCREW WITH T25 STARDRIVE 75MM-STERILE | Trauma | EA
04527160TS | 10886982346162 | 2.7MM VOLT(TM) CORTEX SCREW 60MM T8 STERILE | Trauma | EA
282683 | 10886982179463 | 140 DEG LCP® DHHS(TM) SIDEPLATE-SHORT BARREL 4 HOLES | Trauma | EA
04045344S | 10886982295002 | LOW PROF LCKNG SCREW F/IM NAIL Ø 5.0MM / L 44MM / XL25/ STER | Trauma | EA
04005452 | 10886982085641 | 4.0MM TI LOCKING SCREW W/T25 STARDRIVE 62MM FOR IM NAILS | Trauma | EA
04111730 | 10886982102126 | 2.4MM TI VA-LCP 2-CLMN VLR DST RADIUS PL 7H HD/3H SHAFT/RT | Trauma | EA
282631 | 10886982178855 | 140 DEG LCP® DHHS(TM) SIDEPLATE-STD BARREL 3 HOLES | Trauma | EA
449684 | 10886982224231 | 2.7MM TI LCP(TM) CONDYLAR PL 7 HOLES SHAFT | Trauma | EA
04226220S | 10886982122537 | 2.4MM TI HDLSS COMPRESSION SCR 20MM/SHORT THREAD-STERILE | Trauma | EA
04420324 | 10886982317766 | 2.0MM VOLT(TM) LOCKING SCREW 24MM T6 | Trauma | EA
235701 | 10886982160119 | 100 DEG ADOLESCENT OSTEOTOMY PLATE 50MM/15MM | Trauma | EA
04015545S | 10886982088963 | 5.0MM TI DUAL CORE LCKNG SCREW T25 STRDRV 55MM/IM NAILS-STER | Trauma | EA
02206285 | 10886982051608 | 3.5MM CRTX SCREW/LOW PROF HD SELF-TAPPING/STAR DRIVE/85MM | Trauma | EA
242508 | 10886982168672 | 2.4MM LCP® DISTAL RADIUS L-PLATE/+20 DEG 3H HD/3H SHAFT | Trauma | EA
441273 | 10886982221513 | 3.5MM TI LCP® POSTLAT DISTAL HUMERUS PL-LAT SUPPORT 3H-LT | Trauma | EA
02222142 | 10886982056023 | 5.0MM VA LOCKING SCREW SLF-TPNG W/T25 STARDRIVE/42MM | Trauma | EA
04107410 | 10886982099983 | 2.7/3.5MM TI VA-LCP X-ARTICLR PROXIMAL ULNA PL 10H/RT/184MM | Trauma | EA
216110 | 10886982155337 | 6.5MM CANCELLOUS BONE SCREW 16MM THREAD/110MM | Trauma | EA
04206045 | 10886982116949 | 3.5MM TI CRTX SCR/LOW PROF HD SELF-TAPPING/HEXDRIVE/45MM | Trauma | EA
201640 | 10886982142184 | 2.4MM CORTEX SCREW SELF-TAPPING 10MM | Trauma | EA
02226775 | 10886982060464 | 4.5MM HEADLESS COMPRESSION SCREW/LONG THREAD/75MM | Trauma | EA
04112008 | 10886982102362 | 3.5MM TI LCP SUP ANT CLAVICLE PL W/LAT EXTN 6H/RT/108MM | Trauma | EA
04527326TS | 10886982323552 | 2.7MM VOLT(TM) LOCKING SCREW 26MM T8 STERILE | Trauma | EA
408482 | 10886982209580 | 6.5MM TI CANNULATED SCREW FULLY THREADED 130MM | Trauma | EA
02001326 | 10886982027719 | 4.5MM LCP® CURVED CONDYLAR PLATE 16 HOLES/350MM-RIGHT | Trauma | EA
SD03333001 | 10886982346919 | GUIDE WIRE Ø1.1 LENGTH 150MM DOUBLE TIP | Trauma | EA
04019036S | 10886982089793 | 4.5MM TI MULTILOC SCREW LENGTH 36MM-STERILE | Trauma | EA
208945 | 10886982150127 | 7.3MM CANNULATED SCREW 16MM THREAD/145MM | Trauma | EA
442508 | 10886982223005 | 2.4MM TI LCP(TM) DISTAL RADIUS L-PLATE/+20DEG 3H HD/3H SHAFT | Trauma | EA
02205295 | 10886982050038 | 5.0MM CANNULATED CONICAL SCREW 95MM | Trauma | EA
02231220 | 10886982062024 | 5.0MM VARIABLE ANGLE LOCKNG SCREW/SLF-TPNG/STRDRV/20MM | Trauma | EA
02226775S | 10886982060471 | 4.5MM HEADLESS COMPRESSION SCR/LONG THRD/75MM-STERILE | Trauma | EA
04046690S | 10886982302007 | RECON SCREW FOR IM NAIL Ø 6.5MM/ 90MM/ XL40/ STERILE | Trauma | EA
04025456S | 10886982090546 | 4.0MM TI ANGULAR STABLE LCKNG SCR T25 66MM F/IM NAILS-STER | Trauma | EA
414524 | 10886982213099 | 4.5MM TI CANNULATED SCREW PARTIALLY THREADED/24MM | Trauma | EA
236002 | 10886982160232 | 90 DEG TODDLER OSTEOTOMY PLATE 32MM/4MM | Trauma | EA
02207460 | 10886982052117 | 7.3MM CANNULATED CONICAL SCREW PARTIALLY THREADED 60MM | Trauma | EA
02240070 | 10886982063663 | 3.7MM CANNULATED LOCKING SCREW 70MM | Trauma | EA
02118520 | 10886982039262 | 2.7MM METAPHYSEAL SCR SLF-TPNG W/T8 STRDRV RECESS/20MM | Trauma | EA
03133103S | 10886982277398 | 2.5MM DRILL BIT QC 170MM STER 80MM CALIBRATION | Trauma | EA
04424346TS | 10886982319272 | 2.4MM VOLT(TM) LOCKING SCREW 46MM T8 STERILE | Trauma | EA
04535810TS | 10886982321039 | 4.0MM VOLT(TM) CANC SCR 10MM FULL THRD T15 STERILE | Trauma | EA
401760TS | 10886982262783 | 2.4MM TI CORTEX SCREW SLF-TPNG WITH T8 STARDRIVE 10MM STERIL | Trauma | EA
04226334 | 10886982123145 | 2.4MM TI HEADLESS COMPRESSION SCREW-LONG THREAD 34MM | Trauma | EA
245930 | 10886982170446 | 3.5MM LOW PROFILE RECON J-PLATE 10 HOLES-LEFT | Trauma | EA
04045242 | 10886982293299 | LOCKING SCREW FOR IM NAIL Ø 4MM/ 42MM/ XL25 | Trauma | EA
02210156 | 10886982053213 | 2.4MM VA LCKNG SCREW SLF-TPNG WITH STARDRIVE RECESS 56MM | Trauma | EA
408435 | 10886982209153 | 6.5MM TI CANNULATED SCREW 32MM THREAD 65MM | Trauma | EA
226652 | 10886982159243 | 4.5MM CURVED BROAD LCP® PLATE 15 HOLES/282MM | Trauma | EA
04424312 | 10886982318848 | 2.4MM VOLT(TM) LOCKING SCREW 12MM T8 | Trauma | EA
02200095 | 10886982048080 | 3.5MM STARDRIVE CORTEX SCREW SELF-TAPPING 95MM | Trauma | EA
04005638S | 10886982086716 | 6.0MM TI LOCKING SCREW W/T25 STARDRIVE 48MM F/IM NAIL-STER | Trauma | EA
414915 | 10886982213952 | 4.5MM TI CORTEX SCREW SELF-TAPPING 115MM | Trauma | EA
02420328TS | 10886982315250 | 2.0MM VOLT(TM) LOCKING SCREW 28MM T6 STERILE | Trauma | EA
04038125S | 10886982098610 | TFNA SCREW 125MM - STERILE | Trauma | EA
04114003 | 10886982104342 | 1.5MM TI LCP ADAPTION PLATE 6 HOLE | Trauma | EA
04111901 | 10886982102300 | 2.7MM TI LCP ULNA OSTEOTOMY PLATE/8 HOLES | Trauma | EA
02527130 | 10886982332097 | 2.7MM VOLT(TM) CORTEX SCREW 30MM T8 | Trauma | EA
SD03010507 | 10886982346933 | EXTENDED MULTI HOLE WIRE GUIDE FOR RFNA | Trauma | EA
02535352 | 10886982325556 | 3.5MM VOLT(TM) LOCKING SCREW 52MM T15 | Trauma | EA
04527360S | 10886982324191 | 2.7MM VOLT(TM) LOCKING SCREW 60MM T8 STERILE | Trauma | EA
02172550SHA | 10886982348173 | 5.0MM BLUNTED POINT SCHANZ SCREW 50MM THRD/175MM/HA STER | Trauma | EA
04005670S | 10886982086938 | 6.0MM TI LOCKING SCREW W/T25 STARDRIVE 80MM F/IM NAIL-STER | Trauma | EA
04535124TS | 10886982325884 | 3.5MM VOLT(TM) CORTEX SCREW 24MM T15 STERILE | Trauma | EA
02120704 | 10886982040244 | 3.5MM LCP POSTEROMEDIAL PROXIMAL TIBIA PLATE 4H/105MM | Trauma | EA
408830 | 10886982209641 | 7.3MM TI CANNULATED SCREW 16MM THREAD/30MM | Trauma | EA
02123041 | 10886982042330 | 3.5MM LCP PERIARTICULAR PROX HUMERUS PL 3 HOLE/109MM/LT | Trauma | EA
04527032 | 10886982335142 | 2.7MM VOLT(TM) ADAPTION PLATE 12H/84MM | Trauma | EA
02227310 | 10886982061379 | 6.5MM HEADLESS COMPRESSION SCREW/32MM THREAD/110MM | Trauma | EA
212808 | 10886982152787 | 2.4MM LOCKING SCREW SLF-TPNG WITH STARDRIVE RECESS 8MM | Trauma | EA
04112106 | 10886982103109 | 2.7MM/3.5MM TI LCP POSTLAT DSTL FIBULA PL 3H/RIGHT/77MM | Trauma | EA
409670 | 10886982209993 | 7.3MM TI CANNULATED SCREW FULLY THREADED/70MM | Trauma | EA
04045256 | 10886982293367 | LOCKING SCREW FOR IM NAIL Ø 4MM/ 56MM/ XL25 | Trauma | EA
04226746 | 10886982123985 | 4.5MM TI HEADLESS COMPRESSION SCREW/LONG THREAD/46MM | Trauma | EA
02115131 | 10886982035165 | 2.4MM VA-LCP DORSAL DISTAL RAD L-PLATE -90°/2H HD/3H SHAFT | Trauma | EA
02100216 | 10886982028679 | 3.5MM WIDE ANGLE LOW PROFILE RECON PLATE 16 HOLES | Trauma | EA
04226690S | 10886982123756 | 4.5MM TI HEADLESS COMPRESSION SCR/SHORT THRD/90MM-STERILE | Trauma | EA
02527180S | 10886982323996 | 2.7MM VOLT(TM) CORTEX SCREW 80MM T8 STERILE | Trauma | EA
204090 | 10886982145703 | 3.5MM CORTEX SCREW 90MM | Trauma | EA
04226325S | 10886982123015 | 2.4MM TI HDLSS COMPRESSION SCR 25MM/LONG THREAD-STERILE | Trauma | EA
04424073S | 10886982339515 | 2.4MM VOLT(TM) TRIANGLE PLATE 10H/93MM/STERILE | Trauma | EA
04005520 | 10886982085887 | 5.0MM TI LOCKING SCREW W/T25 STARDRIVE 30MM FOR IM NAILS | Trauma | EA
04535136 | 10886982325990 | 3.5MM VOLT(TM) CORTEX SCREW 36MM T15 | Trauma | EA
04420315 | 10886982317629 | 2.0MM VOLT(TM) LOCKING SCREW 15MM T6 | Trauma | EA
355006 | 10886982194725 | MEDULLARY TUBE | Trauma | EA
02240252 | 10886982063939 | 3.7MM CANNULATED CONICAL SCREW 25MM THREAD/52MM | Trauma | EA
60529320 | 10886982341792 | VOLT(TM) MINI BEND CUT INSTR 1 HIGH 2/3 WIDTH ALUM TRAY | Trauma | EA
424651 | 10886982216908 | 4.5MM TI NARROW LCP® PLATE 15 HOLES/278MM | Trauma | EA
SD03010496 | 10886982348265 | XL IM REDUCTION TOOL CURVED WITH AO REAMER COUPLING | Trauma | EA
03311968 | 10886982079473 | TI FOOT RING Ø180MM/SHORT | Trauma | EA
SD292690 | 10886982311665 | 3.2MM GUIDE WIRE/ TROCAR POINT 400MM | Trauma | EA
03312440 | 10886982260895 | MAXFRAME(TM) BRIDGING PLATE FOR 5/8 RING 240MM/ALUMINUM | Trauma | EA
04424068S | 10886982337429 | 2.4MM VOLT(TM) HOOK PLATE 10H/89MM/STERILE | Trauma | EA
04123022 | 10886982110206 | 3.5MM TI LCP PERIARTIC PROX HUMERUS PL 4 HOLE/127MM/RT | Trauma | EA
42231240 | 10886982259424 | 5.0MM VAL SCREW/OPTILINK(TM) SLF-TPNG/STRDRV/40MM | Trauma | EA
04019032S | 10886982089755 | 4.5MM TI MULTILOC SCREW LENGTH 32MM-STERILE | Trauma | EA
04130311 | 10886982113290 | 2.0MM TI VA-LCKNG SCR SLF-TPNG WITH T6 STARDRIVE RECESS 11MM | Trauma | EA
22666 | 10886982159267 | 4.5MM BROAD LC-DCP® PLATE 16 HOLES/286MM | Trauma | EA
439955 | 10886982219404 | 3.5MM TI LCP® MEDIAL PROXIMAL TIBIA PLATE 4H/LEFT 93MM | Trauma | EA
02227140 | 10886982061058 | 6.5MM HEADLESS COMPRESSION SCREW/16MM THREAD/140MM | Trauma | EA
02420309TS | 10886982314956 | 2.0MM VOLT(TM) LOCKING SCREW 9MM T6 STERILE | Trauma | EA
412216S | 10886982275431 | 5.0MM TI LOCKING SCR SLF-TPNG W/T25 STARDRIVE 44MM-STERILE | Trauma | EA
211817 | 10886982151551 | 2.4MM CANNULATED SCREW LONG THREAD 17MM | Trauma | EA
447348 | 10886982223838 | 2.0MM TI LCP(TM) PLATE 8 HOLES/59MM | Trauma | EA
68134023 | 10886982312341 | LID 2/3 SIZE STAINLESS STEEL | Trauma | EA
03311344 | 10886982078681 | TI FULL RING/140MM DIAMETER | Trauma | EA
02118542 | 10886982039484 | 2.7MM METAPHYSEAL SCR SLF-TPNG W/T8 STRDRV RECESS/42MM | Trauma | EA
02210116 | 10886982052933 | 2.4MM VA LOCKING SCREW STARDRIVE 16MM | Trauma | EA
404836 | 10886982207401 | 3.5MM TI CORTEX SCREW SELF-TAPPING 36MM | Trauma | EA
02172630S | 10886982308535 | 6.0MM BLUNTED POINT SCHANZ SCREW 30MM THRD/175MM/STERILE | Trauma | EA
03133110S | 10886982277466 | 3.5MM DRILL BIT QC 195MM STER | Trauma | EA
224521 | 10886982158383 | 4.5MM NARROW LCP® PLATE 2 HOLES/44MM | Trauma | EA
208422 | 10886982149299 | 6.5MM CANNULATED SCREW 16MM THREAD 135MM | Trauma | EA
208960S | 10886982150172 | 7.3MM CANNULATED SCREW 16MM THREAD/160MM-STERILE | Trauma | EA
04210146 | 10886982118752 | 2.4MM TI VA LCKNG SCR SLF-TPNG WITH STARDRIVE RECESS 46MM | Trauma | EA
02124419 | 10886982042996 | 4.5MM VA-LCP CURVED CONDYLAR PLATE/18 HOLE/370MM/LEFT | Trauma | EA
02424057 | 10886982338174 | 2.4MM VOLT(TM) TINE PLATE 6H/55MM | Trauma | EA
280330S | 10886982175342 | DHS®/DCS® ONE-STEP LAG SCREW 12.7MM THREAD/130MM-STERILE | Trauma | EA
02226656S | 10886982059871 | 4.5MM HEADLESS COMPRESSION SCR/SHORT THRD/56MM-STERILE | Trauma | EA
414135 | 10886982212764 | 4.5MM TI CORTEX SCREW 135MM | Trauma | EA
04527370TS | 10886982346223 | 2.7MM VOLT(TM) LOCKING SCREW 70MM T8 STERILE | Trauma | EA
04227255 | 10886982124869 | 6.5MM TI HEADLESS COMPRESSION SCREW/32MM THREAD/55MM | Trauma | EA
04230120S | 10886982125491 | 1.5MM TI HEADLESS COMPRESSION SCREW 20MM-STERILE | Trauma | EA
402814 | 10886982206510 | 2.7MM TI CORTEX SCREW SELF-TAPPING 14MM | Trauma | EA
04535622TS | 10886982320766 | 4.0MM VOLT(TM) CANC SCR 22MM PART THRD T15 STERILE | Trauma | EA
SD211115 | 10886982003010 | 3.9MM PELVIC SCREW 115MM | Trauma | EA
04005440 | 10886982085528 | 4.0MM TI LOCKING SCREW W/T25 STARDRIVE 50MM FOR IM NAILS | Trauma | EA
214880 | 10886982154873 | 4.5MM CORTEX SCREW SELF-TAPPING 80MM | Trauma | EA
02127154TS | 10886982307194 | 3.5MM VARIABLE ANGLE LOCKING SCREW/SLF-TPNG/STRDRV/54MM | Trauma | EA
02200034 | 10886982047908 | 3.5MM STARDRIVE CORTEX SCREW SELF-TAPPING 34MM | Trauma | EA
02535085 | 10886982327611 | 3.5MM VOLT(TM) 1/3 TUBULAR PL 5H/59MM | Trauma | EA
02207629 | 10886982052582 | 7.3MM CANNULATED SCFE SCREW 20MM THREAD/100MM | Trauma | EA
02240248 | 10886982063915 | 3.7MM CANNULATED CONICAL SCREW 25MM THREAD/48MM | Trauma | EA
458936S | 10886982230829 | 5.0MM TI LOCKING SCREW 36MM- FOR IM NAILS-STERILE | Trauma | EA
03118107 | 10886982073662 | GUIDE BLOCK FOR 2.7MM VA-LCP LATERAL DISTAL FIBULA PL/LT | Trauma | EA
218115 | 10886982156068 | 6.5MM CANCELLOUS BONE SCREW FULLY THREADED/115MM | Trauma | EA
214840 | 10886982154699 | 4.5MM CORTEX SCREW SELF-TAPPING 40MM | Trauma | EA
04003034 | 10886982081711 | 6.5MM TI RECON SCREW WITH T25 STARDRIVE 120MM | Trauma | EA
02221508 | 10886982055781 | 5.0MM PERIPROSTHETIC LOCKING SCREW SLF-TPNG STARDRIVE 8MM | Trauma | EA
04045230 | 10886982293237 | LOCKING SCREW FOR IM NAIL Ø 4MM/ 30MM/ XL25 | Trauma | EA
02205085 | 10886982049797 | 5.0MM CANNULATED LOCKING SCREW 85MM | Trauma | EA
04118508 | 10886982108722 | 2.7MM TI METAPHYSEAL SCR/SLF- TPNG W/T8 STRDRV RECESS/8MM | Trauma | EA
400814 | 10886982203762 | 1.5MM TI CORTEX SCREW SELF-TAPPING 14MM | Trauma | EA
04045364S | 10886982295255 | LOW PROF LCKNG SCREW F/IM NAIL Ø 5.0MM / L 64MM / XL25/ STER | Trauma | EA
21991 | 10886982156198 | WASHER 10.0MM | Trauma | EA
04535670 | 10886982320957 | 4.0MM VOLT(TM) CANC SCR 70MM PART THRD T15 | Trauma | EA
02233104S | 10886982289285 | LOCKING ATTACHMENT WASHER F/ RFNA / 10 DEG/ RIGHT/ STER | Trauma | EA
402812 | 10886982206503 | 2.7MM TI CORTEX SCREW SELF-TAPPING 12MM | Trauma | EA
04233229S | 10886982290403 | RFNA / 12MM / 280MM PERIPROSTHETIC BEND / STERILE | Trauma | EA
02424338 | 10886982316622 | 2.4MM VOLT(TM) LOCKING SCREW 38MM T8 | Trauma | EA
02538512S | 10886982344687 | 3.5 VOLT(TM) PROX HUM PLATE LONG/12H/268MM/STERILE | Trauma | EA
04045254S | 10886982295224 | LOCKING SCREW FOR IM NAIL Ø 4MM/ 54MM/ XL25/ STERILE | Trauma | EA
02221458S | 10886982055736 | 5.0MM PERIPROSTHETIC LCKNG SCR SELF-TAPPING 8MM-STERILE | Trauma | EA
04045338 | 10886982293558 | LOW PROF LCKNG SCREW F/IM NAIL Ø 5.0MM / L 38MM / XL25 | Trauma | EA
60529340 | 10886982341617 | VOLT(TM) MINI UNIV REDUC INSTR 1 HIGH 2/3 WIDTH ALUM TRAY | Trauma | EA
04527118TS | 10886982332899 | 2.7MM VOLT(TM) CORTEX SCREW 18MM T8 STERILE | Trauma | EA
02424132TS | 10886982315892 | 2.4MM VOLT(TM) CORTEX SCREW 32MM T8 STERILE | Trauma | EA
02204056 | 10886982049520 | 4.0MM LOCKING SCREW SLF-TPNG WITH T25 STARDRIVE RECESS 56MM | Trauma | EA
04250670SHA | 10886982305626 | 6.0MM TI SELF-DRILLING SCHANZ SCREW 70MM THRD/250MM/HA STER | Trauma | EA
02424365TS | 10886982345837 | 2.4MM VOLT(TM) LOCKING SCREW 65MM T8 STERILE | Trauma | EA
412209S | 10886982275363 | 5.0MM TI LOCKING SCR SLF-TPNG W/T25 STARDRIVE 30MM-STERILE | Trauma | EA
02536018S | 10886982327932 | 3.5MM VOLT(TM) METAPHYSEAL PL 18H/234MM/STERILE | Trauma | EA
04045218S | 10886982294746 | LOCKING SCREW FOR IM NAIL Ø 4MM/ 18MM/ XL25/ STERILE | Trauma | EA
04045340TS | 10886982301383 | LOW PROF LCKNG SCREW F/IM NAIL Ø 5.0MM / L 40MM / XL25/ STER | Trauma | EA
04233016S | 10886982289070 | RFNA / 10MM / 160MM STANDARD BEND / STERILE | Trauma | EA
423571 | 10886982216304 | 3.5MM TI LCP® PLATE 7 HOLES 98MM | Trauma | EA
02230116S | 10886982061706 | 1.5MM HEADLESS COMPRESSION SCREW 16MM-STERILE | Trauma | EA
SD03233005 | 10886982344472 | INSERTION HANDLE ROTATING RFNA AIMING ARM | Trauma | EA
03010079 | 10886982067494 | DRILL STOP FOR 4.5MM/6.5MM STEPPED DRILL BIT | Trauma | EA
421333 | 10886982214881 | 1.3MM TI T-PLATE 3 HOLES HEAD/ 8 HOLES SHAFT | Trauma | EA
204050 | 10886982145543 | 3.5MM CORTEX SCREW 50MM | Trauma | EA
280451S | 10886982175465 | DHS®/DCS® LAG SCREW 12.7MM THREAD/145MM-STERILE | Trauma | EA
02127185 | 10886982043399 | 3.5MM VARIABLE ANGLE LOCKING SCREW/SLF-TPNG/STRDRV/85MM | Trauma | EA
214046 | 10886982153555 | 4.5MM CORTEX SCREW 46MM | Trauma | EA
04226665S | 10886982123657 | 4.5MM TI HEADLESS COMPRESSION SCR/SHORT THRD/65MM-STERILE | Trauma | EA
04205060 | 10886982116383 | 5.0MM TI CANNULATED LOCKING SCREW 60MM | Trauma | EA
04124217 | 10886982110749 | 3.5MM TI LCP PROXIMAL TIBIA PL LOW BEND 12 HOLES/180MM/LEFT | Trauma | EA
04130320 | 10886982113368 | 2.0MM TI VA-LCKNG SCR SLF-TPNG WITH T6 STARDRIVE RECESS 20MM | Trauma | EA
04535870S | 10886982321930 | 4.0MM VOLT(TM) CANC SCR 70MM FULL THRD T15 STERILE | Trauma | EA
04211026 | 10886982119056 | 2.7MM TI VA LCKNG SCR SLF-TPNG WITH T8 STARDRIVE RECESS 26MM | Trauma | EA
04045026S | 10886982294357 | LOCKING SCREW FOR IM NAIL Ø 5MM/ 26MM/ XL25/ STERILE | Trauma | EA
02535670TS | 10886982346032 | 4.0MM VOLT(TM) CANC SCR 70MM PART THRD T15 STER | Trauma | EA
204846 | 10886982146427 | 3.5MM CORTEX SCREW SELF-TAPPING 46MM | Trauma | EA
24809 | 10886982171108 | 3.5MM DCP® PLATE 9 HOLES/109MM | Trauma | EA
29279 | 20886982180978 | 2.0MM KIRSCHNER WIRE W/15MM THREAD-TROCAR POINT 150mm | Trauma | EA
412427 | 10886982211484 | 3.5MM TI CONICAL SCREW SLF-TPNG PARTIALLY THRDD 75MM | Trauma | EA
04527310TS | 10886982323293 | 2.7MM VOLT(TM) LOCKING SCREW 10MM T8 STERILE | Trauma | EA
02420311 | 10886982314987 | 2.0MM VOLT(TM) LOCKING SCREW 11MM T6 | Trauma | EA
02230112 | 10886982061614 | 1.5MM HEADLESS COMPRESSION SCREW 12MM | Trauma | EA
02205050 | 10886982049728 | 5.0MM CANNULATED LOCKING SCREW 50MM | Trauma | EA
209065 | 10886982150301 | 7.0MM CANNULATED SCREW 32MM THREAD/65MM | Trauma | EA
04424124TS | 10886982318374 | 2.4MM VOLT(TM) CORTEX SCREW 24MM T8 STERILE | Trauma | EA
04226738 | 10886982123909 | 4.5MM TI HEADLESS COMPRESSION SCREW/LONG THREAD/38MM | Trauma | EA
02130362 | 10886982045515 | 2.0MM VAL BOX PLATE 4 HOLES | Trauma | EA
04211412 | 10886982120434 | 2.7MM TI VA-LCKNG ANTLAT CALCANEAL PL LONG 56MM RIGHT | Trauma | EA
04233440S | 10886982291172 | RFNA / 14MM / 400MM STANDARD BEND / STERILE | Trauma | EA
03311348 | 10886982078704 | TI FULL RING/180MM DIAMETER | Trauma | EA
20136597 | 10886982141903 | 2.0MM CORTEX SCREW SLF-TPNG WITH T6 STARDRIVE RECESS/15MM | Trauma | EA
02250570 | 10886982303752 | 5.0MM SELF-DRILLING SCHANZ SCREW 70MM THRD/250MM | Trauma | EA
04527307TS | 10886982323231 | 2.7MM VOLT(TM) LOCKING SCREW 7MM T8 STERILE | Trauma | EA
407085 | 10886982208248 | 4.0MM TI CANCELLOUS BONE SCREW PARTIALLY THREADED/85MM | Trauma | EA
03424240S | 10886982336569 | 2.4MM VOLT(TM) DRILL BIT AO QUICK COUPLING 135MM/STER | Trauma | EA
04527156TS | 10886982323118 | 2.7MM VOLT(TM) CORTEX SCREW 56MM T8 STERILE | Trauma | EA
04420113 | 10886982316981 | 2.0MM VOLT(TM) CORTEX SCREW 13MM T6 | Trauma | EA
04210960 | 10886982118929 | 2.4MM TI CORTEX SCREW SLF-TPNG WITH T8 STARDRIVE RECESS 60MM | Trauma | EA
04420120 | 10886982317124 | 2.0MM VOLT(TM) CORTEX SCREW 20MM T6 | Trauma | EA
04118510 | 10886982108746 | 2.7MM TI METAPHYSEAL SCR/SLF- TPNG W/T8 STRDRV RECESS/10MM | Trauma | EA
02230119S | 10886982061768 | 1.5MM HEADLESS COMPRESSION SCREW 19MM-STERILE | Trauma | EA
42231018S | 10886982259240 | 5.0MM PERIPR VAL SCR/18MM OPTILINK(TM)/STRDRV/STERILE | Trauma | EA
22407 | 10886982158215 | 4.5MM NARROW DCP® PLATE 7 HOLES/119MM | Trauma | EA
02230114S | 10886982061669 | 1.5MM HEADLESS COMPRESSION SCREW 14MM-STERILE | Trauma | EA
02538511 | 10886982344656 | 3.5 VOLT(TM) PROX HUM PLATE LONG/11H/250MM | Trauma | EA
02226750S | 10886982060310 | 4.5MM HEADLESS COMPRESSION SCR/LONG THRD/50MM-STERILE | Trauma | EA
02535326TS | 10886982325303 | 3.5MM VOLT(TM) LOCKING SCREW 26MM T15 STERILE | Trauma | EA
04130360 | 10886982113542 | 2.0MM TI VAL STRUT PLATE 12 HOLES | Trauma | EA
04233024S | 10886982289094 | RFNA / 10MM / 240MM STANDARD BEND / STERILE | Trauma | EA
03312814 | 10886982261052 | MAXFRAME(TM) STANDARD STRUT/XX-SHORT | Trauma | EA
02108325 | 10886982029812 | PEDIATRIC LCP(TM) HIP PLATE 5.0MM 150° | Trauma | EA
04226217 | 10886982122469 | 2.4MM TI HEADLESS COMPRESSION SCREW-SHORT THREAD 17MM | Trauma | EA
208409 | 10886982149169 | 6.5MM CANNULATED SCREW 16MM THREAD 70MM | Trauma | EA
04535680S | 10886982321862 | 4.0MM VOLT(TM) CANC SCR 80MM PART THRD T15 STERILE | Trauma | EA
441444 | 10886982221957 | 3.5MM TI LCP(TM) ANTEROLATERAL DISTAL TIBIA PL 9 HOLES/RIGHT | Trauma | EA
22360 | 10886982157980 | 3.5MM LC-DCP® PLATE 10 HOLES/129MM | Trauma | EA
208060 | 10886982148896 | 7.0MM CANNULATED SCREW 16MM THREAD/60MM | Trauma | EA
407652 | 10886982208491 | 4.0MM TI CANNULATED SCREW- SHORT THREAD 52MM | Trauma | EA
31105697S | 10886982187277 | TAP F/2.0MM RESORBABLE CORTEX SCREW/SLF-DRLG 6MM-STERILE | Trauma | EA
02226230 | 10886982059000 | 2.4MM HEADLESS COMPRESSION SCREW-SHORT THREAD 30MM | Trauma | EA
04206260 | 10886982117960 | 3.5MM TI CRTX SCR/LOW PROF HD SELF-TAPPING/STARDRIVE/60MM | Trauma | EA
02424370 | 10886982339423 | 2.4MM VOLT(TM) LOCKING SCREW 70MM T8 | Trauma | EA
04527040S | 10886982335173 | 2.7MM VOLT(TM) ADAPTION PLATE 20H/140MM/STERILE | Trauma | EA
04112160 | 10886982104021 | 2.7MM/3.5MM TI LCP LAT DISTAL FIBULA PLATE 15H/RIGHT/229MM | Trauma | EA
02250570S | 10886982308351 | 5.0MM SELF-DRILLING SCHANZ SCREW 70MM THRD/250MM/STERILE | Trauma | EA
02110207 | 10886982030573 | VA-LCP VOLAR DISTAL RADIUS PL 4H HEAD/3H SHAFT/LT | Trauma | EA
42231014 | 10886982259585 | 5.0MM PERIPR VAL SCR/14MM OPTILINK(TM)/SLF-TPNG/STRDRV | Trauma | EA
02226634 | 10886982059642 | 4.5MM HEADLESS COMPRESSION SCREW/SHORT THREAD/34MM | Trauma | EA
04535018 | 10886982328748 | 3.5MM VOLT(TM) STRAIGHT PLATE 18H/L241MM | Trauma | EA
02127360 | 10886982044006 | 3.5MM VA-LCP PROX TIBIA PLATE LARGE BEND/14H/237MM/RIGHT | Trauma | EA
04045578 | 10886982294036 | LOW PROF LCKNG SCREW F/IM NAIL Ø 4.0MM / L 78MM / XL25 | Trauma | EA
04211239 | 10886982119698 | 2.4/2.7MM TI VA-LCP FIRST MTP FUSION PL/MED/5 DEG/LEFT | Trauma | EA
02527322TS | 10886982333070 | 2.7MM VOLT(TM) LOCKING SCREW 22MM T8 STERILE | Trauma | EA
02535628 | 10886982319951 | 4.0MM VOLT(TM) CANC SCR 28MM PART THRD T15 | Trauma | EA
04046675S | 10886982301970 | RECON SCREW FOR IM NAIL Ø 6.5MM/ 75MM/ XL40/ STERILE | Trauma | EA
02207631 | 10886982052605 | 7.3MM CANNULATED SCFE SCREW 20MM THREAD/110MM | Trauma | EA
60424007 | 10886982341693 | 2.4 VOLT(TM) INSTRUMENTS 1 HIGH 1/3 WIDTH ALUM TRAY | Trauma | EA
SD03100132 | 10886982350459 | HALF BENNETT LARGE/LEFT | Trauma | EA
04111520 | 10886982101549 | 2.4MM TI VA-LCP 2-COL DSTL RAD PL NRW 6H HD/2H SHAFT/RT | Trauma | EA
04227095S | 10886982124593 | 6.5MM TI HEADLESS COMPRESSION SCR/16MM THRD/95MM-STERILE | Trauma | EA
03311033 | 10886982077981 | SMOOTH WIRE/2.0MM DIAMETER 400MM LONG | Trauma | EA
02420059S | 10886982338082 | 2.0MM VOLT(TM) TINE PLATE 10H/75MM/STERILE | Trauma | EA
242812 | 10886982168900 | 4.5MM LCP® PROXIMAL FEMUR PLATE 12 HOLES/319MM-RIGHT | Trauma | EA
04535870 | 10886982321428 | 4.0MM VOLT(TM) CANC SCR 70MM FULL THRD T15 | Trauma | EA
40137997 | 10886982204240 | 2.0MM TI CORTEX SCRW SLF-TPNG WITH STARDRIVE RECESS 34MM | Trauma | EA
202963 | 10886982145215 | 2.7MM CORTEX SCREW SLF-TPNG WITH T8 STARDRIVE RECESS/44MM | Trauma | EA
402806 | 10886982206473 | 2.7MM TI CORTEX SCREW SELF-TAPPING 6MM | Trauma | EA
02206065S | 10886982050656 | 3.5MM CRTX SCREW/LOW PROF HD SELF-TAPPING/HEXDRV/65MM-STER | Trauma | EA
04420110 | 10886982316929 | 2.0MM VOLT(TM) CORTEX SCREW 10MM T6 | Trauma | EA
475930 | 10886982234575 | 3.0MM TI ELASTIC NAIL 440MM | Trauma | EA
212227 | 10886982152343 | 5.0MM LOCKING SCREW SLF-TPNG WITH T25 STARDRIVE RECESS 90MM | Trauma | EA
391944 | 10886982198495 | WIRE CUTTERS | Trauma | EA
218085 | 10886982156006 | 6.5MM CANCELLOUS BONE SCREW FULLY THREADED/85MM | Trauma | EA
247344 | 10886982170705 | 2.0MM LCP(TM) PLATE 4 HOLES/31MM | Trauma | EA
04527356TS | 10886982323859 | 2.7MM VOLT(TM) LOCKING SCREW 56MM T8 STERILE | Trauma | EA
422229 | 10886982215208 | TI LCP PROXIMAL LATERAL TIBIA PL 13 HOLES/300MM-LEFT | Trauma | EA
02123043 | 10886982042378 | 3.5MM LCP PERIARTICULAR PROX HUMERUS PL 5 HOLE/145MM/LT | Trauma | EA
441452 | 10886982222039 | 3.5MM TI LCP(TM) ANTEROLATERAL DISTAL TIBIA PL 17 HOLES/RIGH | Trauma | EA
44137 | 10886982221810 | TI ONE-THIRD TUBULAR PLATE WITH COLLAR 7 HOLES/85MM | Trauma | EA
04005454 | 10886982085665 | 4.0MM TI LOCKING SCREW W/T25 STARDRIVE 64MM FOR IM NAILS | Trauma | EA
494776 | 10886982236494 | 4.0MM TI SELF-DRILLING SCHANZ SCREW 30MM THRD/100MM | Trauma | EA
04045080S | 10886982294623 | LOCKING SCREW FOR IM NAIL Ø 5MM/ 80MM/ XL25/ STERILE | Trauma | EA
241457 | 10886982167330 | 3.5MM LCP® ANTEROLATERAL DISTAL TIBIA PL 21 HOLES/LEFT | Trauma | EA
04535360S | 10886982327307 | 3.5MM VOLT(TM) LOCKING SCREW 60MM T15 STERILE | Trauma | EA
207932 | 10886982148728 | 4.0MM CANCELLOUS BONE SCREW 5.0MM HEAD-PART THRDD/32MM | Trauma | EA
SD03100021 | 10886982345493 | PELVIC REDUCTION FORCEPS POINTED TIPS, ANGLED | Trauma | EA
49221 | 20886982236316 | 2.0MM TI KIRSCHNER WIRE 285MM | Trauma | EA
241444 | 10886982167071 | 3.5MM LCP® ANTEROLATERAL DISTAL TIBIA PL 9 HOLES/RIGHT | Trauma | EA
02130268 | 10886982045119 | 1.5MM VAL METACARPAL NECK PLATE | Trauma | EA
04045042 | 10886982292780 | LOCKING SCREW FOR IM NAIL Ø 5MM/ 42MM/ XL25 | Trauma | EA
03311032 | 10886982077974 | SMOOTH WIRE/1.8MM DIAMETER 400MM LONG | Trauma | EA
04003033 | 10886982081698 | 6.5MM TI RECON SCREW WITH T25 STARDRIVE 115MM | Trauma | EA
60012302 | 10886982346810 | SCREW CADDY | Trauma | EA
04226212 | 10886982122360 | 2.4MM TI HEADLESS COMPRESSION SCREW-SHORT THREAD 12MM | Trauma | EA
440038 | 10886982220066 | 4.5MM TI LCP® PROXIMAL TIBIA PLATE 6 HOLES/118MM-RIGHT | Trauma | EA
02240095 | 10886982063717 | 3.7MM CANNULATED LOCKING SCREW 95MM | Trauma | EA
02170530S | 10886982308269 | 5.0MM SELF-DRILLING SCHANZ SCREW 30MM THRD/175MM/STERILE | Trauma | EA
02221155 | 10886982276506 | 3.5MM VA PPFX DSTL FEMUR SPAN ATTCHMT PL/6H/LEFT | Trauma | EA
02226013 | 10886982057723 | 3.0MM HEADLESS COMPRESSION SCREW-SHORT THREAD 13MM | Trauma | EA
04221514S | 10886982121080 | 5.0MM TI PERIPROSTHETIC LCKNG SCR SLF-TPNG STRDRV 14MM-STER | Trauma | EA
280340S | 10886982175380 | DHS®/DCS® ONE-STEP LAG SCREW 12.7MM THREAD/140MM-STERILE | Trauma | EA
02535405S | 10886982327154 | 3.5MM VOLT(TM) LOCKING SCREW 105MM T15 STERILE | Trauma | EA
207722 | 10886982148414 | 4.0MM CANNULATED SCREW LONG THREAD/22MM | Trauma | EA
280000 | 10886982174871 | DHS®/DCS® LAG SCREW 12.7MM THREAD/100MM | Trauma | EA
02127320 | 10886982043849 | 3.5MM VA-LCP PROX TIBIA PLATE LARGE BEND/6H/117MM/RIGHT | Trauma | EA
201020 | 10886982141675 | 2.0MM CORTEX SCREW 20MM | Trauma | EA
04252555 | 10886982304452 | 5.0MM TI BLUNTED POINT SCHANZ SCREW 55MM THRD/250MM | Trauma | EA
04527328 | 10886982323569 | 2.7MM VOLT(TM) LOCKING SCREW 28MM T8 | Trauma | EA
402224 | 10886982205810 | 2.7MM TI LOCKING SCR SLF-TPNG WITH T8 STARDRIVE RECESS-24MM | Trauma | EA
04045580 | 10886982294043 | LOW PROF LCKNG SCREW F/IM NAIL Ø 4.0MM / L 80MM / XL25 | Trauma | EA
04226640 | 10886982123428 | 4.5MM TI HEADLESS COMPRESSION SCREW/SHORT THREAD/40MM | Trauma | EA
414576 | 10886982213303 | 4.5MM TI CANNULATED SCREW PARTIALLY THREADED 76MM | Trauma | EA
201762TS | 10886982262936 | 2.4MM CORTEX SCREW SLF-TPNG WITH T8 STARDRIVE 12MM STERILE | Trauma | EA
402250 | 10886982205940 | 2.7MM TI LOCKING SCR SLF-TPNG WITH T8 STARDRIVE RECESS-50MM | Trauma | EA
209955S | 10886982151377 | 7.3MM CANNULATED SCREW 32MM THREAD/155MM-STERILE | Trauma | EA
412223 | 10886982211071 | 5.0MM TI LOCKING SCR SLF-TPNG WITH T25 STARDRIVE RECESS 70MM | Trauma | EA
02108303 | 10886982029638 | PEDIATRIC LCP HIP PLATE 2.7MM/130°/2 HOLES | Trauma | EA
214895 | 10886982154903 | 4.5MM CORTEX SCREW SELF-TAPPING 95MM | Trauma | EA
04019054 | 10886982089960 | 4.5MM TI MULTILOC SCREW LENGTH 54MM | Trauma | EA
02420350TS | 10886982315472 | 2.0MM VOLT(TM) LOCKING SCREW 50MM T6 STERILE | Trauma | EA
226571 | 10886982159052 | 4.5MM BROAD LCP® PLATE 7 HOLES/134MM | Trauma | EA
406446 | 10886982207876 | 4.0MM TI CORTEX SCREW SELF-TAPPING/46MM | Trauma | EA
02210965 | 10886982307385 | 2.4MM CORTEX SCREW SLF-TPNG WITH T8 STARDRIVE RECESS 65MM | Trauma | EA
04227150S | 10886982124814 | 6.5MM TI HEADLESS COMPRESSION SCR/16MM THRD/150MM-STERILE | Trauma | EA
04226119 | 10886982121967 | 3.0MM TI HEADLESS COMPRESSION SCREW-LONG THREAD 19MM | Trauma | EA
03118025S | 10886982073464 | 2.8MM COMPRESSION WIRE 25MM THREAD/200MM LENGTH-STER | Trauma | EA
04003029 | 10886982081612 | 6.5MM TI RECON SCREW WITH T25 STARDRIVE 95MM | Trauma | EA
02535875S | 10886982321763 | 4.0MM VOLT(TM) CANC SCR 75MM FULL THRD T15 STERILE | Trauma | EA
02420122TS | 10886982314598 | 2.0MM VOLT(TM) CORTEX SCREW 22MM T6 STERILE | Trauma | EA
02127170 | 10886982043368 | 3.5MM VARIABLE ANGLE LOCKING SCREW/SLF-TPNG/STRDRV/70MM | Trauma | EA
SD03232018 | 10886982350046 | CRE DRILL GUIDE 18MM | Trauma | EA
402617 | 10886982206060 | 3.0MM TI CANNULATED SCREW SHORT THREAD/17MM | Trauma | EA
249680 | 10886982171252 | 2.7MM LCP(TM) PLATE 4 HOLES/40MM | Trauma | EA
412122 | 10886982210685 | 3.5MM TI LOCKING SCR SLF-TPNG WITH STARDRIVE RECESS 52MM | Trauma | EA
03312161 | 10886982260703 | MAXFRAME(TM) FOOT PLATE SHORT 150MM/ALUMINUM | Trauma | EA
439968 | 10886982219664 | 3.5MM TI LCP® MEDIAL PROXIMAL TIBIA PLATE 18H/RIGHT 275MM | Trauma | EA
201840 | 10886982143105 | 2.0MM CORTEX SCREW SELF-TAPPING 40MM | Trauma | EA
04211234 | 10886982119599 | 2.4/2.7MM TI VA-LCP FIRST MTP FUSION PL/SM/10 DEG/RIGHT | Trauma | EA
402212 | 10886982205742 | 2.7MM TI LOCKING SCR SLF-TPNG WITH T8 STARDRIVE RECESS-12MM | Trauma | EA
214554 | 10886982154231 | 4.5MM CANNULATED SCREW PARTIALLY THREADED/54MM | Trauma | EA
40152296 | 10886982204400 | 2.4MM TI CORTEX SCREW SELF-TAPPING 22MM | Trauma | EA
42231260TS | 10886982307026 | 5.0MM VAL SCREW/OPTILINK(TM) SLF-TPNG/STRDRV/60MM/STER | Trauma | EA
04535650TS | 10886982320902 | 4.0MM VOLT(TM) CANC SCR 50MM PART THRD T15 STERILE | Trauma | EA
04112519 | 10886982104168 | 3.5MM TI LCP LOW BEND MEDIAL DSTL TIBIA PL/8H/LEFT/161MM | Trauma | EA
04111541 | 10886982101648 | 2.4MM TI VA-LCP 2-COL DSTL RAD PL NRW 6H HD/4H SHAFT/LT | Trauma | EA
04045110TS | 10886982302342 | LOCKING SCREW FOR IM NAIL Ø 5MM/ 110MM/ XL25/ STERILE | Trauma | EA
02420324TS | 10886982315212 | 2.0MM VOLT(TM) LOCKING SCREW 24MM T6 STERILE | Trauma | EA
04211403 | 10886982120250 | 2.7MM TI VA-LOCKING CALCANEAL PLATE MEDIUM 64MM LEFT | Trauma | EA
206444 | 10886982147622 | 4.0MM CORTEX SCREW SELF-TAPPING 44MM | Trauma | EA
04226117 | 10886982121929 | 3.0MM TI HEADLESS COMPRESSION SCREW-LONG THREAD 17MM | Trauma | EA
02226028 | 10886982058027 | 3.0MM HEADLESS COMPRESSION SCREW-SHORT THREAD 28MM | Trauma | EA
02527033S | 10886982337078 | 2.7MM VOLT(TM) ADPTN COMBI PL 12H/107MM/STERILE | Trauma | EA
02535312TS | 10886982324894 | 3.5MM VOLT(TM) LOCKING SCREW 12MM T15 STERILE | Trauma | EA
02420113TS | 10886982314437 | 2.0MM VOLT(TM) CORTEX SCREW 13MM T6 STERILE | Trauma | EA
205250 | 10886982147196 | 3.5MM CANNULATED SCREW FULLY THREADED/50MM | Trauma | EA
211828 | 10886982151629 | 2.4MM CANNULATED SCREW LONG THREAD 28MM | Trauma | EA
218110 | 10886982156051 | 6.5MM CANCELLOUS BONE SCREW FULLY THREADED/110MM | Trauma | EA
242108 | 10886982167965 | 4.5MM LCP® PROXIMAL FEMUR PLATE 8 HOLES/247MM-LEFT | Trauma | EA
206018 | 10886982147240 | 4.0MM CANCELLOUS BONE SCREW FULLY THREADED/18MM | Trauma | EA
458948S | 10886982230942 | 5.0MM TI LOCKING SCREW 48MM- FOR IM NAILS-STERILE | Trauma | EA
04233436S | 10886982291158 | RFNA / 14MM / 360MM STANDARD BEND / STERILE | Trauma | EA
04424116TS | 10886982318251 | 2.4MM VOLT(TM) CORTEX SCREW 16MM T8 STERILE | Trauma | EA
03133106S | 10886982277428 | 2.8MM DRILL BIT QC 135MM STER 45MM CALIBRATION | Trauma | EA
04045522 | 10886982293909 | LOW PROF LCKNG SCREW F/IM NAIL Ø 4.0MM / L 22MM / XL25 | Trauma | EA
407095 | 10886982208262 | 4.0MM TI CANCELLOUS BONE SCREW PARTIALLY THREADED/95MM | Trauma | EA
04112522 | 10886982104182 | 3.5MM TI LCP LOW BEND MEDIAL DSTL TIBIA PL/10H/RIGHT/187MM | Trauma | EA
04536018 | 10886982327963 | 3.5MM VOLT(TM) METAPHYSEAL PL 18H/L234MM | Trauma | EA
02424311TS | 10886982316271 | 2.4MM VOLT(TM) LOCKING SCREW 11MM T8 STERILE | Trauma | EA
02221123 | 10886982275745 | 3.5/4.5MM VA PPFX PROX FEMUR PLATE/10HOLES/LEFT | Trauma | EA
04045334TS | 10886982301352 | LOW PROF LCKNG SCREW F/IM NAIL Ø 5.0MM / L 34MM / XL25/ STER | Trauma | EA
04527150 | 10886982323040 | 2.7MM VOLT(TM) CORTEX SCREW 50MM T8 | Trauma | EA
04233029S | 10886982289360 | RFNA / 10MM / 280MM PERIPROSTHETIC BEND / STERILE | Trauma | EA
214034 | 10886982153494 | 4.5MM CORTEX SCREW 34MM | Trauma | EA
441266 | 10886982221469 | 3.5MM TI LCP® POSTEROLATERAL DISTAL HUMERUS PLATE 7H-RIGHT | Trauma | EA
04233933S | 10886982288844 | RFNA / 9MM / 320MM PERIPROSTHETIC BEND / STERILE | Trauma | EA
02001320 | 10886982027658 | 4.5MM LCP® CURVED CONDYLAR PLATE 10 HOLES/242MM-RIGHT | Trauma | EA
02115430 | 10886982035349 | 2.4MM VA-LCP DORSAL DISTAL RAD L-PLATE +20°/3H HD/3H SHAFT | Trauma | EA
04005580S | 10886982086433 | 5.0MM TI LOCKING SCREW W/T25 STARDRIVE 90MM F/IM NAIL-STER | Trauma | EA
02424350TS | 10886982316752 | 2.4MM VOLT(TM) LOCKING SCREW 50MM T8 STERILE | Trauma | EA
04172525 | 10886982304360 | 5.0MM TI BLUNTED POINT SCHANZ SCREW 25MM THRD/175MM | Trauma | EA
214014 | 10886982153395 | 4.5MM CORTEX SCREW 14MM | Trauma | EA
04228516 | 10886982263216 | 2.0MM TI QUICK INSERTION SCREW 16MM | Trauma | EA
201638 | 10886982142160 | 2.4MM CORTEX SCREW SELF-TAPPING 8MM | Trauma | EA
02118217 | 10886982038609 | 2.7/3.5MM VA-LCP ANTEROLATERAL DISTAL TIBIA PL/18 HOLES/LEFT | Trauma | EA
04233145S | 10886982290342 | RFNA / 11MM / 440MM PERIPROSTHETIC BEND / STERILE | Trauma | EA
281014 | 10886982176424 | 130 DEG DHS® PLATE-STANDARD BARREL 14 HOLES/238MM | Trauma | EA
214842 | 10886982154705 | 4.5MM CORTEX SCREW SELF-TAPPING 42MM | Trauma | EA
04424041S | 10886982336934 | 2.4MM VOLT(TM) ADPTN COMBI PL 20H/177MM/STERILE | Trauma | EA
208416 | 10886982149237 | 6.5MM CANNULATED SCREW 16MM THREAD 105MM | Trauma | EA
408481 | 10886982209573 | 6.5MM TI CANNULATED SCREW FULLY THREADED 125MM | Trauma | EA
408417 | 10886982208996 | 6.5MM TI CANNULATED SCREW 16MM THREAD 110MM | Trauma | EA
458940 | 10886982230850 | 5.0MM TI LOCKING SCREW 40MM- FOR IM NAILS | Trauma | EA
04005554 | 10886982086228 | 5.0MM TI LOCKING SCREW W/T25 STARDRIVE 64MM FOR IM NAILS | Trauma | EA
04211243 | 10886982119773 | 2.4/2.7MM TI VA-LCP FIRST MTP FUSION PL/LRG/5 DEG/LEFT | Trauma | EA
02111540 | 10886982031792 | 2.4MM VA-LCP 2-COL DSTL RAD PL NRW 6H HD/4H SHAFT/RT | Trauma | EA
04527057S | 10886982336835 | 2.7MM VOLT(TM) TINE PLATE 6H/61MM/STERILE | Trauma | EA
216095 | 10886982155306 | 6.5MM CANCELLOUS BONE SCREW 16MM THREAD/95MM | Trauma | EA
02527026 | 10886982330512 | 2.7MM VOLT(TM) ADAPTION PLATE 6H/42MM | Trauma | EA
04233038S | 10886982289155 | RFNA / 10MM / 380MM STANDARD BEND / STERILE | Trauma | EA
408445 | 10886982209252 | 6.5MM TI CANNULATED SCREW 32MM THREAD 115MM | Trauma | EA
211820 | 10886982151582 | 2.4MM CANNULATED SCREW LONG THREAD 20MM | Trauma | EA
02420118TS | 10886982314536 | 2.0MM VOLT(TM) CORTEX SCREW 18MM T6 STERILE | Trauma | EA
04045230TS | 10886982300928 | LOCKING SCREW FOR IM NAIL Ø 4MM/ 30MM/ XL25/ STERILE | Trauma | EA
202719 | 10886982144522 | 3.0MM CANNULATED SCREW LONG THREAD/19MM | Trauma | EA
04025454S | 10886982090539 | 4.0MM TI ANGULAR STABLE LCKNG SCR T25 64MM F/IM NAILS-STER | Trauma | EA
04535400S | 10886982327383 | 3.5MM VOLT(TM) LOCKING SCREW 100MM T15 STERILE | Trauma | EA
42668 | 10886982217400 | 4.5MM TI BROAD LC-DCP® PLATE 18 HOLES/322MM | Trauma | EA
04424170 | 10886982339539 | 2.4MM VOLT(TM) CORTEX SCREW 70MM T8 | Trauma | EA
212125 | 10886982151995 | 3.5MM LOCKING SCREW SLF-TPNG WITH STARDRIVE RECESS 65MM | Trauma | EA
04130326S | 10886982260567 | 2.0MM TI VA-LCKNG SCR SLF-TPNG W/T6 STRDRV RECESS 26MM-STER | Trauma | EA
04250585 | 10886982304438 | 5.0MM TI SELF-DRILLING SCHANZ SCREW 85MM THRD/250MM | Trauma | EA
02206038S | 10886982050335 | 3.5MM CRTX SCREW/LOW PROF HD SELF-TAPPING/HEXDRV/38MM-STER | Trauma | EA
04226780S | 10886982124210 | 4.5MM TI HEADLESS COMPRESSION SCR/LONG THRD/80MM-STERILE | Trauma | EA
200694 | 10886982141439 | 1.3MM CORTEX SCREW SELF-TAPPING 14MM | Trauma | EA
02207495 | 10886982052186 | 7.3MM CANNULATED CONICAL SCREW PARTIALLY THREADED 95MM | Trauma | EA
04226226S | 10886982122650 | 2.4MM TI HDLSS COMPRESSION SCR 26MM/SHORT THREAD-STERILE | Trauma | EA
02306007 | 10886982064332 | LONG CANNULATED NAIL FOR PELVIC C-CLAMP II | Trauma | EA
04527315TS | 10886982323392 | 2.7MM VOLT(TM) LOCKING SCREW 15MM T8 STERILE | Trauma | EA
04211018 | 10886982119018 | 2.7MM TI VA LCKNG SCR SLF-TPNG WITH T8 STARDRIVE RECESS 18MM | Trauma | EA
04005694S | 10886982087096 | 6.0MM TI LOCKING SCREW W/T25 STARDRIVE 120MM F/IM NAIL-STER | Trauma | EA
214930 | 10886982154972 | 4.5MM CORTEX SCREW SELF-TAPPING 130MM | Trauma | EA
208895 | 10886982150028 | 7.3MM CANNULATED SCREW 16MM THREAD/95MM | Trauma | EA
04233942S | 10886982288615 | RFNA / 9MM / 420MM STANDARD BEND / STERILE | Trauma | EA
02108313 | 10886982029690 | PEDIATRIC LCP(TM) HIP PLATE 3.5MM 120° | Trauma | EA
224661 | 10886982158628 | 4.5MM NARROW LCP® PLATE 16 HOLES/296MM | Trauma | EA
04227260 | 10886982124883 | 6.5MM TI HEADLESS COMPRESSION SCREW/32MM THREAD/60MM | Trauma | EA
202890 | 10886982145147 | 2.7MM CORTEX SCREW SLF-TPNG WITH T8 STARDRIVE RECESS 30MM | Trauma | EA
204820 | 10886982146281 | 3.5MM CORTEX SCREW SELF-TAPPING 20MM | Trauma | EA
04210990 | 10886982307446 | 2.4MM TI CORTEX SCREW SLF-TPNG WITH T8 STARDRIVE RECESS 90MM | Trauma | EA
442478 | 10886982222831 | 2.4MM TI LCP® DISTAL RADIUS T-PLATE 3H HEAD/4H SHAFT | Trauma | EA
441265 | 10886982221452 | 3.5MM TI LCP® POSTEROLATERAL DISTAL HUMERUS PLATE 5H-LEFT | Trauma | EA
02211010 | 10886982053541 | 2.7MM VA LCKNG SCREW SLF-TPNG WITH T8 STARDRIVE RECESS 10MM | Trauma | EA
239969 | 10886982163776 | 3.5MM LCP® MEDIAL PROXIMAL TIBIA PLATE 18H/LEFT 275MM | Trauma | EA
04170635SHA | 10886982305404 | 6.0MM TI SELF-DRILLING SCHANZ SCREW 35MM THRD/175MM/HA STER | Trauma | EA
04130206 | 10886982112712 | 1.5MM TI VA-LCKNG SCR SLF-TPNG WITH T4 STARDRIVE RECESS 6MM | Trauma | EA
218050 | 10886982155931 | 6.5MM CANCELLOUS BONE SCREW FULLY THREADED/50MM | Trauma | EA
02527165TS | 10886982345875 | 2.7MM VOLT(TM) CORTEX SCREW 65MM T8 STERILE | Trauma | EA
02535138TS | 10886982324559 | 3.5MM VOLT(TM) CORTEX SCREW 38MM T15 STERILE | Trauma | EA
04130267 | 10886982113207 | 1.5MM TI VAL FRACTURE PLATE 6 HOLES | Trauma | EA
SD391930 | 10886982311528 | HOUSING ASSEMBLY K-WIRE CUTTER | Trauma | EA
42231216 | 10886982259301 | 5.0MM VAL SCREW/OPTILINK(TM) SLF-TPNG/STRDRV/16MM | Trauma | EA
02226016 | 10886982057785 | 3.0MM HEADLESS COMPRESSION SCREW-SHORT THREAD 16MM | Trauma | EA
04535360 | 10886982326829 | 3.5MM VOLT(TM) LOCKING SCREW 60MM T15 | Trauma | EA
02206110S | 10886982050878 | 3.5MM CRTX SCREW/LOW PROF HD SELF-TAPPING/HEXDRV/110MM-STER | Trauma | EA
04114507 | 10886982104625 | 1.5MM TI LCP T-PLATE/4H HEAD 8 HOLE SHAFT WITH GUIDES | Trauma | EA
02535836TS | 10886982320438 | 4.0MM VOLT(TM) CANC SCR 36MM FULL THRD T15 STERILE | Trauma | EA
02210114TS | 10886982262677 | 2.4MM VA LOCKING SCREW STARDRIVE 14MM STERILE | Trauma | EA
04111540 | 10886982101624 | 2.4MM TI VA-LCP 2-COL DSTL RAD PL NRW 6H HD/4H SHAFT/RT | Trauma | EA
04038095S | 10886982098498 | TFNA SCREW 95MM - STERILE | Trauma | EA
02207255 | 10886982052001 | 7.3MM CANNULATED CONICAL SCREW 55MM | Trauma | EA
SD03111561 | 10886982341358 | GUIDE BLOCK FOR TWO-COLUMN 6 HOLE/LEFT | Trauma | EA
04045254 | 10886982293350 | LOCKING SCREW FOR IM NAIL Ø 4MM/ 54MM/ XL25 | Trauma | EA
04005462S | 10886982085757 | 4.0MM TI LOCKING SCREW W/T25 STARDRIVE 72MM F/IM NAILS-STER | Trauma | EA
281230 | 10886982176905 | 140 DEG DHS® PLATE-STANDARD BARREL 3 HOLES/62MM | Trauma | EA
04527170S | 10886982324139 | 2.7MM VOLT(TM) CORTEX SCREW 70MM T8 STERILE | Trauma | EA
218140 | 10886982156112 | 6.5MM CANCELLOUS BONE SCREW FULLY THREADED/140MM | Trauma | EA
02230117S | 10886982061720 | 1.5MM HEADLESS COMPRESSION SCREW 17MM-STERILE | Trauma | EA
03420151 | 10886982335838 | 1.5MM VOLT(TM) DRILL BIT AO QC 120MM/50MM CALIBRATION | Trauma | EA
04226034 | 10886982121820 | 3.0MM TI HEADLESS COMPRESSION SCREW-SHORT THREAD 34MM | Trauma | EA
02112823 | 10886982279934 | 2.7MM VA LCP HOOK PLATE SHORT/ 12MM/ RIGHT | Trauma | EA
02206012S | 10886982050076 | 3.5MM CRTX SCREW/LOW PROF HD SELF-TAPPING/HEXDRV/12MM-STER | Trauma | EA
SD294009 | 10886982003751 | 4.0MM STEINMANN PIN 300MM | Trauma | EA
407720 | 10886982208590 | 4.0MM TI CANNULATED SCREW LONG THREAD/20MM | Trauma | EA
24058 | 10886982165176 | LATERAL TIBIAL HEAD BUTTRESS PLATE 9 HOLES/181MM-LEFT | Trauma | EA
02221095 | 10886982275677 | 3.5/4.5MM VA PPFX PROX FEMUR HOOK PL/LARGE/10HOLES/LEFT | Trauma | EA
04420004S | 10886982330840 | 2.0MM VOLT(TM) COMPACT STRT PL 8H/43MM/STERILE | Trauma | EA
02207603 | 10886982052322 | 7.3MM CANNULATED SCFE SCREW 10MM THREAD/60MM | Trauma | EA
04227030S | 10886982124333 | 6.5MM TI HEADLESS COMPRESSION SCR/16MM THRD/30MM-STERILE | Trauma | EA
02222138 | 10886982056009 | 5.0MM VA LOCKING SCREW SLF-TPNG W/T25 STARDRIVE/38MM | Trauma | EA
02206266 | 10886982051509 | 3.5MM CRTX SCREW/LOW PROF HD SELF-TAPPING/STAR DRIVE/66MM | Trauma | EA
414832 | 10886982213662 | 4.5MM TI CORTEX SCREW SELF-TAPPING 32MM | Trauma | EA
02226214 | 10886982058683 | 2.4MM HEADLESS COMPRESSION SCREW-SHORT THREAD 14MM | Trauma | EA
02112630 | 10886982279460 | 2.7MM VA LCP CLAVICLE PLATE MEDIAL/ LEFT | Trauma | EA
04210138 | 10886982118714 | 2.4MM TI VA LCKNG SCR SLF-TPNG WITH STARDRIVE RECESS 38MM | Trauma | EA
29208 | 20886982180299 | 0.8MM KIRSCHNER WIRE W/TROCAR POINT 70MM | Trauma | EA
41999 | 10886982214836 | WASHER 13.0MM | Trauma | EA
04233028S | 10886982289100 | RFNA / 10MM / 280MM STANDARD BEND / STERILE | Trauma | EA
04112081 | 10886982102881 | 3.5MM TI LCP SUPERIOR CLAVICLE PLATE/6 HOLES/LEFT/85MM | Trauma | EA
02206305S | 10886982051691 | 3.5MM CRTX SCREW/LOW PROF HD SELF-TAPPING/STRDRV/105MM-STER | Trauma | EA
02226334 | 10886982059420 | 2.4MM HEADLESS COMPRESSION SCREW-LONG THREAD 34MM | Trauma | EA
419953S | 10886982214799 | TI SPHERICAL WASHER LRG ROUND FOR 6.5/7.3MM CANN SCREW-STER | Trauma | EA
422397 | 10886982215918 | 5.0MM TI LOCKING SCREW SELF-DRILLING 85MM | Trauma | EA
04045572S | 10886982295736 | LOW PROF LCKNG SCREW F/IM NAIL Ø 4.0MM / L 72MM / XL25/ STER | Trauma | EA
04045062TS | 10886982302786 | LOCKING SCREW FOR IM NAIL Ø 5.0MM / L 62MM / XL25/ STER | Trauma | EA
02535170 | 10886982324771 | 3.5MM VOLT(TM) CORTEX SCREW 70MM T15 | Trauma | EA
02207285 | 10886982052063 | 7.3MM CANNULATED CONICAL SCREW 85MM | Trauma | EA
02221062S | 10886982055668 | PLATE ADAPTER FOR 2.0MM CABLE-STERILE | Trauma | EA
04045332S | 10886982294944 | LOW PROF LCKNG SCREW F/IM NAIL Ø 5.0MM / L 32MM / XL25/ STER | Trauma | EA
02200018 | 10886982047823 | 3.5MM STARDRIVE CORTEX SCREW SELF-TAPPING 18MM | Trauma | EA
04112013 | 10886982102461 | 3.5MM TI LCP SUP ANT CLAVICLE PL W/LAT EXTN 5H/LT/94MM | Trauma | EA
03311944 | 10886982079411 | CARBON FIBER FOOT RING 140MM DIAMETER/LONG | Trauma | EA
02535004 | 10886982328793 | 3.5MM VOLT(TM) STRAIGHT PLATE 4H/59MM | Trauma | EA
04527138TS | 10886982333988 | 2.7MM VOLT(TM) CORTEX SCREW 38MM T8 STERILE | Trauma | EA
212108 | 10886982151827 | 3.5MM LOCKING SCREW SLF-TPNG W/STARDRIVE(TM) RECESS 24MM | Trauma | EA
04045550 | 10886982294197 | LOW PROF LCKNG SCREW F/IM NAIL Ø 4.0MM / L 50MM / XL25 | Trauma | EA
02207475 | 10886982052148 | 7.3MM CANNULATED CONICAL SCREW PARTIALLY THREADED 75MM | Trauma | EA
209975 | 10886982151445 | 7.3MM CANNULATED SCREW 32MM THREAD/175MM | Trauma | EA
03306003 | 10886982077707 | LOWER SIDE ARM FOR PELVIC C-CLAMP II | Trauma | EA
02127341 | 10886982043948 | 3.5MM VA-LCP PROX TIBIA PLATE LARGE BEND/10H/177MM/LEFT | Trauma | EA
04226128 | 10886982122148 | 3.0MM TI HEADLESS COMPRESSION SCREW-LONG THREAD 28MM | Trauma | EA
03311892 | 10886982079336 | CARBON FIBER FEMORAL ARCH PL 180MM DIA/120 DEGREES | Trauma | EA
04045266S | 10886982294838 | LOCKING SCREW FOR IM NAIL Ø 4MM/ 66MM/ XL25/ STERILE | Trauma | EA
42231285 | 10886982259547 | 5.0MM VAL SCREW/OPTILINK(TM) SLF-TPNG/STRDRV/85MM | Trauma | EA
439970 | 10886982219701 | 3.5MM TI LCP® MEDIAL PROXIMAL TIBIA PLATE 20H/RIGHT 301MM | Trauma | EA
402723 | 10886982206343 | 3.0MM TI CANNULATED SCREW LONG THREAD/23MM | Trauma | EA
60527012 | 10886982346391 | 2.7 VOLT(TM) INSERT PL TRAY FOR TRAY 60.536.006 ALUM | Trauma | EA
447344 | 10886982223791 | 2.0MM TI LCP(TM) PLATE 4 HOLES/31MM | Trauma | EA
04527140 | 10886982325235 | 2.7MM VOLT(TM) CORTEX SCREW 40MM T8 | Trauma | EA
02130352 | 10886982045355 | 2.0MM VAL T-PLATE 3 HOLES HD-7 HOLES SHAFT | Trauma | EA
408890 | 10886982209764 | 7.3MM TI CANNULATED SCREW 16MM THREAD/90MM | Trauma | EA
02206248S | 10886982051295 | 3.5MM CRTX SCREW/LOW PROF HD SELF-TAPPING/STRDRV/48MM-STER | Trauma | EA
04045336TS | 10886982301369 | LOW PROF LCKNG SCREW F/IM NAIL Ø 5.0MM / L 36MM / XL25/ STER | Trauma | EA
04420315TS | 10886982317636 | 2.0MM VOLT(TM) LOCKING SCREW 15MM T6 STERILE | Trauma | EA
04527118 | 10886982325105 | 2.7MM VOLT(TM) CORTEX SCREW 18MM T8 | Trauma | EA
02205280 | 10886982050007 | 5.0MM CANNULATED CONICAL SCREW 80MM | Trauma | EA
02424014S | 10886982329844 | 2.4MM VOLT(TM) STRAIGHT PLATE 14H/132MM/STERILE | Trauma | EA
249684 | 10886982171290 | 2.7MM LCP(TM) CONDYLAR PLATE 7 HOLES SHAFT | Trauma | EA
04527004 | 10886982334985 | 2.7MM VOLT(TM) COMP STRGHT PL 8H/62MM | Trauma | EA
04535855TS | 10886982321398 | 4.0MM VOLT(TM) CANC SCR 55MM FULL THRD T15 STERILE | Trauma | EA
04424309 | 10886982318787 | 2.4MM VOLT(TM) LOCKING SCREW 9MM T8 | Trauma | EA
04112080 | 10886982102867 | 3.5MM TI LCP SUPERIOR CLAVICLE PLATE/6 HOLES/RIGHT/85MM | Trauma | EA
04045105TS | 10886982302335 | LOCKING SCREW FOR IM NAIL Ø 5MM/ 105MM/ XL25/ STERILE | Trauma | EA
04527033 | 10886982337825 | 2.7MM VOLT(TM) ADPTN COMBI PL 12H/107MM | Trauma | EA
414864 | 10886982213822 | 4.5MM TI CORTEX SCREW SELF-TAPPING 64MM | Trauma | EA
SD03501709 | 10886982274946 | PLATE HOLDING FORCEPS DRILL GUIDE | Trauma | EA
04527107TS | 10886982334046 | 2.7MM VOLT(TM) CORTEX SCREW 7MM T8 STERILE | Trauma | EA
02130004 | 10886982044105 | 1.3MM CORTEX SCREW SLF-TPNG WITH T4 STARDRIVE RECESS 4MM | Trauma | EA
407638 | 10886982208422 | 4.0MM TI CANNULATED SCREW SHORT THREAD/38MM | Trauma | EA
04032075S | 10886982094803 | 11.0MM TI TROCH FIXATION NAIL SCREW/75MM - STERILE | Trauma | EA
29454 | 10886982181534 | 5.0MM SCHANZ SCREW BLUNTED TROCAR POINT 150MM | Trauma | EA
202734 | 10886982144652 | 3.0MM CANNULATED SCREW LONG THREAD/34MM | Trauma | EA
60404000 | 10886982280718 | GRAPHIC CASE WITH LID RIA 2 INSTRUMENT SET | Trauma | EA
SD03405001 | 10886982361288 | 5MM AWL, QC | Trauma | EA
02211009 | 10886982053534 | 2.7MM VA LCKNG SCREW SLF-TPNG WITH T8 STARDRIVE RECESS 9MM | Trauma | EA
204828 | 10886982146328 | 3.5MM CORTEX SCREW SELF-TAPPING 28MM | Trauma | EA
407722 | 10886982208606 | 4.0MM TI CANNULATED SCREW LONG THREAD/22MM | Trauma | EA
04527370 | 10886982323897 | 2.7MM VOLT(TM) LOCKING SCREW 70MM T8 | Trauma | EA
02535628TS | 10886982319968 | 4.0MM VOLT(TM) CANC SCR 28MM PART THRD T15 STERILE | Trauma | EA
02420326TS | 10886982315236 | 2.0MM VOLT(TM) LOCKING SCREW 26MM T6 STERILE | Trauma | EA
04535358 | 10886982326812 | 3.5MM VOLT(TM) LOCKING SCREW 58MM T15 | Trauma | EA
04424027 | 10886982337757 | 2.4MM VOLT(TM) ADPTN COMBI PL 6H/54MM | Trauma | EA
218065 | 10886982155962 | 6.5MM CANCELLOUS BONE SCREW FULLY THREADED/65MM | Trauma | EA
02535624TS | 10886982319920 | 4.0MM VOLT(TM) CANC SCR 24MM PART THRD T15 STERILE | Trauma | EA
02124204 | 10886982042491 | 3.5MM LCP PROXIMAL TIBIA PLATE LOW BEND 6 HOLES/102MM/RIGHT | Trauma | EA
04535622 | 10886982320759 | 4.0MM VOLT(TM) CANC SCR 22MM PART THRD T15 | Trauma | EA
02206018 | 10886982050120 | 3.5MM CRTX SCREW/LOW PROF HD SELF-TAPPING/HEX DRIVE/18MM | Trauma | EA
241401 | 10886982166951 | LCP ONE-THIRD TUBULAR PLATE WITH COLLAR 10 HOLES/117MM | Trauma | EA
02211416 | 10886982055088 | 3.5MM VA-LCP MEDIAL COLUMN FUSION PLATE 78MM RIGHT | Trauma | EA
498838S | 10886982237026 | 3.5MM TI THREADED CERCLAGE POSITIONING PIN-STERILE | Trauma | EA
04032080S | 10886982094810 | 11.0MM TI TROCH FIXATION NAIL SCREW/80MM - STERILE | Trauma | EA
208455 | 10886982149602 | 6.5MM CANNULATED SCREW 32MM THREAD 180MM | Trauma | EA
04536012S | 10886982327840 | 3.5MM VOLT(TM) METAPHYSEAL PL 12H/156MM/STERILE | Trauma | EA
04005460 | 10886982085726 | 4.0MM TI LOCKING SCREW W/T25 STARDRIVE 70MM FOR IM NAILS | Trauma | EA
212136 | 10886982152077 | 3.5MM LOCKING SCREW SLF-TPNG WITH STARDRIVE RECESS 46MM | Trauma | EA
02227120S | 10886982060983 | 6.5MM HEADLESS COMPRESSION SCR/16MM THRD/120MM-STERILE | Trauma | EA
04233943S | 10886982288899 | RFNA / 9MM / 420MM PERIPROSTHETIC BEND / STERILE | Trauma | EA
414836 | 10886982213686 | 4.5MM TI CORTEX SCREW SELF-TAPPING 36MM | Trauma | EA
02100211 | 10886982028624 | 3.5MM WIDE ANGLE LOW PROFILE RECON PLATE 11 HOLES | Trauma | EA
412330 | 10886982211392 | 3.5MM TI CONICAL SCREW SLF-TPNG FULLY THREADED 90MM | Trauma | EA
04124208 | 10886982110640 | 3.5MM TI LCP PROXIMAL TIBIA PL LOW BEND 8 HOLES/128MM/RIGHT | Trauma | EA
04227310 | 10886982125088 | 6.5MM TI HEADLESS COMPRESSION SCREW/32MM THREAD/110MM | Trauma | EA
02130205 | 10886982044594 | 1.5MM VA-LCKNG SCREW SLF-TPNG WITH T4 STARDRIVE RECESS 5MM | Trauma | EA
02211250 | 10886982054463 | 2.4/2.7MM VA-LCP CLOVERLEAF FUSION PLATE/SHORT | Trauma | EA
02226738 | 10886982060181 | 4.5MM HEADLESS COMPRESSION SCREW/LONG THREAD/38MM | Trauma | EA
SD03300100 | 10886982344410 | MAXFRAME CONTROL BOX TEMPLATE | Trauma | EA
04424003 | 10886982334329 | 2.4MM VOLT(TM) COMP STRGHT PL 7H/51MM | Trauma | EA
29231 | 20886982180503 | 3.0MM KIRSCHNER WIRE W/TROCAR POINT 285MM | Trauma | EA
02221092 | 10886982275608 | 3.5/4.5MM VA PPFX PROX FEMUR HOOK PL/SMALL/10HOLES/RIGHT | Trauma | EA
04227320 | 10886982125125 | 6.5MM TI HEADLESS COMPRESSION SCREW/32MM THREAD/120MM | Trauma | EA
02227250 | 10886982061133 | 6.5MM HEADLESS COMPRESSION SCREW/32MM THREAD/50MM | Trauma | EA
04110005 | 10886982100108 | TI LCP DIA-META VOLAR DISTAL RADIUS PL 5H SHAFT/RT | Trauma | EA
04420006 | 10886982330871 | 2.0MM VOLT(TM) STRAIGHT PLATE 6H/45MM | Trauma | EA
02206056 | 10886982050540 | 3.5MM CRTX SCREW/LOW PROF HD SELF-TAPPING/HEX DRIVE/56MM | Trauma | EA
202828 | 10886982144805 | 2.7MM CORTEX SCREW SELF-TAPPING 28MM | Trauma | EA
04424026S | 10886982334497 | 2.4MM VOLT(TM) ADAPTION PLATE 6H/38MM/STERILE | Trauma | EA
292653 | 10886982180773 | 2.0MM THREADED GUIDE WIRE 330MM | Trauma | EA
239986 | 10886982163875 | 4.5MM LCP® MEDIAL PROXIMAL TIBIA PLATE 6H/RIGHT 142MM | Trauma | EA
02231675 | 10886982062901 | 5.0MM CANNULATED VA LOCKING SCREW/75MM | Trauma | EA
02130310 | 10886982045171 | 2.0MM VA-LCKNG SCREW SLF-TPNG WITH T6 STARDRIVE RECESS 10MM | Trauma | EA
04420108TS | 10886982316899 | 2.0MM VOLT(TM) CORTEX SCREW 8MM T6 STERILE | Trauma | EA
221320 | 10886982156327 | 1.3MM EXTENDED H-PLATE/RIGHT | Trauma | EA
02207470 | 10886982052131 | 7.3MM CANNULATED CONICAL SCREW PARTIALLY THREADED 70MM | Trauma | EA
02535118TS | 10886982324351 | 3.5MM VOLT(TM) CORTEX SCREW 18MM T15 STERILE | Trauma | EA
69054040 | 10886982254450 | TOP TRAY FOR HINDFOOT ARTHRO NAIL GRAPHIC CASE | Trauma | EA
02231635 | 10886982062826 | 5.0MM CANNULATED VA LOCKING SCREW/35MM | Trauma | EA
02420336TS | 10886982315335 | 2.0MM VOLT(TM) LOCKING SCREW 36MM T6 STERILE | Trauma | EA
04226019 | 10886982121561 | 3.0MM TI HEADLESS COMPRESSION SCREW-SHORT THREAD 19MM | Trauma | EA
04045395 | 10886982293824 | LOW PROF LCKNG SCREW F/IM NAIL Ø 5.0MM / L 95MM / XL25 | Trauma | EA
04535354 | 10886982326775 | 3.5MM VOLT(TM) LOCKING SCREW 54MM T15 | Trauma | EA
209145 | 10886982150462 | 7.0MM CANNULATED SCREW 32MM THREAD/145MM | Trauma | EA
04424132 | 10886982318442 | 2.4MM VOLT(TM) CORTEX SCREW 32MM T8 | Trauma | EA
02227055S | 10886982060723 | 6.5MM HEADLESS COMPRESSION SCR/16MM THRD/55MM-STERILE | Trauma | EA
200816 | 10886982141552 | 1.5MM CORTEX SCREW SELF-TAPPING 16MM | Trauma | EA
207716 | 10886982148384 | 4.0MM CANNULATED SCREW LONG THREAD/16MM | Trauma | EA
04045548S | 10886982295606 | LOW PROF LCKNG SCREW F/IM NAIL Ø 4.0MM / L 48MM / XL25/ STER | Trauma | EA
02130267 | 10886982045096 | 1.5MM VAL FRACTURE PLATE 6 HOLES | Trauma | EA
02210150 | 10886982053183 | 2.4MM VA LCKNG SCREW SLF-TPNG WITH STARDRIVE RECESS 50MM | Trauma | EA
04424066 | 10886982337870 | 2.4MM VOLT(TM) T-PLATE 3H HEAD/10H/87MM | Trauma | EA
239994 | 10886982164032 | 4.5MM LCP® MEDIAL PROXIMAL TIBIA PLATE 14H/RIGHT 286MM | Trauma | EA
42231265TS | 10886982307033 | 5.0MM VAL SCREW/OPTILINK(TM) SLF-TPNG/STRDRV/65MM/STER | Trauma | EA
441450 | 10886982222015 | 3.5MM TI LCP(TM) ANTEROLATERAL DISTAL TIBIA PL 15 HOLES/RIGH | Trauma | EA
SD03164021 | 10886982350497 | 4.5 DRILL BIT | Trauma | EA
02226680S | 10886982059994 | 4.5MM HEADLESS COMPRESSION SCR/SHORT THRD/80MM-STERILE | Trauma | EA
02127110TS | 10886982306821 | 3.5MM VARIABLE ANGLE LOCKING SCREW/SLF-TPNG/STRDRV/10MM | Trauma | EA
04227325 | 10886982125149 | 6.5MM TI HEADLESS COMPRESSION SCREW/32MM THREAD/125MM | Trauma | EA
02100022 | 10886982028327 | 2.4MM/2.7MM LOCKING CUBOID PLATE-RIGHT | Trauma | EA
04228511TS | 10886982263360 | 2.0MM TI QUICK INSERTION SCREW 11MM- STER | Trauma | EA
02420146 | 10886982314826 | 2.0MM VOLT(TM) CORTEX SCREW 46MM T6 | Trauma | EA
280280S | 10886982175120 | DHS®/DCS® ONE-STEP LAG SCREW 12.7MM THREAD/80MM-STERILE | Trauma | EA
241391 | 10886982166937 | LCP ONE-THIRD TUBULAR PLATE WITH COLLAR 9 HOLES/105MM | Trauma | EA
281520 | 10886982177544 | 135 DEG DHS® PLATE-SHORT BARREL 2 HOLES/46MM | Trauma | EA
40137097 | 10886982204172 | 2.0MM TI CORTEX SCRW SLF-TPNG WITH STARDRIVE RECESS 20MM | Trauma | EA
04252640SHA | 10886982305640 | 6.0MM TI BLUNTED POINT SCHANZ SCREW 40MM THRD/250MM/HA STER | Trauma | EA
401758TS | 10886982262721 | 2.4MM TI CORTEX SCREW SLF-TPNG WITH T8 STARDRIVE 8MM STERILE | Trauma | EA
240019S | 10886982164414 | 3.5MM/4.5MM WASHER-STERILE | Trauma | EA
402613 | 10886982206022 | 3.0MM TI CANNULATED SCREW SHORT THREAD/13MM | Trauma | EA
04250640SHA | 10886982305466 | 6.0MM TI SELF-DRILLING SCHANZ SCREW 40MM THRD/250MM/HA STER | Trauma | EA
04535830TS | 10886982321237 | 4.0MM VOLT(TM) CANC SCR 30MM FULL THRD T15 STERILE | Trauma | EA
29271 | 20886982180862 | 1.6MM KIRSCHNER WIRE WITH 5MM THREAD-TROCAR POINT 150MM | Trauma | EA
04124416 | 10886982111043 | 4.5MM TI VA-LCP CRVD CONDYLAR PLATE/16 HOLE/336MM/RIGHT | Trauma | EA
04130251 | 10886982112880 | 1.5MM TI VAL STRAIGHT PLATE 12 HOLES | Trauma | EA
04527307 | 10886982323224 | 2.7MM VOLT(TM) LOCKING SCREW 7MM T8 | Trauma | EA
02205135 | 10886982049896 | 5.0MM CANNULATED LOCKING SCREW 135MM | Trauma | EA
02108326 | 10886982029836 | PEDIATRIC LCP HIP PLATE 5.0MM/140°/3 HOLES | Trauma | EA
SD03100133 | 10886982350466 | HALF BENNETT LARGE/RIGHT | Trauma | EA
208110 | 10886982148995 | 7.0MM CANNULATED SCREW 16MM THREAD/110MM | Trauma | EA
04420308TS | 10886982317490 | 2.0MM VOLT(TM) LOCKING SCREW 8MM T6 STERILE | Trauma | EA
04005426 | 10886982085382 | 4.0MM TI LOCKING SCREW W/T25 STARDRIVE 36MM FOR IM NAILS | Trauma | EA
208434 | 10886982149398 | 6.5MM CANNULATED SCREW 32MM THREAD 60MM | Trauma | EA
458944S | 10886982230904 | 5.0MM TI LOCKING SCREW 44MM- FOR IM NAILS-STERILE | Trauma | EA
04045360TS | 10886982301031 | LOW PROF LCKNG SCREW F/IM NAIL Ø 5.0MM / L 60MM / XL25/ STER | Trauma | EA
04535865S | 10886982321923 | 4.0MM VOLT(TM) CANC SCR 65MM FULL THRD T15 STERILE | Trauma | EA
04535634 | 10886982321596 | 4.0MM VOLT(TM) CANC SCR 34MM PART THRD T15 | Trauma | EA
04117601 | 10886982106520 | 2.7MM/3.5MM TI VA-LCP EXT MEDL DHP 1H/RT/72MM - SHORT | Trauma | EA
206485 | 10886982147752 | 4.0MM CORTEX SCREW SELF-TAPPING 85MM | Trauma | EA
04005670 | 10886982086921 | 6.0MM TI LOCKING SCREW W/T25 STARDRIVE 80MM FOR IM NAILS | Trauma | EA
04226238 | 10886982122803 | 2.4MM TI HEADLESS COMPRESSION SCREW-SHORT THREAD 38MM | Trauma | EA
02424057S | 10886982338181 | 2.4MM VOLT(TM) TINE PLATE 6H/55MM/STERILE | Trauma | EA
418095 | 10886982214683 | 6.5MM TI CANCELLOUS BONE SCREW FULLY THREADED/95MM | Trauma | EA
04045552TS | 10886982301482 | LOW PROF LCKNG SCREW F/IM NAIL Ø 4.0MM / L 52MM / XL25/ STER | Trauma | EA
205226 | 10886982147073 | 3.5MM CANNULATED SCREW FULLY THREADED/26MM | Trauma | EA
02118556 | 10886982039620 | 2.7MM METAPHYSEAL SCR SLF-TPNG W/T8 STRDRV RECESS/56MM | Trauma | EA
236111 | 10886982160416 | 100 DEG TODDLER OSTEOTOMY PLATE 26MM/8MM | Trauma | EA
04527142TS | 10886982334008 | 2.7MM VOLT(TM) CORTEX SCREW 42MM T8 STERILE | Trauma | EA
02221115 | 10886982275721 | 3.5/4.5MM VA PPFX PROX FEMUR PLATE/8HOLES/LEFT | Trauma | EA
04210956 | 10886982118905 | 2.4MM TI CORTEX SCREW SLF-TPNG WITH T8 STARDRIVE RECESS 56MM | Trauma | EA
04005626 | 10886982086587 | 6.0MM TI LOCKING SCREW W/T25 STARDRIVE 36MM FOR IM NAILS | Trauma | EA
217085 | 10886982155627 | 6.5MM CANCELLOUS BONE SCREW 32MM THREAD/85MM | Trauma | EA
02127261 | 10886982043689 | 3.5MM VA-LCP PROX TIBIA PLATE SMALL BEND/14H/237MM/LEFT | Trauma | EA
02130320 | 10886982045256 | 2.0MM VA-LCKNG SCREW SLF-TPNG WITH T6 STARDRIVE RECESS 20MM | Trauma | EA
218095 | 10886982156020 | 6.5MM CANCELLOUS BONE SCREW FULLY THREADED/95MM | Trauma | EA
SD03045003 | 10886982351593 | XL25 SOLID SCREWDRIVER 250.5MM LENGTH | Trauma | EA
02130309 | 10886982045164 | 2.0MM VA-LCKNG SCREW SLF-TPNG WITH T6 STARDRIVE RECESS 9MM | Trauma | EA
02535112 | 10886982324283 | 3.5MM VOLT(TM) CORTEX SCREW 12MM T15 | Trauma | EA
04045280S | 10886982294906 | LOCKING SCREW FOR IM NAIL Ø 4MM/ 80MM/ XL25/ STERILE | Trauma | EA
04172625SHA | 10886982305428 | 6.0MM TI BLUNTED POINT SCHANZ SCREW 25MM THRD/175MM/HA STER | Trauma | EA
04200012 | 10886982115652 | 3.5MM TI STARDRIVE CORTEX SCREW SELF-TAPPING 12MM | Trauma | EA
04420020S | 10886982330963 | 2.0MM VOLT(TM) STRAIGHT PLATE 18H/126MM/STERILE | Trauma | EA
04115231 | 10886982104823 | 2.4MM TI VA-LCP DRSL DSTL RAD L-PLATE -90°/3H HD/3H SHAFT | Trauma | EA
02230118S | 10886982061744 | 1.5MM HEADLESS COMPRESSION SCREW 18MM-STERILE | Trauma | EA
02535665TS | 10886982346025 | 4.0MM VOLT(TM) CANC SCR 65MM PART THRD T15 STER | Trauma | EA
02535850TS | 10886982320513 | 4.0MM VOLT(TM) CANC SCR 50MM FULL THRD T15 STERILE | Trauma | EA
429461 | 10886982217677 | 4.5MM TI LCP(TM) STRAIGHT RECON PLATE 16 HOLES/303MM | Trauma | EA
414060 | 10886982212573 | 4.5MM TI CORTEX SCREW 60MM | Trauma | EA
412321 | 10886982211316 | 3.5MM TI CONICAL SCREW SLF-TPNG FULLY THREADED 50MM | Trauma | EA
02112091 | 10886982033239 | 3.5MM LCP SUPERIOR CLAVICLE PLATE W/LAT EXTN/6H/LT/105MM | Trauma | EA
245878 | 10886982170293 | 3.5MM LOW PROFILE CURVED RECON PLATE 108MM RADIUS 8 HOLES | Trauma | EA
02535354TS | 10886982325587 | 3.5MM VOLT(TM) LOCKING SCREW 54MM T15 STERILE | Trauma | EA
201788 | 10886982142870 | 2.4MM CORTEX SCREW SLF-TPNG WITH T8 STARDRIVE RECESS-38MM | Trauma | EA
03607513 | 10886982080585 | CABLE CUTTER | Trauma | EA
406438 | 10886982207838 | 4.0MM TI CORTEX SCREW SELF-TAPPING/38MM | Trauma | EA
02212054 | 10886982055200 | 3.5MM LOCKING SCREW SLF-TPNG WITH STARDRIVE RECESS 54MM | Trauma | EA
02535018 | 10886982328731 | 3.5MM VOLT(TM) STRAIGHT PLATE 18H/L241MM | Trauma | EA
29104 | 20886982180114 | 1.25MM CERCLAGE WIRE WITH EYE 600MM | Trauma | EA
02424319TS | 10886982316431 | 2.4MM VOLT(TM) LOCKING SCREW 19MM T8 STERILE | Trauma | EA
209100 | 10886982150370 | 7.0MM CANNULATED SCREW 32MM THREAD/100MM | Trauma | EA
209670 | 10886982150813 | 7.3MM CANNULATED SCREW FULLY THREADED/70MM | Trauma | EA
04123041 | 10886982110442 | 3.5MM TI LCP PERIARTIC PROX HUMERUS PL 3 HOLE/109MM/LEFT | Trauma | EA
04233245S | 10886982290489 | RFNA / 12MM / 440MM PERIPROSTHETIC BEND / STERILE | Trauma | EA
02204032 | 10886982049407 | 4.0MM LOCKING SCREW SLF-TPNG WITH T25 STARDRIVE RECESS 32MM | Trauma | EA
201776 | 10886982142818 | 2.4MM CORTEX SCREW SLF-TPNG WITH T8 STARDRIVE RECESS 26MM | Trauma | EA
03424180S | 10886982336545 | 1.8MM VOLT(TM) DRILL BIT AO QC 115MM/30MM CALIB/STERILE | Trauma | EA
02207530 | 10886982052254 | 7.3MM CANNULATED CONICAL SCREW PARTIALLY THREADED/130MM | Trauma | EA
02206300S | 10886982051677 | 3.5MM CRTX SCREW/LOW PROF HD SELF-TAPPING/STRDRV/100MM-STER | Trauma | EA
04527108 | 10886982325006 | 2.7MM VOLT(TM) CORTEX SCREW 8MM T8 | Trauma | EA
226581 | 10886982159076 | 4.5MM BROAD LCP® PLATE 8 HOLES/152MM | Trauma | EA
04226027 | 10886982121721 | 3.0MM TI HEADLESS COMPRESSION SCREW-SHORT THREAD 27MM | Trauma | EA
280600 | 10886982175915 | DHS®/DCS® LAG SCREW 12.7MM THREAD/60MM | Trauma | EA
02527360S | 10886982324030 | 2.7MM VOLT(TM) LOCKING SCREW 60MM T8 STERILE | Trauma | EA
29211 | 20886982180336 | 1.0MM KIRSCHNER WIRE W/TROCAR POINT 285MM | Trauma | EA
214870 | 10886982154842 | 4.5MM CORTEX SCREW SELF-TAPPING 70MM | Trauma | EA
408438 | 10886982209184 | 6.5MM TI CANNULATED SCREW 32MM THREAD 80MM | Trauma | EA
02227255S | 10886982061164 | 6.5MM HEADLESS COMPRESSION SCR/32MM THRD/55MM-STERILE | Trauma | EA
04527324TS | 10886982323538 | 2.7MM VOLT(TM) LOCKING SCREW 24MM T8 STERILE | Trauma | EA
208442 | 10886982149473 | 6.5MM CANNULATED SCREW 32MM THREAD 100MM | Trauma | EA
04226775 | 10886982124180 | 4.5MM TI HEADLESS COMPRESSION SCREW/LONG THREAD/75MM | Trauma | EA
04420308 | 10886982317483 | 2.0MM VOLT(TM) LOCKING SCREW 8MM T6 | Trauma | EA
29880001S | 10886982182494 | 1.0MM CABLE WITH CRIMP 750MM-STERILE | Trauma | EA
239959 | 10886982163578 | 3.5MM LCP® MEDIAL PROXIMAL TIBIA PLATE 8H/LEFT 145MM | Trauma | EA
214534 | 10886982154132 | 4.5MM CANNULATED SCREW PARTIALLY THREADED/34MM | Trauma | EA
04206256 | 10886982117922 | 3.5MM TI CRTX SCR/LOW PROF HD SELF-TAPPING/STARDRIVE/56MM | Trauma | EA
04527358S | 10886982324184 | 2.7MM VOLT(TM) LOCKING SCREW 58MM T8 STERILE | Trauma | EA
236001 | 10886982160218 | 90 DEG TODDLER OSTEOTOMY PLATE 26MM/4MM | Trauma | EA
02424154 | 10886982316103 | 2.4MM VOLT(TM) CORTEX SCREW 54MM T8 | Trauma | EA
402608 | 10886982205971 | 3.0MM TI CANNULATED SCREW SHORT THREAD/8MM | Trauma | EA
03010025 | 10886982067012 | 2.0MM GUIDE WIRE 240MM | Trauma | EA
02130113 | 10886982044334 | 1.3MM LOCKING SCREW SLF-TPNG WITH T4 STARDRIVE RECESS 13MM | Trauma | EA
03420150S | 10886982336521 | 1.5MM VOLT(TM) DRILL BIT AO QC 100MM/30MM CALIB/STERILE | Trauma | EA
02227260 | 10886982061171 | 6.5MM HEADLESS COMPRESSION SCREW/32MM THREAD/60MM | Trauma | EA
04045095TS | 10886982302311 | LOCKING SCREW FOR IM NAIL Ø 5MM/ 95MM/ XL25/ STERILE | Trauma | EA
04527006 | 10886982335029 | 2.7MM VOLT(TM) STRAIGHT PLATE 6H/64MM | Trauma | EA
02536036 | 10886982329196 | 3.5MM VOLT(TM) T-PLATE 4H HEAD/6H SHAFT/78MM | Trauma | EA
202962 | 10886982145208 | 2.7MM CORTEX SCREW SLF-TPNG WITH T8 STARDRIVE RECESS/42MM | Trauma | EA
03311041 | 10886982078025 | REDUCTION WIRE/1.5MM DIAMETER 400MM LONG | Trauma | EA
02117805 | 10886982037428 | 2.7MM/3.5MM VA-LCP LAT DISTAL HUMERUS PL 5H/RT/121MM - LONG | Trauma | EA
40180696 | 10886982204837 | 2.0MM TI CORTEX SCREW SELF-TAPPING 6MM | Trauma | EA
02535390S | 10886982327123 | 3.5MM VOLT(TM) LOCKING SCREW 90MM T15 STERILE | Trauma | EA
401790 | 10886982204813 | 2.4MM TI CORTEX SCREW SLF-TPNG WITH T8 STARDRIVE RECESS-40MM | Trauma | EA
201758 | 10886982142696 | 2.4MM CORTEX SCREW SLF-TPNG WITH T8 STARDRIVE RECESS 8MM | Trauma | EA
402876 | 10886982206725 | 2.7MM TI CORTEX SCREW SLF-TPNG WITH T8 STARDRIVE RECESS 16MM | Trauma | EA
209105 | 10886982150387 | 7.0MM CANNULATED SCREW 32MM THREAD/105MM | Trauma | EA
280300 | 10886982175199 | DHS®/DCS® LAG SCREW 12.7MM THREAD/130MM | Trauma | EA
03527203 | 10886982336705 | 2.0MM VOLT(TM) DRILL BIT AO QC 175MM/90MM CALIBRATION | Trauma | EA
04170525S | 10886982308078 | 5.0MM TI SELF-DRILLING SCHANZ SCREW 25MM THRD/175MM/STERILE | Trauma | EA
02424026 | 10886982329875 | 2.4MM VOLT(TM) ADAPTION PLATE 6H/38MM | Trauma | EA
02535620 | 10886982319876 | 4.0MM VOLT(TM) CANC SCR 20MM PART THRD T15 | Trauma | EA
02226732S | 10886982060136 | 4.5MM HEADLESS COMPRESSION SCR/LONG THRD/32MM-STERILE | Trauma | EA
SD03010002 | 10886982351678 | T-HANDLE LARGE AO CONNECTOR | Trauma | EA
408935 | 10886982209856 | 7.3MM TI CANNULATED SCREW 16MM THREAD/135MM | Trauma | EA
02206295S | 10886982051653 | 3.5MM CRTX SCREW/LOW PROF HD SELF-TAPPING/STRDRV/95MM-STER | Trauma | EA
04130216 | 10886982112811 | 1.5MM TI VA-LCKNG SCR SLF-TPNG WITH T4 STARDRIVE RECESS 16MM | Trauma | EA
04214015 | 10886982120731 | 1.5MM TI LOCKING SCR SLF-TPNG WITH T4 STARDRIVE RECESS 15MM | Trauma | EA
02204048 | 10886982049483 | 4.0MM LOCKING SCREW SLF-TPNG WITH T25 STARDRIVE RECESS 48MM | Trauma | EA
04535685 | 10886982320988 | 4.0MM VOLT(TM) CANC SCR 85MM PART THRD T15 | Trauma | EA
04045386S | 10886982295361 | LOW PROF LCKNG SCREW F/IM NAIL Ø 5.0MM / L 86MM/ XL25/ STER | Trauma | EA
412124 | 10886982210722 | 3.5MM TI LOCKING SCR SLF-TPNG WITH STARDRIVE RECESS 60MM | Trauma | EA
04535110 | 10886982325730 | 3.5MM VOLT(TM) CORTEX SCREW 10MM T15 | Trauma | EA
449924 | 10886982224453 | 2.4MM TI LC-DCP® PLATE 4 HOLES/31MM | Trauma | EA
439954 | 10886982219381 | 3.5MM TI LCP® MEDIAL PROXIMAL TIBIA PLATE 4H/RIGHT 93MM | Trauma | EA
02538513S | 10886982344700 | 3.5 VOLT(TM) PROX HUM PLATE LONG/13H/286MM/STERILE | Trauma | EA
04045044 | 10886982292797 | LOCKING SCREW FOR IM NAIL Ø 5MM/ 44MM/ XL25 | Trauma | EA
417125 | 10886982214379 | 6.5MM TI CANCELLOUS BONE SCREW 32MM THREAD/125MM | Trauma | EA
04233039S | 10886982289414 | RFNA / 10MM / 380MM PERIPROSTHETIC BEND / STERILE | Trauma | EA
04045340 | 10886982293565 | LOW PROF LCKNG SCREW F/IM NAIL Ø 5.0MM / L 40MM / XL25 | Trauma | EA
436509 | 10886982218032 | 3.5MM TI LCP OLECRANON PLATE 8 HOLES/LEFT/164MM | Trauma | EA
391906 | 10886982198402 | CABLE CUTTER-LARGE | Trauma | EA
04112815 | 10886982279521 | 2.7MM TI VA LCP HOOK PLATE LONG/ 15MM/ RIGHT | Trauma | EA
03312740 | 10886982260796 | MAXFRAME(TM) 5/8 RING 240MM/ALUMINUM | Trauma | EA
212207 | 10886982152145 | 5.0MM LOCKING SCREW SLF-TPNG WITH T25 STARDRIVE RECESS 26MM | Trauma | EA
02221056S | 10886982055637 | 2.0MM DUAL LEADER CABLE ASSEMBLY/900MM-STERILE | Trauma | EA
200691 | 10886982141408 | 1.3MM CORTEX SCREW SELF-TAPPING 11MM | Trauma | EA
02206085 | 10886982050762 | 3.5MM CRTX SCREW/LOW PROF HD SELF-TAPPING/HEX DRIVE/85MM | Trauma | EA
04045350TS | 10886982301437 | LOW PROF LCKNG SCREW F/IM NAIL Ø 5.0MM / L 50MM / XL25/ STER | Trauma | EA
409890 | 10886982210210 | 7.3MM TI CANNULATED SCREW 32MM THREAD/90MM | Trauma | EA
04527365 | 10886982323880 | 2.7MM VOLT(TM) LOCKING SCREW 65MM T8 | Trauma | EA
20138097 | 10886982142016 | 2.0MM CORTEX SCREW SLF-TPNG WITH STARDRIVE RECESS 36MM | Trauma | EA
209075 | 10886982150325 | 7.0MM CANNULATED SCREW 32MM THREAD/75MM | Trauma | EA
04233232S | 10886982290854 | RFNA / 12MM / 320MM STANDARD BEND / STERILE | Trauma | EA
29126 | 20886982180220 | 0.8MM PRECUT CERCLAGE WIRE SOFT/200MM | Trauma | EA
02227125S | 10886982061003 | 6.5MM HEADLESS COMPRESSION SCR/16MM THRD/125MM-STERILE | Trauma | EA
04226236 | 10886982122780 | 2.4MM TI HEADLESS COMPRESSION SCREW-SHORT THREAD 36MM | Trauma | EA
04226211 | 10886982122346 | 2.4MM TI HEADLESS COMPRESSION SCREW-SHORT THREAD 11MM | Trauma | EA
02535110 | 10886982324269 | 3.5MM VOLT(TM) CORTEX SCREW 10MM T15 | Trauma | EA
02211241 | 10886982054326 | 2.4/2.7MM VA-LCP FIRST MTP FUSION PL/MED/10 DEG/LEFT | Trauma | EA
02130261 | 10886982044976 | 1.5MM VAL WEB PLATE 14 HOLES | Trauma | EA
280540S | 10886982175861 | DHS®/DCS® LAG SCREW 14.0MM THREAD/140MM-STERILE | Trauma | EA
211810 | 10886982151483 | 2.4MM CANNULATED SCREW LONG THREAD 10MM | Trauma | EA
02424005 | 10886982329752 | 2.4MM VOLT(TM) COMP STRGHT PL 10H/70MM | Trauma | EA
04527146TS | 10886982323019 | 2.7MM VOLT(TM) CORTEX SCREW 46MM T8 STERILE | Trauma | EA
04005568S | 10886982086372 | 5.0MM TI LOCKING SCREW W/T25 STARDRIVE 78MM F/IM NAIL-STER | Trauma | EA
03311346 | 10886982078698 | TI FULL RING/160MM DIAMETER | Trauma | EA
242477 | 10886982168498 | 2.4MM LCP® DISTAL RADIUS T-PLATE 3H HEAD/3H SHAFT | Trauma | EA
04045046S | 10886982294456 | LOCKING SCREW FOR IM NAIL Ø 5MM/ 46MM/ XL25/ STERILE | Trauma | EA
02538003 | 10886982313690 | 3.5 VOLT(TM) PROX HUM PLATE 3H/93MM | Trauma | EA
247706 | 10886982170972 | 2.4/2.7MM LOCKING X-PLATE LARGE 36X20MM | Trauma | EA
42231008S | 10886982259196 | 5.0MM PERIPR VAL SCR/8MM OPTILINK(TM)/STRDRV/STERILE | Trauma | EA
294776 | 10886982181954 | 4.0MM SELF-DRILLING SCHANZ SCREW 30MM THRD/100MM | Trauma | EA
446612 | 10886982223708 | 1.5MM TI Y-PLATE 3 X 8 HOLES | Trauma | EA
400818 | 10886982203809 | 1.5MM TI CORTEX SCREW SELF-TAPPING 18MM | Trauma | EA
02535836 | 10886982320421 | 4.0MM VOLT(TM) CANC SCR 36MM FULL THRD T15 | Trauma | EA
04535632TS | 10886982321589 | 4.0MM VOLT(TM) CANC SCR 32MM PART THRD T15 STERILE | Trauma | EA
04214008 | 10886982120663 | 1.5MM TI LOCKING SCR SLF-TPNG WITH T4 STARDRIVE RECESS 8MM | Trauma | EA
02420112TS | 10886982314413 | 2.0MM VOLT(TM) CORTEX SCREW 12MM T6 STERILE | Trauma | EA
407640 | 10886982208439 | 4.0MM TI CANNULATED SCREW SHORT THREAD/40MM | Trauma | EA
04005560S | 10886982086297 | 5.0MM TI LOCKING SCREW W/T25 STARDRIVE 70MM F/IM NAIL-STER | Trauma | EA
02127331 | 10886982043900 | 3.5MM VA-LCP PROX TIBIA PLATE LARGE BEND/8H/147MM/LEFT | Trauma | EA
02420126 | 10886982314628 | 2.0MM VOLT(TM) CORTEX SCREW 26MM T6 | Trauma | EA
60420007 | 10886982341679 | 2.0 VOLT(TM) INSTRUMENTS 1 HIGH 1/3 WIDTH ALUM TRAY | Trauma | EA
03115701 | 10886982073068 | GUIDE BLOCK F/2.4MM VA-LCP VOLAR RIM DSTL RAD PL/6H HD/LT | Trauma | EA
22354 | 10886982157867 | 3.5MM LC-DCP® PLATE 4 HOLES/51MM | Trauma | EA
03306000 | 10886982077677 | INNER RAIL FOR PELVIC C-CLAMP II | Trauma | EA
402208 | 10886982205704 | 2.7MM TI LOCKING SCR SLF-TPNG WITH T8 STARDRIVE RECESS-8MM | Trauma | EA
205214 | 10886982147011 | 3.5MM CANNULATED SCREW FULLY THREADED/14MM | Trauma | EA
04527330TS | 10886982323590 | 2.7MM VOLT(TM) LOCKING SCREW 30MM T8 STERILE | Trauma | EA
02240280 | 10886982064011 | 3.7MM CANNULATED CONICAL SCREW 25MM THREAD/80MM | Trauma | EA
204228 | 10886982145895 | 3.5MM SHAFT SCREW 28MM | Trauma | EA
02226215 | 10886982058706 | 2.4MM HEADLESS COMPRESSION SCREW-SHORT THREAD 15MM | Trauma | EA
02205070 | 10886982049766 | 5.0MM CANNULATED LOCKING SCREW 70MM | Trauma | EA
02226222 | 10886982058843 | 2.4MM HEADLESS COMPRESSION SCREW-SHORT THREAD 22MM | Trauma | EA
04210108 | 10886982118417 | 2.4MM TI VA LOCKING SCREW STARDRIVE 8MM | Trauma | EA
239954 | 10886982163479 | 3.5MM LCP® MEDIAL PROXIMAL TIBIA PLATE 4H/RIGHT 93MM | Trauma | EA
04045368TS | 10886982301079 | LOW PROF LCKNG SCREW F/IM NAIL Ø 5.0MM / L 68MM / XL25/ STER | Trauma | EA
445091 | 10886982223418 | 3.5MM TI LCP® RECONSTRUCTION PLATE 9 HOLES/126MM | Trauma | EA
280150S | 10886982174949 | DHS®/DCS® LAG SCREW 12.7MM THREAD/115MM-STERILE | Trauma | EA
04226795S | 10886982124272 | 4.5MM TI HEADLESS COMPRESSION SCR/LONG THRD/95MM-STERILE | Trauma | EA
206055 | 10886982147370 | 4.0MM CANCELLOUS BONE SCREW FULLY THREADED/55MM | Trauma | EA
04120706 | 10886982109880 | 3.5MM TI LCP POSTEROMEDIAL PROXIMAL TIBIA PLATE 6H/131MM | Trauma | EA
04019060 | 10886982090027 | 4.5MM TI MULTILOC SCREW LENGTH 60MM | Trauma | EA
02535336TS | 10886982325402 | 3.5MM VOLT(TM) LOCKING SCREW 36MM T15 STERILE | Trauma | EA
04527106TS | 10886982333841 | 2.7MM VOLT(TM) CORTEX SCREW 6MM T8 STERILE | Trauma | EA
208415 | 10886982149220 | 6.5MM CANNULATED SCREW 16MM THREAD 100MM | Trauma | EA
04226125 | 10886982122087 | 3.0MM TI HEADLESS COMPRESSION SCREW-LONG THREAD 25MM | Trauma | EA
02226219S | 10886982058799 | 2.4MM HEADLESS COMPRESSION SCR 19MM/SHORT THREAD-STERILE | Trauma | EA
408442 | 10886982209221 | 6.5MM TI CANNULATED SCREW 32MM THREAD 100MM | Trauma | EA
204085 | 10886982145697 | 3.5MM CORTEX SCREW 85MM | Trauma | EA
02112511 | 10886982034496 | 3.5MM LCP LOW BEND MEDIAL DSTL TIBIA PLATE/4H/LEFT/109MM | Trauma | EA
04110206 | 10886982100481 | TI VA-LCP VOLAR DISTAL RADIUS PLATE 4H HEAD/5H SHAFT/RT | Trauma | EA
408905 | 10886982209795 | 7.3MM TI CANNULATED SCREW 16MM THREAD/105MM | Trauma | EA
208479 | 10886982149800 | 6.5MM CANNULATED SCREW FULLY THREADED 115MM | Trauma | EA
312932 | 10886982188083 | TOMOFIX(TM) GUIDING BLOCK FOR LATERAL DISTAL FEMUR-RIGHT | Trauma | EA
04005436 | 10886982085481 | 4.0MM TI LOCKING SCREW W/T25 STARDRIVE 46MM FOR IM NAILS | Trauma | EA
202818 | 10886982144751 | 2.7MM CORTEX SCREW SELF-TAPPING 18MM | Trauma | EA
03111042 | 10886982072405 | 15MM REDUCTION REAMING GUIDE F/VAL INTERCARPAL FUSION PL | Trauma | EA
02424322TS | 10886982316479 | 2.4MM VOLT(TM) LOCKING SCREW 22MM T8 STERILE | Trauma | EA
02104004 | 10886982028983 | 3.5MM LCP EXTRA-ARTICLR DISTAL HUMERUS PL 4H/RT 122MM LONG | Trauma | EA
04420069S | 10886982337566 | 2.0MM VOLT(TM) CONDYLAR PLATE 6H/45MM/STERILE | Trauma | EA
03311240 | 10886982078544 | STANDOFF 40MM LONG | Trauma | EA
422402 | 10886982215925 | 5.0MM TI LOCKING SCREW SELF-TAPPING 14MM | Trauma | EA
04205295 | 10886982116574 | 5.0MM TI CANNULATED CONICAL SCREW 95MM | Trauma | EA
04003027S | 10886982081582 | 6.5MM TI RECON SCREW WITH T25 STARDRIVE 85MM-STERILE | Trauma | EA
02535160 | 10886982324757 | 3.5MM VOLT(TM) CORTEX SCREW 60MM T15 | Trauma | EA
04045568S | 10886982295712 | LOW PROF LCKNG SCREW F/IM NAIL Ø 4.0MM / L 68MM / XL25/ STER | Trauma | EA
40153096 | 10886982204448 | 2.4MM TI CORTEX SCREW SELF-TAPPING 30MM | Trauma | EA
SD211090 | 10886982002969 | 3.9MM PELVIC SCREW 90MM | Trauma | EA
242106 | 10886982167941 | 4.5MM LCP® PROXIMAL FEMUR PLATE 6 HOLES/211MM-LEFT | Trauma | EA
04535132 | 10886982325952 | 3.5MM VOLT(TM) CORTEX SCREW 32MM T15 | Trauma | EA
280260S | 10886982175045 | DHS®/DCS® ONE-STEP LAG SCREW 12.7MM THREAD/60MM-STERILE | Trauma | EA
02226730 | 10886982060105 | 4.5MM HEADLESS COMPRESSION SCREW/LONG THREAD/30MM | Trauma | EA
02535014 | 10886982328632 | 3.5MM VOLT(TM) STRAIGHT PLATE 14H/189MM | Trauma | EA
04172530 | 10886982304377 | 5.0MM TI BLUNTED POINT SCHANZ SCREW 30MM THRD/175MM | Trauma | EA
60420000 | 10886982341563 | 2.0 VOLT(TM) SCREWS RACK 6-50 1 HIGH 1/3 WIDTH ALUM FRAME | Trauma | EA
414858 | 10886982213792 | 4.5MM TI CORTEX SCREW SELF-TAPPING 58MM | Trauma | EA
205038 | 10886982146885 | 3.5MM CANNULATED SCREW PARTIALLY THREADED/38MM | Trauma | EA
202242 | 10886982144126 | 2.7MM LOCKING SCREW SLF-TPNG WITH T8 STARDRIVE RECESS 42MM | Trauma | EA
02527033 | 10886982337047 | 2.7MM VOLT(TM) ADPTN COMBI PL 12H/107MM | Trauma | EA
201818 | 10886982142993 | 2.0MM CORTEX SCREW SELF-TAPPING 18MM | Trauma | EA
02207260 | 10886982052018 | 7.3MM CANNULATED CONICAL SCREW 60MM | Trauma | EA
03118020S | 10886982073440 | 2.8MM COMPRESSION WIRE 20MM THREAD/200MM LENGTH-STER | Trauma | EA
208035 | 10886982148841 | 7.0MM CANNULATED SCREW 16MM THREAD/35MM | Trauma | EA
414058 | 10886982212566 | 4.5MM TI CORTEX SCREW 58MM | Trauma | EA
02112083 | 10886982033154 | 3.5MM LCP SUPERIOR CLAVICLE PLATE/7 HOLE/LEFT/100MM | Trauma | EA
02206095 | 10886982050809 | 3.5MM CRTX SCREW/LOW PROF HD SELF-TAPPING/HEX DRIVE/95MM | Trauma | EA
03043037S | 10886982344427 | PROTECTION SLV F/NAILS/Ø8-11MM RIGID/TIBIAL FIXTN/LNG/STER | Trauma | EA
02424336 | 10886982316608 | 2.4MM VOLT(TM) LOCKING SCREW 36MM T8 | Trauma | EA
02226223 | 10886982058867 | 2.4MM HEADLESS COMPRESSION SCREW-SHORT THREAD 23MM | Trauma | EA
04535083S | 10886982327567 | 3.5MM VOLT(TM) 1/3 TUBULAR PL 3H/35MM/STERILE | Trauma | EA
206495 | 10886982147776 | 4.0MM CORTEX SCREW SELF-TAPPING 95MM | Trauma | EA
204870 | 10886982146564 | 3.5MM CORTEX SCREW SELF-TAPPING 70MM | Trauma | EA
04045242TS | 10886982300980 | LOCKING SCREW FOR IM NAIL Ø 4MM/ 42MM/ XL25/ STERILE | Trauma | EA
03019001 | 10886982069368 | RADIOGRAPHIC RULER FOR MULTILOC HUMERAL NAIL | Trauma | EA
406422 | 10886982207753 | 4.0MM TI CORTEX SCREW SELF-TAPPING/22MM | Trauma | EA
04230110 | 10886982125286 | 1.5MM TI HEADLESS COMPRESSION SCREW 10MM | Trauma | EA
280485S | 10886982175625 | DHS®/DCS® LAG SCREW 14.0MM THREAD/85MM-STERILE | Trauma | EA
04226750S | 10886982124036 | 4.5MM TI HEADLESS COMPRESSION SCR/LONG THRD/50MM-STERILE | Trauma | EA
02111630 | 10886982031990 | 2.4MM VA-LCP 2-CLMN VLR DSTL RADIUS PL 6H HD/3H SHAFT/RIGHT | Trauma | EA
412811 | 10886982211583 | 2.4MM TI LOCKING SCR SLF-TPNG WITH STARDRIVE RECESS 11MM | Trauma | EA
03010510 | 10886982069269 | MULTI HOLE WIRE GUIDE FOR EXPERT LFN | Trauma | EA
04025544S | 10886982090744 | 5.0MM TI ANGULAR STABLE LCKNG SCR T25 54MM F/IM NAILS-STER | Trauma | EA
02130014 | 10886982044204 | 1.3MM CORTEX SCREW SLF-TPNG WITH T4 STARDRIVE RECESS 14MM | Trauma | EA
04019038 | 10886982089809 | 4.5MM TI MULTILOC SCREW LENGTH 38MM | Trauma | EA
SD03233003 | 10886982344465 | CANNULATED CONNECTING SCREW ROTATING RFNA AIMING ARM | Trauma | EA
04536014S | 10886982327864 | 3.5MM VOLT(TM) METAPHYSEAL PL 14H/182MM/STERILE | Trauma | EA
02111651 | 10886982032096 | 2.4MM VA-LCP 2-CLMN VLR DSTL RADIUS PL 6H HD/5H SHAFT/LEFT | Trauma | EA
407658 | 10886982208521 | 4.0MM TI CANNULATED SCREW- SHORT THREAD 58MM | Trauma | EA
02211032 | 10886982053671 | 2.7MM VA LCKNG SCREW SLF-TPNG WITH T8 STARDRIVE RECESS 32MM | Trauma | EA
209910 | 10886982151278 | 7.3MM CANNULATED SCREW 32MM THREAD/110MM | Trauma | EA
22460 | 10886982158536 | 4.5MM NARROW LC-DCP® PLATE 10 HOLES/178MM | Trauma | EA
494783 | 10886982236647 | 5.0MM TI SELF-DRILLING SCHANZ SCREW 40MM THRD/125MM | Trauma | EA
29446 | 10886982181466 | 4.0MM SCHANZ SCREW SPADE POINT 120MM | Trauma | EA
241285 | 10886982166579 | 3.5MM LCP® MEDIAL DISTAL HUMERUS PLATE 5 HOLES-LEFT | Trauma | EA
412809 | 10886982211569 | 2.4MM TI LOCKING SCR SLF-TPNG WITH STARDRIVE RECESS 9MM | Trauma | EA
04045350S | 10886982295033 | LOW PROF LCKNG SCREW F/IM NAIL Ø 5.0MM / L 50MM / XL25/ STER | Trauma | EA
212220 | 10886982152275 | 5.0MM LOCKING SCREW SLF-TPNG WITH T25 STARDRIVE RECESS 55MM | Trauma | EA
424758 | 10886982217059 | 4.5MM/3.5MM TI LCP® METAPHYSEAL PLATE 13 HOLES | Trauma | EA
04115751 | 10886982105141 | 2.4MM TI VA-LCP VOLAR RIM DSTL RADIUS PLATE/6H HD/5H SHAFT/L | Trauma | EA
04420330TS | 10886982317834 | 2.0MM VOLT(TM) LOCKING SCREW 30MM T6 STERILE | Trauma | EA
02527072S | 10886982337672 | 2.7MM VOLT(TM) Y-PLATE 10H/104MM/STERILE | Trauma | EA
03312261 | 10886982260666 | MAXFRAME(TM) FOOT PLATE LONG 150MM/ALUMINUM | Trauma | EA
02535136 | 10886982324528 | 3.5MM VOLT(TM) CORTEX SCREW 36MM T15 | Trauma | EA
02535358TS | 10886982345974 | 3.5MM VOLT(TM) LOCKING SCREW 58MM T15 STER | Trauma | EA
02424020S | 10886982329868 | 2.4MM VOLT(TM) STRAIGHT PLATE 18H/168MM/STERILE | Trauma | EA
201876 | 10886982143112 | 2.0MM LOCKING SCREW SLF-TPNG WITH STARDRIVE RECESS 6MM | Trauma | EA
04535138 | 10886982326010 | 3.5MM VOLT(TM) CORTEX SCREW 38MM T15 | Trauma | EA
406070 | 10886982207647 | 4.0MM TI CANCELLOUS BONE SCREW FULLY THREADED/70MM | Trauma | EA
207095 | 10886982148025 | 4.0MM CANCELLOUS BONE SCREW PARTIALLY THREADED/95MM | Trauma | EA
204046 | 10886982145529 | 3.5MM CORTEX SCREW 46MM | Trauma | EA
04424128 | 10886982318404 | 2.4MM VOLT(TM) CORTEX SCREW 28MM T8 | Trauma | EA
202611 | 10886982144225 | 3.0MM CANNULATED SCREW SHORT THREAD/11MM | Trauma | EA
02527328 | 10886982333476 | 2.7MM VOLT(TM) LOCKING SCREW 28MM T8 | Trauma | EA
412814 | 10886982211613 | 2.4MM TI LOCKING SCR SLF-TPNG WITH STARDRIVE RECESS 14MM | Trauma | EA
242490 | 10886982168542 | 2.4MM LCP® DISTAL RADIUS PLATE STRAIGHT/LONG | Trauma | EA
404832 | 10886982207388 | 3.5MM TI CORTEX SCREW SELF-TAPPING 32MM | Trauma | EA
02535890 | 10886982320605 | 4.0MM VOLT(TM) CANC SCR 90MM FULL THRD T15 | Trauma | EA
417065 | 10886982214256 | 6.5MM TI CANCELLOUS BONE SCREW 32MM THREAD/65MM | Trauma | EA
02527358S | 10886982324023 | 2.7MM VOLT(TM) LOCKING SCREW 58MM T8 STERILE | Trauma | EA
02527118 | 10886982322326 | 2.7MM VOLT(TM) CORTEX SCREW 18MM T8 | Trauma | EA
04424308 | 10886982318763 | 2.4MM VOLT(TM) LOCKING SCREW 8MM T8 | Trauma | EA
02535375 | 10886982325655 | 3.5MM VOLT(TM) LOCKING SCREW 75MM T15 | Trauma | EA
02112115 | 10886982033512 | 2.7MM/3.5MM LCP POSTLAT DISTAL FIBULA PLATE 7H/LEFT/129MM | Trauma | EA
04420319TS | 10886982317711 | 2.0MM VOLT(TM) LOCKING SCREW 19MM T6 STERILE | Trauma | EA
204836 | 10886982146366 | 3.5MM CORTEX SCREW SELF-TAPPING 36MM | Trauma | EA
02424033S | 10886982336897 | 2.4MM VOLT(TM) ADPTN COMBI PL 12H/107MM/STERILE | Trauma | EA
04226328 | 10886982123060 | 2.4MM TI HEADLESS COMPRESSION SCREW-LONG THREAD 28MM | Trauma | EA
249682 | 10886982171276 | 2.7MM LCP(TM) PLATE 6 HOLES/58MM | Trauma | EA
02210944 | 10886982053251 | 2.4MM CORTEX SCREW SLF-TPNG WITH T8 STARDRIVE RECESS 44MM | Trauma | EA
04535020S | 10886982328762 | 3.5MM VOLT(TM) STRAIGHT PLATE 20H/267MM/STERILE | Trauma | EA
02127240 | 10886982043580 | 3.5MM VA-LCP PROX TIBIA PLATE SMALL BEND/10H/177MM/RIGHT | Trauma | EA
04045064TS | 10886982302793 | LOCKING SCREW FOR IM NAIL Ø 5.0MM / L 64MM / XL25/ STER | Trauma | EA
03311012 | 10886982077882 | LOCKING HINGE | Trauma | EA
218060 | 10886982155955 | 6.5MM CANCELLOUS BONE SCREW FULLY THREADED/60MM | Trauma | EA
04424370TS | 10886982346148 | 2.4MM VOLT(TM) LOCKING SCREW 70MM T8 STERILE | Trauma | EA
02112614 | 10886982279361 | 2.7MM VA LCP CLAVICLE PLATE LATERAL/ CS3/ LEFT | Trauma | EA
280745S | 10886982176240 | DHS®/DCS® ONE-STEP LAG SCREW 14MM DIA. THREAD/145M-STERILE | Trauma | EA
04107206 | 10886982099846 | 2.7MM/3.5MM TI VA-LCP OLECRANON PL 6H/RT/142MM | Trauma | EA
04045264TS | 10886982301864 | LOCKING SCREW FOR IM NAIL Ø 4MM/ 64MM/ XL25/ STERILE | Trauma | EA
04130153 | 10886982112552 | 1.3MM TI LCKNG Y-PLATE 3 HOLES HEAD-5 HOLES SHAFT | Trauma | EA
02226238 | 10886982059086 | 2.4MM HEADLESS COMPRESSION SCREW-SHORT THREAD 38MM | Trauma | EA
04112126 | 10886982103444 | 2.7MM/3.5MM TI LCP POSTLAT DSTL FIBULA PL 13H/RIGHT/207MM | Trauma | EA
02130257 | 10886982044891 | 1.5MM VAL PHALANGEAL HEAD PL LEFT | Trauma | EA
223671 | 10886982158116 | 3.5MM LCP PLATE 18 HOLES 241MM | Trauma | EA
412204 | 10886982210883 | 5.0MM TI LOCKING SCR SLF-TPNG WITH T25 STARDRIVE RECESS 20MM | Trauma | EA
414564 | 10886982213273 | 4.5MM TI CANNULATED SCREW PARTIALLY THREADED/64MM | Trauma | EA
02118416 | 10886982039101 | 2.7MM VA-LCP LATERAL DISTAL FIBULA PLATE/15 HOLES/RIGHT | Trauma | EA
280200S | 10886982174963 | DHS®/DCS® LAG SCREW 12.7MM THREAD/120MM-STERILE | Trauma | EA
04227065S | 10886982124470 | 6.5MM TI HEADLESS COMPRESSION SCR/16MM THRD/65MM-STERILE | Trauma | EA
209110 | 10886982150394 | 7.0MM CANNULATED SCREW 32MM THREAD/110MM | Trauma | EA
SD03333002 | 10886982346926 | GUIDE WIRE Ø1.4 LENGTH 150MM DOUBLE TIP | Trauma | EA
206036 | 10886982147332 | 4.0MM CANCELLOUS BONE SCREW FULLY THREADED/36MM | Trauma | EA
04535150 | 10886982326133 | 3.5MM VOLT(TM) CORTEX SCREW 50MM T15 | Trauma | EA
02535640 | 10886982319999 | 4.0MM VOLT(TM) CANC SCR 40MM PART THRD T15 | Trauma | EA
208050 | 10886982148872 | 7.0MM CANNULATED SCREW 16MM THREAD/50MM | Trauma | EA
02207070 | 10886982051837 | 7.3MM CANNULATED LOCKING SCREW 70MM | Trauma | EA
02420014 | 10886982329394 | 2.0MM VOLT(TM) STRAIGHT PLATE 14H/99MM | Trauma | EA
409885 | 10886982210203 | 7.3MM TI CANNULATED SCREW 32MM THREAD/85MM | Trauma | EA
292600 | 20886982180664 | 1.25MM KIRSCHNER WIRE W/ THREADED TIP 100MM | Trauma | EA
04170530S | 10886982308009 | 5.0MM TI SELF-DRILLING SCHANZ SCREW 30MM THRD/175MM/STERILE | Trauma | EA
04107408 | 10886982099969 | 2.7/3.5MM TI VA-LCP X-ARTICLR PROXIMAL ULNA PL 8H/RT/157MM | Trauma | EA
02118580S | 10886982039811 | 2.7MM METAPHYSEAL SCREW SLF-TPNG/T8 STRDRV 80MM-STER | Trauma | EA
04117309 | 10886982106001 | 2.7MM/3.5MM TI VA-LCP POSTLAT DSTL HUM PL 9H/LT/153MM-XLNG | Trauma | EA
03311916 | 10886982079381 | CARBON FIBER FOOT RING 160MM DIAMETER/SHORT | Trauma | EA
214838 | 10886982154682 | 4.5MM CORTEX SCREW SELF-TAPPING 38MM | Trauma | EA
03311324 | 10886982078674 | TI HALF RING/240MM DIAMETER | Trauma | EA
04535885 | 10886982321459 | 4.0MM VOLT(TM) CANC SCR 85MM FULL THRD T15 | Trauma | EA
02221065S | 10886982055699 | MEDIUM WASHER FOR 2.0MM CABLE STERILE | Trauma | EA
02424358S | 10886982319418 | 2.4MM VOLT(TM) LOCKING SCREW 58MM T8 STERILE | Trauma | EA
02112631 | 10886982279477 | 2.7MM VA LCP CLAVICLE PLATE MEDIAL/ RIGHT | Trauma | EA
202615 | 10886982144263 | 3.0MM CANNULATED SCREW SHORT THREAD/15MM | Trauma | EA
SD399993 | 10886982349101 | PLATE HOLDING FORCEPS RIGHT FLARED TIPS | Trauma | EA
02127231 | 10886982043566 | 3.5MM VA-LCP PROX TIBIA PLATE SMALL BEND/8H/147MM/LEFT | Trauma | EA
02130007 | 10886982044136 | 1.3MM CORTEX SCREW SLF-TPNG WITH T4 STARDRIVE RECESS 7MM | Trauma | EA
02226238S | 10886982059093 | 2.4MM HEADLESS COMPRESSION SCR 38MM/SHORT THREAD-STERILE | Trauma | EA
02117103 | 10886982035882 | 2.7MM/3.5MM VA-LCP POSTLAT DHP-LAT SUPT 3H/LT/75MM-SHORT | Trauma | EA
04535332TS | 10886982326560 | 3.5MM VOLT(TM) LOCKING SCREW 32MM T15 STERILE | Trauma | EA
214556 | 10886982154248 | 4.5MM CANNULATED SCREW PARTIALLY THREADED/56MM | Trauma | EA
04045574S | 10886982295743 | LOW PROF LCKNG SCREW F/IM NAIL Ø 4.0MM / L 74MM / XL25/ STER | Trauma | EA
02221458 | 10886982055729 | 5.0MM PERIPROSTHETIC LCKNG SCR SELF-TAPPING 8MM | Trauma | EA
02130256 | 10886982044877 | 1.5MM VAL PHALANGEAL HEAD PL RIGHT | Trauma | EA
04031026S | 10886982094032 | 5.0MM TI RECON SCREW W/T25 STARDRIVE 80MM-STERILE | Trauma | EA
04535009S | 10886982329028 | 3.5MM VOLT(TM) STRAIGHT PLATE 9H/124MM/STERILE | Trauma | EA
04420005 | 10886982330857 | 2.0MM VOLT(TM) COMP STRGHT PL 10H/52MM | Trauma | EA
441456 | 10886982222077 | 3.5MM TI LCP(TM) ANTEROLATERAL DISTAL TIBIA PL 21 HOLES/RIGH | Trauma | EA
04233938S | 10886982288592 | RFNA / 9MM / 380MM STANDARD BEND / STERILE | Trauma | EA
02535330 | 10886982325334 | 3.5MM VOLT(TM) LOCKING SCREW 30MM T15 | Trauma | EA
218105 | 10886982156044 | 6.5MM CANCELLOUS BONE SCREW FULLY THREADED/105MM | Trauma | EA
03312810 | 10886982261014 | MAXFRAME(TM) QUICK ADJUST STRUT/X-SHORT | Trauma | EA
02206066S | 10886982050670 | 3.5MM CRTX SCREW/LOW PROF HD SELF-TAPPING/HEXDRV/66MM-STER | Trauma | EA
04019050S | 10886982089939 | 4.5MM TI MULTILOC SCREW LENGTH 50MM-STERILE | Trauma | EA
04005470S | 10886982085832 | 4.0MM TI LOCKING SCREW W/T25 STARDRIVE 80MM F/IM NAILS-STER | Trauma | EA
441268 | 10886982221483 | 3.5MM TI LCP® POSTEROLATERAL DISTAL HUMERUS PLATE 9H-RIGHT | Trauma | EA
240039 | 10886982164490 | 4.5MM LCP PROXIMAL TIBIA PLATE 6 HOLES/118MM-LEFT | Trauma | EA
04045562S | 10886982295675 | LOW PROF LCKNG SCREW F/IM NAIL Ø 4.0MM / L 62MM / XL25/ STER | Trauma | EA
401780TS | 10886982262905 | 2.4MM TI CORTEX SCREW SLF-TPNG WITH T8 STARDRIVE 30MM STERIL | Trauma | EA
03110018 | 10886982071897 | GUIDE BLOCK FOR VOLAR COLUMN PLATE/9 HOLE HEAD/RIGHT | Trauma | EA
482823 | 10886982235299 | TI BUTTON PLATE 7 HOLES | Trauma | EA
04168505S | 10886982274632 | ANTIROTATION SCREW FOR FEMORAL NECK SYS 105MM LENGTH - STER | Trauma | EA
02535116TS | 10886982324337 | 3.5MM VOLT(TM) CORTEX SCREW 16MM T15 STERILE | Trauma | EA
02535660S | 10886982321640 | 4.0MM VOLT(TM) CANC SCR 60MM PART THRD T15 STERILE | Trauma | EA
02240080 | 10886982063687 | 3.7MM CANNULATED LOCKING SCREW 80MM | Trauma | EA
04045546 | 10886982294173 | LOW PROF LCKNG SCREW F/IM NAIL Ø 4.0MM / L 46MM / XL25 | Trauma | EA
02222130 | 10886982055965 | 5.0MM VA LOCKING SCREW SLF-TPNG W/T25 STARDRIVE/30MM | Trauma | EA
04210114TS | 10886982262592 | 2.4MM TI VA LOCKING SCREW STARDRIVE 14MM STERILE | Trauma | EA
442492 | 10886982222893 | TI LCP(TM) DISTAL RADIUS PLATE VOLAR/LEFT-LONG | Trauma | EA
60133117 | 10886982277909 | UNIVERSAL SF LCP DSTL TIBIA FIBULA TEMPLATE TRAY | Trauma | EA
03111500 | 10886982072429 | GUIDE BLOCK FOR TWO-COLUMN PLATE/NARROW 6H HD/RT | Trauma | EA
408483 | 10886982209597 | 6.5MM TI CANNULATED SCREW FULLY THREADED 140MM | Trauma | EA
402886 | 10886982206770 | 2.7MM TI CORTEX SCREW SLF-TPNG WITH T8 STARDRIVE RECESS 26MM | Trauma | EA
04045078S | 10886982294616 | LOCKING SCREW FOR IM NAIL Ø 5MM/ 78MM/ XL25/ STERILE | Trauma | EA
04045526TS | 10886982301208 | LOW PROF LCKNG SCREW F/IM NAIL Ø 4.0MM / L 26MM / XL25/ STER | Trauma | EA
02200024 | 10886982047854 | 3.5MM STARDRIVE CORTEX SCREW SELF-TAPPING 24MM | Trauma | EA
03111700 | 10886982072528 | GUIDE BLOCK FOR 2 COLUMN PLATE 7 HOLE HEAD/RIGHT | Trauma | EA
04115251 | 10886982104861 | 2.4MM TI VA-LCP DRSL DSTL RAD L-PLATE -90°/3H HD/5H SHAFT | Trauma | EA
04045110 | 10886982293442 | LOCKING SCREW FOR IM NAIL Ø 5MM/ 110MM/ XL25 | Trauma | EA
294786SHA | 10886982182210 | 5.0MM SELF-DRILLING SCHANZ SCREW 200MM/HA COATING-STERILE | Trauma | EA
04212058 | 10886982120632 | 3.5MM TI LOCKING SCR SLF-TPNG WITH STARDRIVE RECESS 58MM | Trauma | EA
04005560 | 10886982086280 | 5.0MM TI LOCKING SCREW W/T25 STARDRIVE 70MM FOR IM NAILS | Trauma | EA
241931 | 10886982167743 | 3.5MM LCP T-PLATE 3H HEAD/ 3H SHAFT/52MM-OBLIQUE LEFT | Trauma | EA
02111621 | 10886982031976 | 2.4MM VA-LCP 2-CLMN VLR DSTL RADIUS PL 6H HD/2H SHAFT/LEFT | Trauma | EA
02420111TS | 10886982314390 | 2.0MM VOLT(TM) CORTEX SCREW 11MM T6 STERILE | Trauma | EA
02226332 | 10886982059406 | 2.4MM HEADLESS COMPRESSION SCREW-LONG THREAD 32MM | Trauma | EA
201012 | 10886982141637 | 2.0MM CORTEX SCREW 12MM | Trauma | EA
04112148 | 10886982103789 | 2.7MM/3.5MM TI LCP LAT DISTAL FIBULA PLATE 9H/RIGHT/151MM | Trauma | EA
02527158 | 10886982333148 | 2.7MM VOLT(TM) CORTEX SCREW 58MM T8 | Trauma | EA
04226750 | 10886982124029 | 4.5MM TI HEADLESS COMPRESSION SCREW/LONG THREAD/50MM | Trauma | EA
03111015 | 10886982072146 | JOINT PREP/CHISEL/STRAIGHT NARROW/10MM WIDE | Trauma | EA
24114 | 10886982165947 | 3.5MM T-PLATE 4 HOLES HEAD/ 4 HOLES SHAFT-RIGHT ANGLE | Trauma | EA
04045260S | 10886982294807 | LOCKING SCREW FOR IM NAIL Ø 4MM/ 60MM/ XL25/ STERILE | Trauma | EA
201900 | 10886982143273 | 2.0MM LOCKING SCREW SLF-TPNG WITH STARDRIVE RECESS 30MM | Trauma | EA
03314000 | 10886982346872 | MAXFRAME AUTOSTRUT (TM) AUTOMATED HEXAPOD CTRL SYS KIT | Trauma | EA
04535628 | 10886982320810 | 4.0MM VOLT(TM) CANC SCR 28MM PART THRD T15 | Trauma | EA
04045072 | 10886982292995 | LOCKING SCREW FOR IM NAIL Ø 5MM/ 72MM/ XL25 | Trauma | EA
04045528S | 10886982295507 | LOW PROF LCKNG SCREW F/IM NAIL Ø 4.0MM / L 28MM / XL25/ STER | Trauma | EA
206454 | 10886982147677 | 4.0MM CORTEX SCREW SELF-TAPPING 54MM | Trauma | EA
204822 | 10886982146298 | 3.5MM CORTEX SCREW SELF-TAPPING 22MM | Trauma | EA
04233128S | 10886982290625 | RFNA / 11MM / 280MM STANDARD BEND / STERILE | Trauma | EA
02527332 | 10886982333513 | 2.7MM VOLT(TM) LOCKING SCREW 32MM T8 | Trauma | EA
04200045 | 10886982115829 | 3.5MM TI STARDRIVE CORTEX SCREW SELF-TAPPING 45MM | Trauma | EA
04535018S | 10886982328724 | 3.5MM VOLT(TM) STRAIGHT PLATE 18H/241MM/STERILE | Trauma | EA
414734 | 10886982213396 | 4.5MM TI CANNULATED SCREW FULLY THREADED/34MM | Trauma | EA
294786 | 10886982182197 | 5.0MM SELF-DRILLING SCHANZ SCREW 80MM THRD/200MM | Trauma | EA
206010 | 10886982147202 | 4.0MM CANCELLOUS BONE SCREW FULLY THREADED/10MM | Trauma | EA
242122 | 10886982168108 | 4.5MM LCP® PROXIMAL FEMUR HOOK PLATE 6 HOLES/205MM | Trauma | EA
SD03033009 | 10886982347558 | REAMER SHAFT GUIDE | Trauma | EA
02240242 | 10886982063885 | 3.7MM CANNULATED CONICAL SCREW 25MM THREAD/42MM | Trauma | EA
02130161 | 10886982044563 | 1.3MM LCKNG WEB PLATE 14 HOLES | Trauma | EA
02226015 | 10886982057761 | 3.0MM HEADLESS COMPRESSION SCREW-SHORT THREAD 15MM | Trauma | EA
04535832 | 10886982321244 | 4.0MM VOLT(TM) CANC SCR 32MM FULL THRD T15 | Trauma | EA
406045 | 10886982207593 | 4.0MM TI CANCELLOUS BONE SCREW FULLY THREADED/45MM | Trauma | EA
424753 | 10886982217004 | 4.5MM/3.5MM TI LCP® METAPHYSEAL PLATE 8 HOLES | Trauma | EA
436513 | 10886982218117 | 3.5MM TI LCP OLECRANON PLATE 12 HOLES/LEFT/216MM | Trauma | EA
22606 | 10886982158949 | 4.5MM BROAD DCP® PLATE 6 HOLES/103MM | Trauma | EA
02117204 | 10886982036124 | 2.7MM/3.5MM VA-LCP POSTLAT DSTL HUM PL/4H/RT/88MM-MEDIUM | Trauma | EA
04005448S | 10886982085610 | 4.0MM TI LOCKING SCREW W/T25 STARDRIVE 58MM F/IM NAILS-STER | Trauma | EA
04535092 | 10886982327482 | 3.5MM VOLT(TM) 1/3 TUBULAR PL 12H/143MM | Trauma | EA
04226695 | 10886982123763 | 4.5MM TI HEADLESS COMPRESSION SCREW/SHORT THREAD/95MM | Trauma | EA
49226 | 20886982236330 | 2.5MM TI KIRSCHNER WIRE 285MM | Trauma | EA
245081 | 10886982169624 | 3.5MM LCP RECONSTRUCTION PLATE 8 HOLES/112MM | Trauma | EA
04226652 | 10886982123541 | 4.5MM TI HEADLESS COMPRESSION SCREW/SHORT THREAD/52MM | Trauma | EA
29466 | 10886982181626 | 6.0MM SCHANZ SCREW SPADE POINT 130MM | Trauma | EA
357391 | 10886982196163 | RADIOGRAPHIC RULER F/TROCHANTERIC FIXATION NAILS | Trauma | EA
04252655SHA | 10886982305657 | 6.0MM TI BLUNTED POINT SCHANZ SCREW 55MM THRD/250MM/HA STER | Trauma | EA
04420057S | 10886982336811 | 2.0MM VOLT(TM) TINE PLATE 6H/47MM/STERILE | Trauma | EA
02226022 | 10886982057907 | 3.0MM HEADLESS COMPRESSION SCREW-SHORT THREAD 22MM | Trauma | EA
312941 | 10886982188137 | GUIDE BLOCK F/LCP(TM) PROXIMAL LATERAL TIBIA PLATES-LEFT | Trauma | EA
02226221S | 10886982058836 | 2.4MM HEADLESS COMPRESSION SCR 21MM/SHORT THREAD-STERILE | Trauma | EA
04233144S | 10886982290700 | RFNA / 11MM / 440MM STANDARD BEND / STERILE | Trauma | EA
02130009 | 10886982044150 | 1.3MM CORTEX SCREW SLF-TPNG WITH T4 STARDRIVE RECESS 9MM | Trauma | EA
201970 | 10886982143327 | 1.8MM BUTTRESS PIN/20MM | Trauma | EA
02206250S | 10886982051318 | 3.5MM CRTX SCREW/LOW PROF HD SELF-TAPPING/STRDRV/50MM-STER | Trauma | EA
29275 | 20886982180947 | 2.5MM KIRSCHNER WIRE W/15MM THREADED-TROCAR POINT 150MM | Trauma | EA
214568 | 10886982154279 | 4.5MM CANNULATED SCREW PARTIALLY THREADED/68MM | Trauma | EA
04420306TS | 10886982317452 | 2.0MM VOLT(TM) LOCKING SCREW 6MM T6 STERILE | Trauma | EA
04112143 | 10886982103680 | 2.7MM/3.5MM TI LCP LAT DISTAL FIBULA PLATE 6H/LEFT/112MM | Trauma | EA
239935 | 10886982163219 | 3.5MM LCP® PROXIMAL TIBIA PLATE 4 HOLES/81MM-LEFT | Trauma | EA
04045046TS | 10886982302700 | LOCKING SCREW FOR IM NAIL Ø 5.0MM / L 46MM / XL25/ STER | Trauma | EA
02200070 | 10886982048035 | 3.5MM STARDRIVE CORTEX SCREW SELF-TAPPING 70MM | Trauma | EA
02424148TS | 10886982316059 | 2.4MM VOLT(TM) CORTEX SCREW 48MM T8 STERILE | Trauma | EA
04424007 | 10886982335463 | 2.4MM VOLT(TM) STRAIGHT PLATE 7H/69MM | Trauma | EA
44663 | 10886982223715 | 1.5MM TI CONDYLAR PLATE 7 HOLES/36MM-LEFT | Trauma | EA
02123024 | 10886982042118 | 3.5MM LCP PERIARTICULAR PROX HUMERUS PL 6 HOLE/163MM/RT | Trauma | EA
402634 | 10886982206213 | 3.0MM TI CANNULATED SCREW SHORT THREAD/34MM | Trauma | EA
02424340 | 10886982316646 | 2.4MM VOLT(TM) LOCKING SCREW 40MM T8 | Trauma | EA
408479 | 10886982209559 | 6.5MM TI CANNULATED SCREW FULLY THREADED 115MM | Trauma | EA
418040 | 10886982214577 | 6.5MM TI CANCELLOUS BONE SCREW FULLY THREADED/40MM | Trauma | EA
04124204 | 10886982110602 | 3.5MM TI LCP PROXIMAL TIBIA PL LOW BEND 6 HOLES/102MM/RIGHT | Trauma | EA
212424 | 10886982152688 | 3.5MM CONICAL SCREW SLF-TPNG PARTIALLY THREADED 60MM | Trauma | EA
02152420 | 10886982303660 | 4.0MM BLUNTED POINT SCHANZ SCREW 20MM THRD/150MM | Trauma | EA
04112090 | 10886982102980 | 3.5MM TI LCP SUPERIOR CLAVICLE PLATE W/LAT EXTN/6H/RT/105MM | Trauma | EA
02535010 | 10886982328557 | 3.5MM VOLT(TM) STRAIGHT PLATE 10H/137MM | Trauma | EA
414760 | 10886982213518 | 4.5MM TI CANNULATED SCREW FULLY THREADED/60MM | Trauma | EA
42231012 | 10886982259578 | 5.0MM PERIPR VAL SCR/12MM OPTILINK(TM)/SLF-TPNG/STRDRV | Trauma | EA
02111650 | 10886982032072 | 2.4MM VA-LCP 2-CLMN VLR DSTL RADIUS PL 6H HD/5H SHAFT/RIGHT | Trauma | EA
204740 | 10886982146205 | 3.5MM PELVIC CORTEX SCREW SELF-TAPPING 140MM | Trauma | EA
03111117S | 10886982261656 | SCREWDRIVER T8 NON-RETAINING FOR REMOVAL - STERILE | Trauma | EA
40138197 | 10886982204264 | 2.0MM TI CORTEX SCRW SLF-TPNG WITH STARDRIVE RECESS 38MM | Trauma | EA
04045420TS | 10886982302458 | LOW PROF LCKNG SCREW F/IM NAIL Ø 5.0MM / L 120MM / XL25/ STE | Trauma | EA
04015562S | 10886982089069 | 5.0MM TI DUAL CORE LCKNG SCREW T25 STRDRV 72MM F/IM NAIL-STE | Trauma | EA
0211190201 | 10886982032492 | 2.0MM KIRSCHNER WIRE W/ DRILL TIP/100MM | Trauma | EA
224601 | 10886982158543 | 4.5MM NARROW LCP® PLATE 10 HOLES/188MM | Trauma | EA
390032 | 10886982198006 | DYNAMIZATION CLIP FOR MEDIUM COMBINATION CLAMP | Trauma | EA
412101 | 10886982210340 | 3.5MM TI LOCKING SCR SLF-TPNG WITH STARDRIVE RECESS 10MM | Trauma | EA
04045546S | 10886982295590 | LOW PROF LCKNG SCREW F/IM NAIL Ø 4.0MM / L 46MM / XL25/ STER | Trauma | EA
222659 | 10886982157348 | 4.5MM LCP® CONDYLAR PLATE 8 HOLES/206MM-LEFT | Trauma | EA
02210152 | 10886982053190 | 2.4MM VA LCKNG SCREW SLF-TPNG WITH STARDRIVE RECESS 52MM | Trauma | EA
498821S | 10886982236999 | 1.0MM TI DOUBLE NEEDLE CABLE WITH CRIMP 750MM-STERILE | Trauma | EA
212327 | 10886982152596 | 3.5MM CONICAL SCREW SLF-TPNG FULLY THREADED 75MM | Trauma | EA
449676 | 10886982224163 | 2.4MM TI LCP(TM) PLATE 6 HOLES/52MM | Trauma | EA
03527126 | 10886982336217 | 2.7 VOLT(TM) TAP CORTEX SCREW TAP TO 90MM | Trauma | EA
04130112 | 10886982112439 | 1.3MM TI LCKNG SCREW SLF-TPNG WITH T4 STARDRIVE RECESS 12MM | Trauma | EA
02527332TS | 10886982333124 | 2.7MM VOLT(TM) LOCKING SCREW 32MM T8 STERILE | Trauma | EA
02226323 | 10886982059246 | 2.4MM HEADLESS COMPRESSION SCREW-LONG THREAD 23MM | Trauma | EA
02226229S | 10886982058997 | 2.4MM HEADLESS COMPRESSION SCR 29MM/SHORT THREAD-STERILE | Trauma | EA
201652 | 10886982142269 | 2.4MM CORTEX SCREW SELF-TAPPING 22MM | Trauma | EA
29213 | 20886982180367 | 1.25MM KIRSCHNER WIRE W/TROCAR POINT 285MM | Trauma | EA
207621 | 10886982148124 | 4.0MM CANNULATED SCREW SHORT THREAD/21MM | Trauma | EA
02535056S | 10886982328410 | 3.5MM VOLT(TM) RECON PLATE 6H/70MM/STERILE | Trauma | EA
02424348 | 10886982316721 | 2.4MM VOLT(TM) LOCKING SCREW 48MM T8 | Trauma | EA
04045552S | 10886982295620 | LOW PROF LCKNG SCREW F/IM NAIL Ø 4.0MM / L 52MM / XL25/ STER | Trauma | EA
02172530SHA | 10886982304902 | 5.0MM BLUNTED POINT SCHANZ SCREW 30MM THRD/175MM/HA STER | Trauma | EA
04110152 | 10886982100368 | TI LCP WRIST FUSION STRAIGHT PLATE | Trauma | EA
216140 | 10886982155399 | 6.5MM CANCELLOUS BONE SCREW 16MM THREAD/140MM | Trauma | EA
241903 | 10886982167637 | 3.5MM LCP® PROXIMAL HUMERUS PLATE-STANDARD 5H SHAFT/114MM | Trauma | EA
202718 | 10886982144515 | 3.0MM CANNULATED SCREW LONG THREAD/18MM | Trauma | EA
04227095 | 10886982124586 | 6.5MM TI HEADLESS COMPRESSION SCREW/16MM THREAD/95MM | Trauma | EA
03527270 | 10886982336286 | 2.7MM VOLT(TM) DRILL BIT AO QUICK COUPLING 135MM | Trauma | EA
04424156TS | 10886982318695 | 2.4MM VOLT(TM) CORTEX SCREW 56MM T8 STERILE | Trauma | EA
02231016S | 10886982061881 | 5.0MM PERIPR VA LCKNG SCREW SLF-TPNG/STRDRV/16MM-STER | Trauma | EA
02420128TS | 10886982314659 | 2.0MM VOLT(TM) CORTEX SCREW 28MM T6 STERILE | Trauma | EA
04420040S | 10886982331021 | 2.0MM VOLT(TM) ADAPTION PLATE 20H/108MM/STERILE | Trauma | EA
04211402 | 10886982120236 | 2.7MM TI VA-LOCKING CALCANEAL PLATE MEDIUM 64MM RIGHT | Trauma | EA
02206265 | 10886982051486 | 3.5MM CRTX SCREW/LOW PROF HD SELF-TAPPING/STAR DRIVE/65MM | Trauma | EA
04038115 | 10886982098566 | TFNA SCREW 115MM | Trauma | EA
416090 | 10886982214140 | 6.5MM TI CANCELLOUS BONE SCREW 16MM THREAD/90MM | Trauma | EA
04005618S | 10886982086518 | 6.0MM TI LOCKING SCREW W/T25 STARDRIVE 28MM F/IM NAIL-STER | Trauma | EA
04420120TS | 10886982317131 | 2.0MM VOLT(TM) CORTEX SCREW 20MM T6 STERILE | Trauma | EA
414050 | 10886982212528 | 4.5MM TI CORTEX SCREW 50MM | Trauma | EA
04118516 | 10886982108807 | 2.7MM TI METAPHYSEAL SCR/SLF- TPNG W/T8 STRDRV RECESS/16MM | Trauma | EA
02535170TS | 10886982345967 | 3.5MM VOLT(TM) CORTEX SCREW 70MM T15 STER | Trauma | EA
04005526S | 10886982085955 | 5.0MM TI LOCKING SCREW W/T25 STARDRIVE 36MM F/IM NAIL-STER | Trauma | EA
424755 | 10886982217028 | 4.5MM/3.5MM TI LCP® METAPHYSEAL PLATE 10 HOLES | Trauma | EA
408930 | 10886982209849 | 7.3MM TI CANNULATED SCREW 16MM THREAD/130MM | Trauma | EA
04211014 | 10886982118998 | 2.7MM TI VA LCKNG SCR SLF-TPNG WITH T8 STARDRIVE RECESS 14MM | Trauma | EA
02250670S | 10886982308580 | 6.0MM SELF-DRILLING SCHANZ SCREW 70MM THRD/250MM/STERILE | Trauma | EA
04045336S | 10886982294968 | LOW PROF LCKNG SCREW F/IM NAIL Ø 5.0MM / L 36MM / XL25/ STER | Trauma | EA
02206070S | 10886982050717 | 3.5MM CRTX SCREW/LOW PROF HD SELF-TAPPING/HEXDRV/70MM-STER | Trauma | EA
02205110 | 10886982049841 | 5.0MM CANNULATED LOCKING SCREW 110MM | Trauma | EA
441449 | 10886982222008 | 3.5MM TI LCP(TM) ANTEROLATERAL DISTAL TIBIA PL 13 HOLES/LEFT | Trauma | EA
04025528S | 10886982090669 | 5.0MM TI ANGULAR STABLE LCKNG SCR T25 38MM F/IM NAILS-STER | Trauma | EA
02112047 | 10886982033031 | 2.7MM/3.5MM VA-LCP LAT ANT CLAVICLE PLATE/10 HOLE/101MM | Trauma | EA
447362 | 10886982223920 | 2.0MM TI LCP(TM) ADAPTION PL 12 HOLES/81MM | Trauma | EA
SD03333502 | 10886982348319 | DIRECT MEASURING DEVICE 220MM WIRE | Trauma | EA
02527126TS | 10886982322975 | 2.7MM VOLT(TM) CORTEX SCREW 26MM T8 STERILE | Trauma | EA
04130109 | 10886982112408 | 1.3MM TI LCKNG SCREW SLF-TPNG WITH T4 STARDRIVE RECESS 9MM | Trauma | EA
02112914 | 10886982279972 | 2.7MM VA LCP BUTTON HOOK PLATE 15MM/ LEFT | Trauma | EA
04118522 | 10886982108869 | 2.7MM TI METAPHYSEAL SCR/SLF- TPNG W/T8 STRDRV RECESS/22MM | Trauma | EA
494786 | 10886982236739 | 5.0MM TI SELF-DRILLING SCHANZ SCREW 80MM THRD/200MM | Trauma | EA
02207633 | 10886982052629 | 7.3MM CANNULATED SCFE SCREW 20MM THREAD/120MM | Trauma | EA
412426 | 10886982211477 | 3.5MM TI CONICAL SCREW SLF-TPNG PARTIALLY THRDD 70MM | Trauma | EA
04527001 | 10886982334923 | 2.7MM VOLT(TM) COMP STRGHT PL 5H/41MM | Trauma | EA
02527114 | 10886982322241 | 2.7MM VOLT(TM) CORTEX SCREW 14MM T8 | Trauma | EA
02527307TS | 10886982333230 | 2.7MM VOLT(TM) LOCKING SCREW 7MM T8 STERILE | Trauma | EA
02214014 | 10886982055316 | 1.5MM LOCKING SCREW SLF-TPNG WITH T4 STARDRIVE RECESS 14MM | Trauma | EA
04226240S | 10886982122834 | 2.4MM TI HDLSS COMPRESSION SCR 40MM/SHORT THREAD-STERILE | Trauma | EA
458926S | 10886982230720 | 5.0MM TI LOCKING SCREW 26MM- FOR IM NAILS-STERILE | Trauma | EA
02226211 | 10886982058621 | 2.4MM HEADLESS COMPRESSION SCREW-SHORT THREAD 11MM | Trauma | EA
458942 | 10886982230874 | 5.0MM TI LOCKING SCREW 42MM- FOR IM NAILS | Trauma | EA
42231218TS | 10886982306692 | 5.0MM VAL SCREW/OPTILINK(TM) SLF-TPNG/STRDRV/18MM/STER | Trauma | EA
02206212S | 10886982050915 | 3.5MM CRTX SCREW/LOW PROF HD SELF-TAPPING/STRDRV/12MM-STER | Trauma | EA
04015577S | 10886982089151 | 5.0MM TI DUAL CORE LCKNG SCREW T25 STRDRV 87MM F/IM NAIL-STE | Trauma | EA
218120 | 10886982156075 | 6.5MM CANCELLOUS BONE SCREW FULLY THREADED/120MM | Trauma | EA
04226040 | 10886982121882 | 3.0MM TI HEADLESS COMPRESSION SCREW-SHORT THREAD 40MM | Trauma | EA
04025542S | 10886982090737 | 5.0MM TI ANGULAR STABLE LCKNG SCR T25 52MM F/IM NAILS-STER | Trauma | EA
02424165TS | 10886982345790 | 2.4MM VOLT(TM) CORTEX SCREW 65MM T8 STERILE | Trauma | EA
439958 | 10886982219466 | 3.5MM TI LCP® MEDIAL PROXIMAL TIBIA PLATE 8H/RIGHT 145MM | Trauma | EA
02535114 | 10886982324306 | 3.5MM VOLT(TM) CORTEX SCREW 14MM T15 | Trauma | EA
03420150 | 10886982335821 | 1.5MM VOLT(TM) DRILL BIT AO QC 100MM/30MM CALIBRATION | Trauma | EA
206465 | 10886982147714 | 4.0MM CORTEX SCREW SELF-TAPPING 65MM | Trauma | EA
390008 | 10886982197856 | LARGE EX-FIX OPEN ADJ CLAMP MR-CONDITIONAL | Trauma | EA
02227305 | 10886982061355 | 6.5MM HEADLESS COMPRESSION SCREW/32MM THREAD/105MM | Trauma | EA
02230114 | 10886982061652 | 1.5MM HEADLESS COMPRESSION SCREW 14MM | Trauma | EA
02214022 | 10886982055361 | 1.5MM LOCKING SCREW SLF-TPNG WITH T4 STARDRIVE RECESS 22MM | Trauma | EA
04226656S | 10886982123596 | 4.5MM TI HEADLESS COMPRESSION SCR/SHORT THRD/56MM-STERILE | Trauma | EA
04424142TS | 10886982318558 | 2.4MM VOLT(TM) CORTEX SCREW 42MM T8 STERILE | Trauma | EA
406485 | 10886982207999 | 4.0MM TI CORTEX SCREW SELF-TAPPING/85MM | Trauma | EA
02252555S | 10886982308382 | 5.0MM BLUNTED POINT SCHANZ SCREW 55MM THRD/250MM/STERILE | Trauma | EA
494793 | 10886982236814 | 6.0MM TI SELF-DRILLING SCHANZ SCREW 40MM THRD/125MM | Trauma | EA
401774 | 10886982204738 | 2.4MM TI CORTEX SCREW SLF-TPNG WITH T8 STARDRIVE RECESS 24MM | Trauma | EA
402244 | 10886982205919 | 2.7MM TI LOCKING SCR SLF-TPNG WITH T8 STARDRIVE RECESS-44MM | Trauma | EA
245061 | 10886982169594 | 3.5MM LCP RECONSTRUCTION PLATE 6 HOLES/84MM | Trauma | EA
SD03168010 | 10886982343680 | FNS MULTI-FUNCTION REMOVAL ROD | Trauma | EA
223411 | 10886982157638 | 3.5MM LCP® METAPHYSEAL PLATE 11 HOLES | Trauma | EA
04420313TS | 10886982317599 | 2.0MM VOLT(TM) LOCKING SCREW 13MM T6 STERILE | Trauma | EA
02107406 | 10886982029409 | 2.7MM/3.5MM VA-LCP X-ARTICLR PROXIMAL ULNA PL 6H/RT/131MM | Trauma | EA
24057 | 10886982165169 | LATERAL TIBIAL HEAD BUTTRESS PLATE 7 HOLES/149MM-LEFT | Trauma | EA
02114510 | 10886982035080 | 1.5MM LCP EXTENDED H-PLATE RIGHT WITH GUIDES | Trauma | EA
208444 | 10886982149497 | 6.5MM CANNULATED SCREW 32MM THREAD 110MM | Trauma | EA
04420050 | 10886982331038 | 2.0MM VOLT(TM) HOOK PLATE 6H/47MM | Trauma | EA
04045248 | 10886982293329 | LOCKING SCREW FOR IM NAIL Ø 4MM/ 48MM/ XL25 | Trauma | EA
02226790S | 10886982060532 | 4.5MM HEADLESS COMPRESSION SCR/LONG THRD/90MM-STERILE | Trauma | EA
414532 | 10886982213136 | 4.5MM TI CANNULATED SCREW PARTIALLY THREADED/32MM | Trauma | EA
04424006 | 10886982334381 | 2.4MM VOLT(TM) STRAIGHT PLATE 6H/60MM | Trauma | EA
402963 | 10886982206862 | 2.7MM TI CORTEX SCREW SLF-TPNG WITH T8 STARDRIVE RECESS 44MM | Trauma | EA
04045234TS | 10886982300942 | LOCKING SCREW FOR IM NAIL Ø 4MM/ 34MM/ XL25/ STERILE | Trauma | EA
03100116 | 10886982071132 | CURVED CHISEL BLADE 10MM | Trauma | EA
209945 | 10886982151346 | 7.3MM CANNULATED SCREW 32MM THREAD/145MM | Trauma | EA
02420140TS | 10886982314772 | 2.0MM VOLT(TM) CORTEX SCREW 40MM T6 STERILE | Trauma | EA
02424306TS | 10886982316172 | 2.4MM VOLT(TM) LOCKING SCREW 6MM T8 STERILE | Trauma | EA
214546 | 10886982154194 | 4.5MM CANNULATED SCREW PARTIALLY THREADED/46MM | Trauma | EA
04005422S | 10886982085351 | 4.0MM TI LOCKING SCREW W/T25 STARDRIVE 32MM F/IM NAILS-STER | Trauma | EA
04045360 | 10886982293664 | LOW PROF LCKNG SCREW F/IM NAIL Ø 5.0MM / L 60MM / XL25 | Trauma | EA
280290S | 10886982175168 | DHS®/DCS® ONE-STEP LAG SCREW 12.7MM THREAD/90MM-STERILE | Trauma | EA
03043007S | 10886982298829 | PROTECTION SLEEVE/TIB FIX/FLEX LONG / NAILS Ø 8-11MM / STER | Trauma | EA
04112822 | 10886982279545 | 2.7MM TI VA LCP HOOK PLATE SHORT/ 12MM/ LEFT | Trauma | EA
02207290 | 10886982052070 | 7.3MM CANNULATED CONICAL SCREW 90MM | Trauma | EA
04005646 | 10886982086785 | 6.0MM TI LOCKING SCREW W/T25 STARDRIVE 56MM FOR IM NAILS | Trauma | EA
04233146S | 10886982290717 | RFNA / 11MM / 460MM STANDARD BEND / STERILE | Trauma | EA
04130353 | 10886982113481 | 2.0MM TI VAL Y-PLATE 3 HOLES HEAD-7 HOLES SHAFT | Trauma | EA
402246 | 10886982205926 | 2.7MM TI LOCKING SCR SLF-TPNG WITH T8 STARDRIVE RECESS-46MM | Trauma | EA
03312270 | 10886982260857 | MAXFRAME(TM) FULL RING 270MM ALUMINUM | Trauma | EA
02130224 | 10886982044747 | 1.5MM VA-LCKNG SCREW SLF-TPNG WITH T4 STARDRIVE RECESS 24MM | Trauma | EA
249689 | 10886982171344 | 2.7MM LCP(TM) L-PLATE LEFT 2H HEAD/3H SHAFT | Trauma | EA
201662 | 10886982142313 | 2.4MM CORTEX SCREW SELF-TAPPING 32MM | Trauma | EA
449686 | 10886982224255 | 2.7MM TI LCP(TM) L-PLATE OBLIQUE RT 2H HEAD/3H SHAFT | Trauma | EA
241680 | 10886982167460 | 2.4MM LCP® RADIAL HEAD RIM PLATE 2 HOLES-RIGHT | Trauma | EA
407026 | 10886982208118 | 4.0MM TI CANCELLOUS BONE SCREW PARTIALLY THREADED/26MM | Trauma | EA
04152430SHA | 10886982305305 | 4.0MM TI BLUNTED POINT SCHANZ SCREW 30MM THRD/150MM/HA STER | Trauma | EA
201962 | 10886982143280 | 1.8MM BUTTRESS PIN/12MM | Trauma | EA
207634 | 10886982148216 | 4.0MM CANNULATED SCREW SHORT THREAD/34MM | Trauma | EA
04226740 | 10886982123923 | 4.5MM TI HEADLESS COMPRESSION SCREW/LONG THREAD/40MM | Trauma | EA
04005434 | 10886982085467 | 4.0MM TI LOCKING SCREW W/T25 STARDRIVE 44MM FOR IM NAILS | Trauma | EA
04045544S | 10886982295583 | LOW PROF LCKNG SCREW F/IM NAIL Ø 4.0MM / L 44MM / XL25/ STER | Trauma | EA
281620 | 10886982177643 | 140 DEG DHS® PLATE-SHORT BARREL 2 HOLES/46MM | Trauma | EA
02231230 | 10886982062079 | 5.0MM VARIABLE ANGLE LOCKNG SCREW/SLF-TPNG/STRDRV/30MM | Trauma | EA
02424380S | 10886982319463 | 2.4MM VOLT(TM) LOCKING SCREW 80MM T8 STERILE | Trauma | EA
441287 | 10886982221636 | 3.5MM TI LCP® MEDIAL DISTAL HUMERUS PLATE 7 HOLES-LEFT | Trauma | EA
204660 | 10886982146045 | 3.5MM PELVIC CORTEX SCREW SELF-TAPPING 60MM | Trauma | EA
02114003 | 10886982034762 | 1.5MM LCP ADAPTION PLATE 6 HOLE | Trauma | EA
02527365S | 10886982324047 | 2.7MM VOLT(TM) LOCKING SCREW 65MM T8 STERILE | Trauma | EA
424721 | 10886982216991 | 4.5MM TI NARROW LCP® PLATE 22 HOLES/404MM | Trauma | EA
209450 | 10886982150547 | 7.0MM CANNULATED SCREW FULLY THREADED/50MM | Trauma | EA
02535088 | 10886982327734 | 3.5MM VOLT(TM) 1/3 TUBULAR PL 8H/95MM | Trauma | EA
413035 | 10886982211835 | 3.5MM TI LOCKING SCREW SELF-TAPPING 35MM | Trauma | EA
218018 | 10886982155856 | 6.5MM CANCELLOUS BONE SCREW WITH 4.0MM CORE DIA/105MM | Trauma | EA
02130263 | 10886982045010 | 1.5MM VAL 1ST METACARPAL PL DORSAL | Trauma | EA
04535016S | 10886982328687 | 3.5MM VOLT(TM) STRAIGHT PLATE 16H/215MM/STERILE | Trauma | EA
02211050 | 10886982053763 | 2.7MM VA LCKNG SCREW SLF-TPNG WITH T8 STARDRIVE RECESS 50MM | Trauma | EA
245936 | 10886982170477 | 3.5MM LOW PROFILE RECON J-PLATE 16 HOLES-LEFT | Trauma | EA
42231630 | 10886982259066 | 5.0MM CANN VAL SCREW OPTILINK(TM)/30MM | Trauma | EA
02527136TS | 10886982332165 | 2.7MM VOLT(TM) CORTEX SCREW 36MM T8 STERILE | Trauma | EA
214576 | 10886982154293 | 4.5MM CANNULATED SCREW PARTIALLY THREADED 76MM | Trauma | EA
04536036S | 10886982329226 | 3.5MM VOLT(TM) T-PLATE 4H HEAD/6H SHAFT/78MM/STERILE | Trauma | EA
04227115S | 10886982124678 | 6.5MM TI HEADLESS COMPRESSION SCR/16MM THRD/115MM-STERILE | Trauma | EA
412116S | 10886982210579 | 3.5MM TI LOCKING SCR SLF-TPNG W/STARDRIVE RECESS/38MM-STER | Trauma | EA
213060 | 10886982153210 | 3.5MM LOCKING SCREW SELF-TAPPING 60MM | Trauma | EA
245028 | 10886982169419 | 3.5MM LOW PROFILE RECONSTRUCTION PLATE 8 HOLES | Trauma | EA
04250555 | 10886982304414 | 5.0MM TI SELF-DRILLING SCHANZ SCREW 55MM THRD/250MM | Trauma | EA
44648 | 10886982223678 | 1.5MM TI H-PLATE 4 HOLES/4.2MM | Trauma | EA
02527020 | 10886982330499 | 2.7MM VOLT(TM) STRAIGHT PLATE 18H/184MM | Trauma | EA
04117801 | 10886982106964 | 2.7MM/3.5MM TI VA-LCP LAT DSTL HUMERUS PL 1H/RT/69MM-SHORT | Trauma | EA
04045342S | 10886982294999 | LOW PROF LCKNG SCREW F/IM NAIL Ø 5.0MM / L 42MM / XL25/ STER | Trauma | EA
SD03164022 | 10886982350503 | 3.2 DRILL GUIDE | Trauma | EA
206012 | 10886982147219 | 4.0MM CANCELLOUS BONE SCREW FULLY THREADED/12MM | Trauma | EA
03312815 | 10886982261069 | MAXFRAME(TM) STANDARD STRUT/X-SHORT | Trauma | EA
22409 | 10886982158239 | 4.5MM NARROW DCP® PLATE 9 HOLES/151MM | Trauma | EA
02222120 | 10886982055910 | 5.0MM VA LOCKING SCREW SLF-TPNG W/T25 STARDRIVE/20MM | Trauma | EA
04538510S | 10886982344809 | 3.5 VOLT(TM) PROX HUM PLATE LONG/10H/232MM/STERILE | Trauma | EA
02420313TS | 10886982315038 | 2.0MM VOLT(TM) LOCKING SCREW 13MM T6 STERILE | Trauma | EA
04424122 | 10886982318343 | 2.4MM VOLT(TM) CORTEX SCREW 22MM T8 | Trauma | EA
206458 | 10886982147691 | 4.0MM CORTEX SCREW SELF-TAPPING 58MM | Trauma | EA
249670 | 10886982171207 | 2.4MM LCP(TM) T-PLATE 2 HOLES HEAD/7 HOLES SHAFT | Trauma | EA
04112613 | 10886982278920 | 2.7MM TI VA LCP CLAVICLE PLATE LATERAL/ CS2/ RIGHT | Trauma | EA
03424161 | 10886982343697 | 2.4 VOLT(TM) SPRING INSERT FOR 03.424.186 | Trauma | EA
40136697 | 10886982204158 | 2.0MM TI CORTEX SCRW SLF-TPNG WITH STARDRIVE RECESS 16MM | Trauma | EA
04205085 | 10886982116437 | 5.0MM TI CANNULATED LOCKING SCREW 85MM | Trauma | EA
02535146TS | 10886982324634 | 3.5MM VOLT(TM) CORTEX SCREW 46MM T15 STERILE | Trauma | EA
02112515 | 10886982034533 | 3.5MM LCP LOW BEND MEDIAL DSTL TIBIA PLATE/6H/LEFT/135MM | Trauma | EA
03312181 | 10886982260727 | MAXFRAME(TM) FOOT PLATE SHORT 180MM/ALUMINUM | Trauma | EA
02535855TS | 10886982320537 | 4.0MM VOLT(TM) CANC SCR 55MM FULL THRD T15 STERILE | Trauma | EA
02206058S | 10886982050571 | 3.5MM CRTX SCREW/LOW PROF HD SELF-TAPPING/HEXDRV/58MM-STER | Trauma | EA
02221002S | 10886982055552 | T15/2.5MM HEX CERCLAGE BUTTON- STERILE | Trauma | EA
02420308 | 10886982314925 | 2.0MM VOLT(TM) LOCKING SCREW 8MM T6 | Trauma | EA
02527113TS | 10886982322173 | 2.7MM VOLT(TM) CORTEX SCREW 13MM T8 STERILE | Trauma | EA
02227265S | 10886982061201 | 6.5MM HEADLESS COMPRESSION SCR/32MM THRD/65MM-STERILE | Trauma | EA
447375 | 10886982223982 | 2.4MM TI LCP(TM) PLATE 5 HOLES/44MM | Trauma | EA
401816 | 10886982204981 | 2.0MM TI CORTEX SCREW SELF-TAPPING 16MM | Trauma | EA
204705 | 10886982146137 | 3.5MM PELVIC CORTEX SCREW SELF-TAPPING 105MM | Trauma | EA
04527010 | 10886982335067 | 2.7MM VOLT(TM) STRAIGHT PLATE 10H/104MM | Trauma | EA
04226324S | 10886982122995 | 2.4MM TI HDLSS COMPRESSION SCR 24MM/LONG THREAD-STERILE | Trauma | EA
401878 | 10886982205247 | 2.0MM TI LOCKING SCR SLF-TPNG WITH STARDRIVE RECESS 8MM | Trauma | EA
04005693S | 10886982087072 | 6.0MM TI LOCKING SCREW W/T25 STARDRIVE 115MM F/IM NAIL-STER | Trauma | EA
04535190 | 10886982326287 | 3.5MM VOLT(TM) CORTEX SCREW 90MM T15 | Trauma | EA
04420317 | 10886982317667 | 2.0MM VOLT(TM) LOCKING SCREW 17MM T6 | Trauma | EA
402880 | 10886982206749 | 2.7MM TI CORTEX SCREW SLF-TPNG WITH T8 STARDRIVE RECESS 20MM | Trauma | EA
216090 | 10886982155290 | 6.5MM CANCELLOUS BONE SCREW 16MM THREAD/90MM | Trauma | EA
02240075 | 10886982063670 | 3.7MM CANNULATED LOCKING SCREW 75MM | Trauma | EA
441371 | 10886982221827 | TI LCP® ONE-THIRD TUBULAR PLATE W/COLLAR 7 HOLES/81MM | Trauma | EA
02535057 | 10886982328434 | 3.5MM VOLT(TM) RECON PLATE 7H/82MM | Trauma | EA
02424170 | 10886982339362 | 2.4MM VOLT(TM) CORTEX SCREW 70MM T8 | Trauma | EA
04527348TS | 10886982323774 | 2.7MM VOLT(TM) LOCKING SCREW 48MM T8 STERILE | Trauma | EA
209690 | 10886982150851 | 7.3MM CANNULATED SCREW FULLY THREADED/90MM | Trauma | EA
04233020S | 10886982289087 | RFNA / 10MM / 200MM STANDARD BEND / STERILE | Trauma | EA
201888 | 10886982143211 | 2.0MM LOCKING SCREW SLF-TPNG WITH STARDRIVE RECESS 18MM | Trauma | EA
04535346 | 10886982326690 | 3.5MM VOLT(TM) LOCKING SCREW 46MM T15 | Trauma | EA
02226214S | 10886982058690 | 2.4MM HEADLESS COMPRESSION SCR 14MM/SHORT THREAD-STERILE | Trauma | EA
04221003S | 10886982120977 | T25/3.5MM HEX TI CERCLAGE BUTTON-STERILE | Trauma | EA
02420306TS | 10886982314895 | 2.0MM VOLT(TM) LOCKING SCREW 6MM T6 STERILE | Trauma | EA
02252540SHA | 10886982304971 | 5.0MM BLUNTED POINT SCHANZ SCREW 40MM THRD/250MM/HA STER | Trauma | EA
04535618 | 10886982320711 | 4.0MM VOLT(TM) CANC SCR 18MM PART THRD T15 | Trauma | EA
02211417 | 10886982055101 | 3.5MM VA-LCP MEDIAL COLUMN FUSION PLATE 78MM LEFT | Trauma | EA
02240044 | 10886982063564 | 3.7MM CANNULATED LOCKING SCREW 44MM | Trauma | EA
406090 | 10886982207685 | 4.0MM TI CANCELLOUS BONE SCREW FULLY THREADED/90MM | Trauma | EA
208915 | 10886982150066 | 7.3MM CANNULATED SCREW 16MM THREAD/115MM | Trauma | EA
02226019 | 10886982057846 | 3.0MM HEADLESS COMPRESSION SCREW-SHORT THREAD 19MM | Trauma | EA
02206048S | 10886982050458 | 3.5MM CRTX SCREW/LOW PROF HD SELF-TAPPING/HEXDRV/48MM-STER | Trauma | EA
441919 | 10886982222497 | 3.5MM TI LCP® PROXIMAL HUMERUS PLATE-LONG 6H SHAFT/160MM | Trauma | EA
02535610 | 10886982319777 | 4.0MM VOLT(TM) CANC SCR 10MM PART THRD T15 | Trauma | EA
402894 | 10886982206817 | 2.7MM TI CORTEX SCREW SLF-TPNG WITH T8 STARDRIVE RECESS 34MM | Trauma | EA
02130318 | 10886982045249 | 2.0MM VA-LCKNG SCREW SLF-TPNG WITH T6 STARDRIVE RECESS 18MM | Trauma | EA
03535286 | 10886982336439 | 3.5 VOLT(TM) LOCKING DRILL GUIDE FOR 2.8MM DRILL BITS | Trauma | EA
SD03043031 | 10886982344366 | TNA CONNECTING TUBE ROTATING TNA AIMING ARM | Trauma | EA
03312201 | 10886982260734 | MAXFRAME(TM) FOOT PLATE SHORT 210MM/ALUMINUM | Trauma | EA
241456 | 10886982167316 | 3.5MM LCP® ANTEROLATERAL DISTAL TIBIA PL 21 HOLES/RIGHT | Trauma | EA
04535060 | 10886982328083 | 3.5MM VOLT(TM) RECON PLATE 10H/118MM | Trauma | EA
02230115S | 10886982061683 | 1.5MM HEADLESS COMPRESSION SCREW 15MM-STERILE | Trauma | EA
281900 | 10886982177988 | 95 DEG DCS® PLATE 10 HOLES/178MM | Trauma | EA
04170640S | 10886982308191 | 6.0MM TI SELF-DRILLING SCHANZ SCREW 40MM THRD/175MM/STERILE | Trauma | EA
04005552S | 10886982086211 | 5.0MM TI LOCKING SCREW W/T25 STARDRIVE 62MM F/IM NAIL-STER | Trauma | EA
60529301 | 10886982341785 | VOLT(TM) UNIV MINI INSTRUMENTS 1 HIGH 1/3 WIDTH ALUM TRAY | Trauma | EA
02211222 | 10886982054067 | 2.4MM/2.7MM VA-LOCKING CUBOID PLATE/RIGHT | Trauma | EA
04424350TS | 10886982319319 | 2.4MM VOLT(TM) LOCKING SCREW 50MM T8 STERILE | Trauma | EA
04233239S | 10886982290458 | RFNA / 12MM / 380MM PERIPROSTHETIC BEND / STERILE | Trauma | EA
04233925S | 10886982288813 | RFNA / 9MM / 240MM PERIPROSTHETIC BEND / STERILE | Trauma | EA
02112160 | 10886982034335 | 2.7MM/3.5MM LCP LATERAL DISTAL FIBULA PLATE 15H/RIGHT/229MM | Trauma | EA
242125 | 10886982168160 | 4.5MM LCP® PROXIMAL FEMUR HOOK PLATE 12 HOLES/313MM | Trauma | EA
412117 | 10886982210586 | 3.5MM TI LOCKING SCR SLF-TPNG WITH STARDRIVE RECESS 40MM | Trauma | EA
04045044S | 10886982294449 | LOCKING SCREW FOR IM NAIL Ø 5MM/ 44MM/ XL25/ STERILE | Trauma | EA
209520 | 10886982150684 | 7.0MM CANNULATED SCREW FULLY THREADED/120MM | Trauma | EA
04117902 | 10886982107084 | 2.7MM/3.5MM TI VA-LCP LAT DSTL HUMERUS PL 2H/LT/82MM-MED | Trauma | EA
282670 | 10886982179302 | 130 DEG LCP® DHHS(TM) SIDEPLATE-SHORT BARREL 2 HOLES | Trauma | EA
02240295 | 10886982064042 | 3.7MM CANNULATED CONICAL SCREW 25MM THREAD/95MM | Trauma | EA
40080896 | 10886982203663 | 1.5MM TI CORTEX SCREW SELF-TAPPING 8MM | Trauma | EA
03110016 | 10886982071873 | GUIDE BLOCK FOR VOLAR COLUMN PLATE/8 HOLE HEAD/RIGHT | Trauma | EA
204038 | 10886982145475 | 3.5MM CORTEX SCREW 38MM | Trauma | EA
494779 | 10886982236586 | 4.0MM TI SELF-DRILLING SCHANZ SCREW 40MM THRD/175MM | Trauma | EA
02100110 | 10886982028457 | 3.5MM LOCKING LOW PROFILE RECON PLATE 10 HOLES | Trauma | EA
04424008 | 10886982334404 | 2.4MM VOLT(TM) STRAIGHT PLATE 8H/78MM | Trauma | EA
207018 | 10886982147837 | 4.0MM CANCELLOUS BONE SCREW PARTIALLY THREADED/18MM | Trauma | EA
04535195S | 10886982327253 | 3.5MM VOLT(TM) CORTEX SCREW 95MM T15 STERILE | Trauma | EA
04045052S | 10886982294487 | LOCKING SCREW FOR IM NAIL Ø 5MM/ 52MM/ XL25/ STERILE | Trauma | EA
04170635S | 10886982308184 | 6.0MM TI SELF-DRILLING SCHANZ SCREW 35MM THRD/175MM/STERILE | Trauma | EA
02227110S | 10886982060945 | 6.5MM HEADLESS COMPRESSION SCR/16MM THRD/110MM-STERILE | Trauma | EA
02227340 | 10886982061492 | 6.5MM HEADLESS COMPRESSION SCREW/32MM THREAD/140MM | Trauma | EA
04420319 | 10886982317704 | 2.0MM VOLT(TM) LOCKING SCREW 19MM T6 | Trauma | EA
04227335 | 10886982125187 | 6.5MM TI HEADLESS COMPRESSION SCREW/32MM THREAD/135MM | Trauma | EA
04420027S | 10886982337009 | 2.0MM VOLT(TM) ADPTN COMBI PL 6H/47MM/STERILE | Trauma | EA
02535059 | 10886982328519 | 3.5MM VOLT(TM) RECON PLATE 9H/106MM | Trauma | EA
02118214 | 10886982038548 | 2.7/3.5MM VA-LCP ANTEROLATERAL DISTAL TIBIA PL/16 HOLES/RIGH | Trauma | EA
208090 | 10886982148957 | 7.0MM CANNULATED SCREW 16MM THREAD/90MM | Trauma | EA
212201 | 10886982152084 | 5.0MM LOCKING SCREW SLF-TPNG WITH T25 STARDRIVE RECESS 14MM | Trauma | EA
02117504 | 10886982036780 | 2.7MM/3.5MM VA-LCP MEDL DSTL HUMERUS PL 4H/LT/108MM-LONG | Trauma | EA
02535690 | 10886982320131 | 4.0MM VOLT(TM) CANC SCR 90MM PART THRD T15 | Trauma | EA
04045342 | 10886982293572 | LOW PROF LCKNG SCREW F/IM NAIL Ø 5.0MM / L 42MM / XL25 | Trauma | EA
439962 | 10886982219541 | 3.5MM TI LCP® MEDIAL PROXIMAL TIBIA PLATE 12H/RIGHT 197MM | Trauma | EA
409660 | 10886982209979 | 7.3MM TI CANNULATED SCREW FULLY THREADED/60MM | Trauma | EA
04211242 | 10886982119759 | 2.4/2.7MM TI VA-LCP FIRST MTP FUSION PL/LRG/5 DEG/RIGHT | Trauma | EA
02130154 | 10886982044464 | 1.3MM LCKNG PHALANGEAL BASE PL 2 HOLES HEAD-5 HOLES SHAFT | Trauma | EA
60045030 | 10886982344441 | TRAY F/TIBIAL NAIL EX SP INSTR | Trauma | EA
416065 | 10886982214096 | 6.5MM TI CANCELLOUS BONE SCREW 16MM THREAD/65MM | Trauma | EA
04420109TS | 10886982316912 | 2.0MM VOLT(TM) CORTEX SCREW 9MM T6 STERILE | Trauma | EA
412417 | 10886982211415 | 3.5MM TI CONICAL SCREW SLF-TPNG PARTIALLY THRDD 40MM | Trauma | EA
04019052S | 10886982089953 | 4.5MM TI MULTILOC SCREW LENGTH 52MM-STERILE | Trauma | EA
209635 | 10886982150745 | 7.3MM CANNULATED SCREW FULLY THREADED/35MM | Trauma | EA
SD399777 | 10886982345295 | REDUCTION FORCEPS WITH POINTS SPEED LOCK 130MM - POINT-POINT | Trauma | EA
04226236S | 10886982122797 | 2.4MM TI HDLSS COMPRESSION SCR 36MM/SHORT THREAD-STERILE | Trauma | EA
280535 | 10886982175830 | DHS®/DCS® LAG SCREW 14.0MM THREAD/135MM | Trauma | EA
02424032 | 10886982329899 | 2.4MM VOLT(TM) ADAPTION PLATE 12H/75MM | Trauma | EA
02535820TS | 10886982320278 | 4.0MM VOLT(TM) CANC SCR 20MM FULL THRD T15 STERILE | Trauma | EA
200811 | 10886982141514 | 1.5MM CORTEX SCREW SELF-TAPPING 11MM | Trauma | EA
04227085S | 10886982124555 | 6.5MM TI HEADLESS COMPRESSION SCR/16MM THRD/85MM-STERILE | Trauma | EA
02424124 | 10886982315809 | 2.4MM VOLT(TM) CORTEX SCREW 24MM T8 | Trauma | EA
241618 | 10886982167361 | LOCKING CALCANEAL PLATE MINI-RIGHT | Trauma | EA
209650 | 10886982150776 | 7.3MM CANNULATED SCREW FULLY THREADED/50MM | Trauma | EA
02424315 | 10886982316349 | 2.4MM VOLT(TM) LOCKING SCREW 15MM T8 | Trauma | EA
245034 | 10886982169488 | 3.5MM LOW PROFILE RECONSTRUCTION PLATE 14 HOLES | Trauma | EA
239961 | 10886982163615 | 3.5MM LCP® MEDIAL PROXIMAL TIBIA PLATE 10H/LEFT 171MM | Trauma | EA
04227035 | 10886982124340 | 6.5MM TI HEADLESS COMPRESSION SCREW/16MM THREAD/35MM | Trauma | EA
399123 | 10886982202383 | BONE HOLDING FORCEPS-SOFT RATCHET F/PLATES TO 22MM WIDE | Trauma | EA
212210 | 10886982152176 | 5.0MM LOCKING SCREW SLF-TPNG WITH T25 STARDRIVE RECESS 32MM | Trauma | EA
02114506 | 10886982035028 | 1.5MM LCP T-PLATE/3H HEAD 8 HOLE SHAFT WITH GUIDES | Trauma | EA
SD03164024 | 10886982350527 | T25 SCREWDRIVER | Trauma | EA
02130306 | 10886982045133 | 2.0MM VA-LCKNG SCREW SLF-TPNG WITH T6 STARDRIVE RECESS 6MM | Trauma | EA
02118403 | 10886982038845 | 2.7MM VA-LCP LATERAL DISTAL FIBULA PLATE/4 HOLES/LEFT | Trauma | EA
02107510 | 10886982029522 | 2.7MM/3.5MM VA-LCP X-ARTICLR PROXIMAL ULNA PL 10H/LT/184MM | Trauma | EA
04226336S | 10886982123176 | 2.4MM TI HDLSS COMPRESSION SCR 36MM/LONG THREAD-STERILE | Trauma | EA
416060 | 10886982214089 | 6.5MM TI CANCELLOUS BONE SCREW 16MM THREAD/60MM | Trauma | EA
03133107S | 10886982277435 | 2.8MM DRILL BIT QC 170MM STER 80MM CALIBRATION | Trauma | EA
208472 | 10886982149732 | 6.5MM CANNULATED SCREW FULLY THREADED 80MM | Trauma | EA
439984 | 10886982219749 | 4.5MM TI LCP® MEDIAL PROXIMAL TIBIA PLATE 4H/RIGHT 106MM | Trauma | EA
211847 | 10886982151704 | 2.4MM CANNULATED SCREW SHORT THREAD 26MM | Trauma | EA
458954 | 10886982230997 | 5.0MM TI LOCKING SCREW 54MM- FOR IM NAILS | Trauma | EA
04226224S | 10886982122612 | 2.4MM TI HDLSS COMPRESSION SCR 24MM/SHORT THREAD-STERILE | Trauma | EA
214828 | 10886982154637 | 4.5MM CORTEX SCREW SELF-TAPPING 28MM | Trauma | EA
207728 | 10886982148445 | 4.0MM CANNULATED SCREW LONG THREAD/28MM | Trauma | EA
401780 | 10886982204769 | 2.4MM TI CORTEX SCREW SLF-TPNG WITH T8 STARDRIVE RECESS 30MM | Trauma | EA
236513 | 10886982160874 | 3.5MM LCP OLECRANON PLATE 12 HOLES/LEFT/216MM | Trauma | EA
02112081 | 10886982033116 | 3.5MM LCP SUPERIOR CLAVICLE PLATE/6 HOLE/LEFT/85MM | Trauma | EA
02214015 | 10886982055323 | 1.5MM LOCKING SCREW SLF-TPNG WITH T4 STARDRIVE RECESS 15MM | Trauma | EA
24315 | 10886982168993 | 2.0MM STRAIGHT PLATE 5 HOLES/29MM | Trauma | EA
208880 | 10886982149992 | 7.3MM CANNULATED SCREW 16MM THREAD/80MM | Trauma | EA
04226327 | 10886982123046 | 2.4MM TI HEADLESS COMPRESSION SCREW-LONG THREAD 27MM | Trauma | EA
04045538S | 10886982295552 | LOW PROF LCKNG SCREW F/IM NAIL Ø 4.0MM / L 38MM / XL25/ STER | Trauma | EA
414120 | 10886982212733 | 4.5MM TI CORTEX SCREW 120MM | Trauma | EA
04045388 | 10886982293800 | LOW PROF LCKNG SCREW F/IM NAIL Ø 5.0MM / L 88MM / XL25 | Trauma | EA
04112139 | 10886982103604 | 2.7MM/3.5MM TI LCP LAT DISTAL FIBULA PLATE 4H/LEFT/86MM | Trauma | EA
40081196 | 10886982203724 | 1.5MM TI CORTEX SCREW SELF-TAPPING 11MM | Trauma | EA
202622 | 10886982144331 | 3.0MM CANNULATED SCREW SHORT THREAD/22MM | Trauma | EA
04527313TS | 10886982323354 | 2.7MM VOLT(TM) LOCKING SCREW 13MM T8 STERILE | Trauma | EA
22656 | 10886982159021 | 4.5MM BROAD LC-DCP® PLATE 6 HOLES/106MM | Trauma | EA
02424122TS | 10886982315793 | 2.4MM VOLT(TM) CORTEX SCREW 22MM T8 STERILE | Trauma | EA
02150415 | 10886982303707 | 4.0MM SELF-DRILLING SCHANZ SCREW 15MM THRD/150MM | Trauma | EA
02535348TS | 10886982325525 | 3.5MM VOLT(TM) LOCKING SCREW 48MM T15 STERILE | Trauma | EA
201016 | 10886982141651 | 2.0MM CORTEX SCREW 16MM | Trauma | EA
29250 | 20886982180589 | 1.0MM KIRSCHNER WIRE, TROCAR POINTS ON BOTH ENDS 150MM | Trauma | EA
222404S | 10886982157126 | 5.0MM PERIPROSTHETIC LCKNG SCR SELF-TAPPING 18MM-STERILE | Trauma | EA
412327 | 10886982211361 | 3.5MM TI CONICAL SCREW SLF-TPNG FULLY THREADED 75MM | Trauma | EA
218011 | 10886982155788 | 6.5MM CANCELLOUS BONE SCREW WITH 4.0MM CORE DIA/70MM | Trauma | EA
02420108 | 10886982314321 | 2.0MM VOLT(TM) CORTEX SCREW 8MM T6 | Trauma | EA
408443 | 10886982209238 | 6.5MM TI CANNULATED SCREW 32MM THREAD 105MM | Trauma | EA
202213 | 10886982143976 | 2.7MM LOCKING SCREW SLF-TPNG WITH T8 STARDRIVE RECESS 13MM | Trauma | EA
406424 | 10886982207760 | 4.0MM TI CORTEX SCREW SELF-TAPPING/24MM | Trauma | EA
201894 | 10886982143242 | 2.0MM LOCKING SCREW SLF-TPNG WITH STARDRIVE RECESS 24MM | Trauma | EA
02170635SHA | 10886982305039 | 6.0MM SELF-DRILLING SCHANZ SCREW 35MM THRD/175MM/HA STER | Trauma | EA
441361 | 10886982221803 | TI LCP® ONE-THIRD TUBULAR PLATE W/COLLAR 6 HOLES/69MM | Trauma | EA
02127128TS | 10886982306913 | 3.5MM VARIABLE ANGLE LOCKING SCREW/SLF-TPNG/STRDRV/28MM | Trauma | EA
316385 | 10886982257772 | 0.8MM DRILL BIT/MQC FOR THREADED HOLE/47MM | Trauma | EA
39268 | 10886982198761 | 8.0MM THREADED ROD 450MM | Trauma | EA
412818 | 10886982211637 | 2.4MM TI LOCKING SCR SLF-TPNG WITH STARDRIVE RECESS 18MM | Trauma | EA
04536014 | 10886982327888 | 3.5MM VOLT(TM) METAPHYSEAL PL 14H/L182MM | Trauma | EA
42231275 | 10886982259523 | 5.0MM VAL SCREW/OPTILINK(TM) SLF-TPNG/STRDRV/75MM | Trauma | EA
04424309TS | 10886982318794 | 2.4MM VOLT(TM) LOCKING SCREW 9MM T8 STERILE | Trauma | EA
04031032S | 10886982094155 | 5.0MM TI RECON SCREW W/T25 STARDRIVE 110MM-STERILE | Trauma | EA
294779SHA | 10886982182067 | 4.0MM SELF-DRILLING SCHANZ SCREW 175MM/HA COATING-STERILE | Trauma | EA
02104030 | 10886982029164 | 3.5MM LCP EXTRA-ARTICLR DISTAL HUMERUS PL 10H/LT 230MM LONG | Trauma | EA
413370 | 10886982212122 | 5.0MM TI LOCKING HEAD SCREW SELF-TAPPING 70MM | Trauma | EA
04527108TS | 10886982334053 | 2.7MM VOLT(TM) CORTEX SCREW 8MM T8 STERILE | Trauma | EA
02115850 | 10886982035585 | 2.4MM VA-LCP VOLAR RIM DISTAL RADIUS PLATE/7H HD/5H SHAFT/RT | Trauma | EA
04112630 | 10886982279002 | 2.7MM TI VA LCP CLAVICLE PLATE MEDIAL/ LEFT | Trauma | EA
02424316 | 10886982316363 | 2.4MM VOLT(TM) LOCKING SCREW 16MM T8 | Trauma | EA
02420027S | 10886982336972 | 2.0MM VOLT(TM) ADPTN COMBI PL 6H/47MM/STERILE | Trauma | EA
407646 | 10886982208460 | 4.0MM TI CANNULATED SCREW SHORT THREAD/46MM | Trauma | EA
02527032S | 10886982330543 | 2.7MM VOLT(TM) ADAPTION PLATE 12H/84MM/STERILE | Trauma | EA
02527380 | 10886982333810 | 2.7MM VOLT(TM) LOCKING SCREW 80MM T8 | Trauma | EA
02206090S | 10886982050793 | 3.5MM CRTX SCREW/LOW PROF HD SELF-TAPPING/HEXDRV/90MM-STER | Trauma | EA
02535005S | 10886982328854 | 3.5MM VOLT(TM) STRAIGHT PLATE 5H/72MM/STERILE | Trauma | EA
204024 | 10886982145406 | 3.5MM CORTEX SCREW 24MM | Trauma | EA
04117606 | 10886982106629 | 2.7MM/3.5MM TI VA-LCP EXT MEDL DHP 6H/RT/137MM-XLNG | Trauma | EA
04424144 | 10886982318565 | 2.4MM VOLT(TM) CORTEX SCREW 44MM T8 | Trauma | EA
04003030S | 10886982081643 | 6.5MM TI RECON SCREW WITH T25 STARDRIVE 100MM-STERILE | Trauma | EA
236013 | 10886982160317 | 90 DEG TODDLER OSTEOTOMY PLATE 38MM/8MM | Trauma | EA
03311308 | 10886982078568 | TI HALF RING/80MM DIAMETER | Trauma | EA
245201 | 10886982169815 | 3.5MM LCP RECONSTRUCTION PLATE 20 HOLES/280MM | Trauma | EA
204814 | 10886982146250 | 3.5MM CORTEX SCREW SELF-TAPPING 14MM | Trauma | EA
04038070 | 10886982098382 | TFNA SCREW 70MM | Trauma | EA
04211210 | 10886982119315 | 2.4/2.7MM TI VA-LCKNG OPENING WEDGE PLATE/NO SPACER | Trauma | EA
02227115 | 10886982060952 | 6.5MM HEADLESS COMPRESSION SCREW/16MM THREAD/115MM | Trauma | EA
212809 | 10886982152794 | 2.4MM LOCKING SCREW SLF-TPNG WITH STARDRIVE RECESS 9MM | Trauma | EA
02115750 | 10886982035547 | 2.4MM VA-LCP VOLAR RIM DISTAL RADIUS PLATE/6H HD/5H SHAFT/RT | Trauma | EA
04230112S | 10886982125330 | 1.5MM TI HEADLESS COMPRESSION SCREW 12MM-STERILE | Trauma | EA
412324 | 10886982211330 | 3.5MM TI CONICAL SCREW SLF-TPNG FULLY THREADED 60MM | Trauma | EA
402625 | 10886982206145 | 3.0MM TI CANNULATED SCREW SHORT THREAD/25MM | Trauma | EA
04045240S | 10886982295156 | LOCKING SCREW FOR IM NAIL Ø 4MM/ 40MM/ XL25/ STERILE | Trauma | EA
02535144TS | 10886982324610 | 3.5MM VOLT(TM) CORTEX SCREW 44MM T15 STERILE | Trauma | EA
39267 | 10886982198754 | 8.0MM THREADED ROD 400MM | Trauma | EA
02207500 | 10886982052193 | 7.3MM CANNULATED CONICAL SCREW PARTIALLY THREADED/100MM | Trauma | EA
04535134TS | 10886982325983 | 3.5MM VOLT(TM) CORTEX SCREW 34MM T15 STERILE | Trauma | EA
207640 | 10886982148247 | 4.0MM CANNULATED SCREW SHORT THREAD/40MM | Trauma | EA
02420134TS | 10886982314710 | 2.0MM VOLT(TM) CORTEX SCREW 34MM T6 STERILE | Trauma | EA
02226209 | 10886982058584 | 2.4MM HEADLESS COMPRESSION SCREW-SHORT THREAD 9MM | Trauma | EA
02226328S | 10886982059352 | 2.4MM HEADLESS COMPRESSION SCR 28MM/LONG THREAD-STERILE | Trauma | EA
214738 | 10886982154408 | 4.5MM CANNULATED SCREW FULLY THREADED/38MM | Trauma | EA
04226334S | 10886982123152 | 2.4MM TI HDLSS COMPRESSION SCR 34MM/LONG THREAD-STERILE | Trauma | EA
204880 | 10886982146588 | 3.5MM CORTEX SCREW SELF-TAPPING 80MM | Trauma | EA
216040 | 10886982155191 | 6.5MM CANCELLOUS BONE SCREW 16MM THREAD/40MM | Trauma | EA
04045052TS | 10886982302731 | LOCKING SCREW FOR IM NAIL Ø 5.0MM / L 52MM / XL25/ STER | Trauma | EA
04535395S | 10886982327376 | 3.5MM VOLT(TM) LOCKING SCREW 95MM T15 STERILE | Trauma | EA
02118011 | 10886982037763 | 2.7/3.5MM VA-LCP MEDIAL DISTAL TIBIA PLATE/12 HOLES/LEFT | Trauma | EA
04045382S | 10886982295347 | LOW PROF LCKNG SCREW F/IM NAIL Ø 5.0MM / L 82MM / XL25/ STER | Trauma | EA
209870 | 10886982151193 | 7.3MM CANNULATED SCREW 32MM THREAD/70MM | Trauma | EA
280255 | 10886982175014 | DHS®/DCS® ONE-STEP LAG SCREW 12.7MM THREAD/55MM | Trauma | EA
04233935S | 10886982288851 | RFNA / 9MM / 340MM PERIPROSTHETIC BEND / STERILE | Trauma | EA
04045576 | 10886982294029 | LOW PROF LCKNG SCREW F/IM NAIL Ø 4.0MM / L 76MM / XL25 | Trauma | EA
SD03111550 | 10886982341327 | GUIDE BLOCK FOR TWO-COLUMN 6 HOLE/NARROW/RIGHT | Trauma | EA
02211040 | 10886982053718 | 2.7MM VA LCKNG SCREW SLF-TPNG WITH T8 STARDRIVE RECESS 40MM | Trauma | EA
02535057S | 10886982328458 | 3.5MM VOLT(TM) RECON PLATE 7H/82MM/STERILE | Trauma | EA
241269 | 10886982166333 | 3.5MM LCP® POSTEROLATERAL DISTAL HUMERUS PLATE 9H-LEFT | Trauma | EA
204690 | 10886982146106 | 3.5MM PELVIC CORTEX SCREW SELF-TAPPING 90MM | Trauma | EA
04424380 | 10886982339614 | 2.4MM VOLT(TM) LOCKING SCREW 80MM T8 | Trauma | EA
02535340 | 10886982325433 | 3.5MM VOLT(TM) LOCKING SCREW 40MM T15 | Trauma | EA
04005542 | 10886982086105 | 5.0MM TI LOCKING SCREW W/T25 STARDRIVE 52MM FOR IM NAILS | Trauma | EA
407736 | 10886982208675 | 4.0MM TI CANNULATED SCREW LONG THREAD/36MM | Trauma | EA
SD357500 | 10886982006158 | DRILL COUPLING BIOPSY DRILL | Trauma | EA
02250555 | 10886982304049 | 5.0MM SELF-DRILLING SCHANZ SCREW 55MM THRD/250MM | Trauma | EA
04226685S | 10886982123732 | 4.5MM TI HEADLESS COMPRESSION SCR/SHORT THRD/85MM-STERILE | Trauma | EA
458930S | 10886982230768 | 5.0MM TI LOCKING SCREW 30MM- FOR IM NAILS-STERILE | Trauma | EA
04150430SHA | 10886982305206 | 4.0MM TI SELF-DRILLING SCHANZ SCREW 30MM THRD/150MM/HA STER | Trauma | EA
02226748 | 10886982060280 | 4.5MM HEADLESS COMPRESSION SCREW/LONG THREAD/48MM | Trauma | EA
42231012S | 10886982259219 | 5.0MM PERIPR VAL SCR/12MM OPTILINK(TM)/STRDRV/STERILE | Trauma | EA
04045042S | 10886982294432 | LOCKING SCREW FOR IM NAIL Ø 5MM/ 42MM/ XL25/ STERILE | Trauma | EA
04214010 | 10886982120687 | 1.5MM TI LOCKING SCR SLF-TPNG WITH T4 STARDRIVE RECESS 10MM | Trauma | EA
242493 | 10886982168573 | LCP® DISTAL RADIUS PLATE-VOLAR RIGHT/SHORT | Trauma | EA
02211400 | 10886982054784 | 2.7MM VA-LOCKING CALCANEAL PLATE SMALL 58MM RIGHT | Trauma | EA
04045270S | 10886982294852 | LOCKING SCREW FOR IM NAIL Ø 4MM/ 70MM/ XL25/ STERILE | Trauma | EA
04226121 | 10886982122001 | 3.0MM TI HEADLESS COMPRESSION SCREW-LONG THREAD 21MM | Trauma | EA
39194 | 10886982198471 | SMALL WIRE CUTTER 230MM | Trauma | EA
201811 | 10886982142948 | 2.0MM CORTEX SCREW SELF-TAPPING 11MM | Trauma | EA
02124418 | 10886982042972 | 4.5MM VA-LCP CURVED CONDYLAR PLATE/18 HOLE/370MM/RIGHT | Trauma | EA
02420117 | 10886982314505 | 2.0MM VOLT(TM) CORTEX SCREW 17MM T6 | Trauma | EA
02117107 | 10886982035943 | 2.7MM/3.5MM VA-LCP POSTLAT DHP-LAT SUPT 7H/LT/127MM-LONG | Trauma | EA
445051 | 10886982223371 | 3.5MM TI LCP® RECONSTRUCTION PLATE 5 HOLES/70MM | Trauma | EA
02424332TS | 10886982316578 | 2.4MM VOLT(TM) LOCKING SCREW 32MM T8 STERILE | Trauma | EA
02206250 | 10886982051301 | 3.5MM CRTX SCREW/LOW PROF HD SELF-TAPPING/STAR DRIVE/50MM | Trauma | EA
02118512 | 10886982039187 | 2.7MM METAPHYSEAL SCR SLF-TPNG W/T8 STRDRV RECESS/12MM | Trauma | EA
406480 | 10886982207982 | 4.0MM TI CORTEX SCREW SELF-TAPPING/80MM | Trauma | EA
422220 | 10886982215024 | TI LCP PROXIMAL LATERAL TIBIA PL 5 HOLES/140MM-RIGHT | Trauma | EA
417050 | 10886982214225 | 6.5MM TI CANCELLOUS BONE SCREW 32MM THREAD/50MM | Trauma | EA
02535612TS | 10886982319807 | 4.0MM VOLT(TM) CANC SCR 12MM PART THRD T15 STERILE | Trauma | EA
429361 | 10886982217578 | 4.5MM TI LCP(TM) STRAIGHT RECON PLATE 6 HOLES/113MM | Trauma | EA
SD357029 | 10886982005892 | COMPRESSION DEVICE ROTATING TIBIA NAIL EX | Trauma | EA
04045554 | 10886982294210 | LOW PROF LCKNG SCREW F/IM NAIL Ø 4.0MM / L 54MM / XL25 | Trauma | EA
04227135S | 10886982124753 | 6.5MM TI HEADLESS COMPRESSION SCR/16MM THRD/135MM-STERILE | Trauma | EA
207622 | 10886982148131 | 4.0MM CANNULATED SCREW SHORT THREAD/22MM | Trauma | EA
04233240S | 10886982290892 | RFNA / 12MM / 400MM STANDARD BEND / STERILE | Trauma | EA
458928 | 10886982230737 | 5.0MM TI LOCKING SCREW 28MM- FOR IM NAILS | Trauma | EA
04045532S | 10886982295521 | LOW PROF LCKNG SCREW F/IM NAIL Ø 4.0MM / L 32MM / XL25/ STER | Trauma | EA
218135 | 10886982156105 | 6.5MM CANCELLOUS BONE SCREW FULLY THREADED/135MM | Trauma | EA
04420148TS | 10886982317414 | 2.0MM VOLT(TM) CORTEX SCREW 48MM T6 STERILE | Trauma | EA
02107206 | 10886982029300 | 2.7MM/3.5MM VA-LCP OLECRANON PL 6H/RT/142MM | Trauma | EA
402720 | 10886982206312 | 3.0MM TI CANNULATED SCREW LONG THREAD/20MM | Trauma | EA
04045248S | 10886982295194 | LOCKING SCREW FOR IM NAIL Ø 4MM/ 48MM/ XL25/ STERILE | Trauma | EA
04535385 | 10886982326874 | 3.5MM VOLT(TM) LOCKING SCREW 85MM T15 | Trauma | EA
407758 | 10886982208781 | 4.0MM TI CANNULATED SCREW- LONG THREAD 58MM | Trauma | EA
04112011 | 10886982102423 | 3.5MM TI LCP SUP ANT CLAVICLE PL W/LAT EXTN 4H/LT/81MM | Trauma | EA
02123023 | 10886982042095 | 3.5MM LCP PERIARTICULAR PROX HUMERUS PL 4 HOLE/127MM/LT | Trauma | EA
02424340TS | 10886982316653 | 2.4MM VOLT(TM) LOCKING SCREW 40MM T8 STERILE | Trauma | EA
02127211 | 10886982043481 | 3.5MM VA-LCP PROX TIBIA PLATE SMALL BEND/4H/87MM/LEFT | Trauma | EA
04420142 | 10886982317346 | 2.0MM VOLT(TM) CORTEX SCREW 42MM T6 | Trauma | EA
04130157 | 10886982112613 | 1.3MM TI LCKNG PHALANGE HEAD PLATE-LEFT | Trauma | EA
414560 | 10886982213266 | 4.5MM TI CANNULATED SCREW PARTIALLY THREADED/60MM | Trauma | EA
03233002S | 10886982288219 | DRILL BIT / CANN / Ø 11.2MM LARGE QUICK COUPLING / STER | Trauma | EA
04112527 | 10886982104243 | 3.5MM TI LCP LOW BEND MEDIAL DSTL TIBIA PL/12H/LEFT/213MM | Trauma | EA
04205265 | 10886982116512 | 5.0MM TI CANNULATED CONICAL SCREW 65MM | Trauma | EA
400689 | 10886982203533 | 1.3MM TI CORTEX SCREW SELF-TAPPING 9MM | Trauma | EA
02207455 | 10886982052100 | 7.3MM CANNULATED CONICAL SCREW PARTIALLY THREADED 55MM | Trauma | EA
218020 | 10886982155870 | 6.5MM CANCELLOUS BONE SCREW FULLY THREADED/20MM | Trauma | EA
04424138TS | 10886982318510 | 2.4MM VOLT(TM) CORTEX SCREW 38MM T8 STERILE | Trauma | EA
242461 | 10886982168412 | LCP® VOLAR DISTAL RADIUS PLATE EXTRA-ARTICULAR/LEFT | Trauma | EA
440041 | 10886982220127 | 4.5MM TI LCP® PROXIMAL TIBIA PLATE 8 HOLES/154MM-LEFT | Trauma | EA
417070 | 10886982214263 | 6.5MM TI CANCELLOUS BONE SCREW 32MM THREAD/70MM | Trauma | EA
409630 | 10886982209917 | 7.3MM TI CANNULATED SCREW FULLY THREADED/30MM | Trauma | EA
04233121S | 10886982290243 | RFNA / 11MM / 200MM PERIPROSTHETIC BEND / STERILE | Trauma | EA
02424053S | 10886982329981 | 2.4MM VOLT(TM) T-PLATE 3H HEAD/6H/53MM/STERILE | Trauma | EA
418070 | 10886982214638 | 6.5MM TI CANCELLOUS BONE SCREW FULLY THREADED/70MM | Trauma | EA
03118002 | 10886982073310 | LARGE COMPRESSION FORCEPS WITH SPEED LOCK | Trauma | EA
218040 | 10886982155917 | 6.5MM CANCELLOUS BONE SCREW FULLY THREADED/40MM | Trauma | EA
04424136 | 10886982318480 | 2.4MM VOLT(TM) CORTEX SCREW 36MM T8 | Trauma | EA
04112018 | 10886982102485 | 3.5MM TI LCP SUP ANT CLAVICLE PL W/LAT EXTN 7H/RT/123MM | Trauma | EA
04420150 | 10886982317421 | 2.0MM VOLT(TM) CORTEX SCREW 50MM T6 | Trauma | EA
02527309 | 10886982333261 | 2.7MM VOLT(TM) LOCKING SCREW 9MM T8 | Trauma | EA
04535116 | 10886982325792 | 3.5MM VOLT(TM) CORTEX SCREW 16MM T15 | Trauma | EA
212215 | 10886982152220 | 5.0MM LOCKING SCREW SLF-TPNG WITH T25 STARDRIVE RECESS 42MM | Trauma | EA
208085 | 10886982148940 | 7.0MM CANNULATED SCREW 16MM THREAD/85MM | Trauma | EA
04005418 | 10886982085306 | 4.0MM TI LOCKING SCREW W/T25 STARDRIVE 28MM FOR IM NAILS | Trauma | EA
04226317 | 10886982122841 | 2.4MM TI HEADLESS COMPRESSION SCREW-LONG THREAD 17MM | Trauma | EA
214754 | 10886982154484 | 4.5MM CANNULATED SCREW FULLY THREADED/54MM | Trauma | EA
02535068S | 10886982328236 | 3.5MM VOLT(TM) RECON PLATE 18H/214MM/STERILE | Trauma | EA
02535006S | 10886982328892 | 3.5MM VOLT(TM) STRAIGHT PLATE 6H/85MM/STERILE | Trauma | EA
02127136TS | 10886982306951 | 3.5MM VARIABLE ANGLE LOCKING SCREW/SLF-TPNG/STRDRV/36MM | Trauma | EA
413028 | 10886982211798 | 3.5MM TI LOCKING SCREW SELF-TAPPING 28MM | Trauma | EA
02112915 | 10886982280008 | 2.7MM VA LCP BUTTON HOOK PLATE 15MM/ RIGHT | Trauma | EA
02150435SHA | 10886982304698 | 4.0MM SELF-DRILLING SCHANZ SCREW 35MM THRD/150MM/HA STER | Trauma | EA
223621 | 10886982158031 | 3.5MM LCP PLATE 12 HOLES 163MM | Trauma | EA
04031024S | 10886982093998 | 5.0MM TI RECON SCREW W/T25 STARDRIVE 70MM-STERILE | Trauma | EA
04535022S | 10886982328786 | 3.5MM VOLT(TM) STRAIGHT PLATE 22H/293MM/STERILE | Trauma | EA
406026 | 10886982207548 | 4.0MM TI CANCELLOUS BONE SCREW FULLY THREADED/26MM | Trauma | EA
209740S | 10886982150974 | 7.3MM CANNULATED SCREW FULLY THREADED/140MM-STERILE | Trauma | EA
407742 | 10886982208705 | 4.0MM TI CANNULATED SCREW LONG THREAD/42MM | Trauma | EA
42231014S | 10886982259226 | 5.0MM PERIPR VAL SCR/14MM OPTILINK(TM)/STRDRV/STERILE | Trauma | EA
200810 | 10886982141507 | 1.5MM CORTEX SCREW SELF-TAPPING 10MM | Trauma | EA
04233005S | 10886982288325 | END CAP FOR RFNA / 5MM STERILE | Trauma | EA
02107410 | 10886982029447 | 2.7MM/3.5MM VA-LCP X-ARTICLR PROXIMAL ULNA PL 10H/RT/184MM | Trauma | EA
04233143S | 10886982290335 | RFNA / 11MM / 420MM PERIPROSTHETIC BEND / STERILE | Trauma | EA
04527320TS | 10886982323491 | 2.7MM VOLT(TM) LOCKING SCREW 20MM T8 STERILE | Trauma | EA
03227042 | 10886982077257 | 6.0MM CANNULATED DRILL BIT F/6.5MM HDLSS COMPRESSION SCR | Trauma | EA
04045234 | 10886982293251 | LOCKING SCREW FOR IM NAIL Ø 4MM/ 34MM/ XL25 | Trauma | EA
04536012 | 10886982327826 | 3.5MM VOLT(TM) METAPHYSEAL PL 12H/156MM | Trauma | EA
02535632TS | 10886982321503 | 4.0MM VOLT(TM) CANC SCR 32MM PART THRD T15 STERILE | Trauma | EA
02210138 | 10886982053121 | 2.4MM VA LCKNG SCREW SLF-TPNG WITH STARDRIVE RECESS 38MM | Trauma | EA
409860 | 10886982210159 | 7.3MM TI CANNULATED SCREW 32MM THREAD/60MM | Trauma | EA
204860 | 10886982146502 | 3.5MM CORTEX SCREW SELF-TAPPING 60MM | Trauma | EA
04045060TS | 10886982302779 | LOCKING SCREW FOR IM NAIL Ø 5.0MM / L 60MM / XL25/ STER | Trauma | EA
02527003 | 10886982330352 | 2.7MM VOLT(TM) COMP STRGHT PL 7H/55MM | Trauma | EA
02127260 | 10886982043665 | 3.5MM VA-LCP PROX TIBIA PLATE SMALL BEND/14H/237MM/RIGHT | Trauma | EA
04420322 | 10886982317742 | 2.0MM VOLT(TM) LOCKING SCREW 22MM T6 | Trauma | EA
409680 | 10886982210012 | 7.3MM TI CANNULATED SCREW FULLY THREADED/80MM | Trauma | EA
02120702 | 10886982040220 | 3.5MM LCP POSTEROMEDIAL PROXIMAL TIBIA PLATE 2H/79MM | Trauma | EA
414744 | 10886982213440 | 4.5MM TI CANNULATED SCREW FULLY THREADED/44MM | Trauma | EA
02124217 | 10886982042637 | 3.5MM LCP PROXIMAL TIBIA PLATE LOW BEND 12 HOLES/180MM/LEFT | Trauma | EA
02527108TS | 10886982322074 | 2.7MM VOLT(TM) CORTEX SCREW 8MM T8 STERILE | Trauma | EA
42231270TS | 10886982307040 | 5.0MM VAL SCREW/OPTILINK(TM) SLF-TPNG/STRDRV/70MM/STER | Trauma | EA
02130104 | 10886982044242 | 1.3MM LOCKING SCREW SLF-TPNG WITH T4 STARDRIVE RECESS 4MM | Trauma | EA
04227285S | 10886982124999 | 6.5MM TI HEADLESS COMPRESSION SCR/32MM THRD/85MM-STERILE | Trauma | EA
03311910 | 10886982079367 | CARBON FIBER FOOT RING 100MM DIAMETER/SHORT | Trauma | EA
20135897 | 10886982141835 | 2.0MM CORTEX SCREW SLF-TPNG WITH STARDRIVE RECESS 8MM | Trauma | EA
207632 | 10886982148209 | 4.0MM CANNULATED SCREW SHORT THREAD/32MM | Trauma | EA
02205090 | 10886982049803 | 5.0MM CANNULATED LOCKING SCREW 90MM | Trauma | EA
41991 | 10886982214775 | TI WASHER 10.0MM | Trauma | EA
02226232S | 10886982059031 | 2.4MM HEADLESS COMPRESSION SCR 32MM/SHORT THREAD-STERILE | Trauma | EA
02535012S | 10886982328618 | 3.5MM VOLT(TM) STRAIGHT PLATE 12H/163MM/STERILE | Trauma | EA
04003026S | 10886982081568 | 6.5MM TI RECON SCREW WITH T25 STARDRIVE 80MM-STERILE | Trauma | EA
04424002S | 10886982334312 | 2.4MM VOLT(TM) COMPACT STRT PL 6H/44MM/STERILE | Trauma | EA
402230 | 10886982205841 | 2.7MM TI LOCKING SCR SLF-TPNG WITH T8 STARDRIVE RECESS-30MM | Trauma | EA
29448 | 10886982181480 | 4.0MM SCHANZ SCREW SPADE POINT 150MM | Trauma | EA
04005534S | 10886982086037 | 5.0MM TI LOCKING SCREW W/T25 STARDRIVE 44MM F/IM NAIL-STER | Trauma | EA
22609 | 10886982158970 | 4.5MM BROAD DCP® PLATE 9 HOLES/151MM | Trauma | EA
03211001 | 10886982075994 | 2.4/2.7MM VA-LCP PLATE HOLDING PINS | Trauma | EA
03008001 | 10886982066800 | RADIOGRAPHIC RULER FOR TI CANN HINDFOOT ARTHRODESIS NAIL-EX | Trauma | EA
04424365TS | 10886982346131 | 2.4MM VOLT(TM) LOCKING SCREW 65MM T8 STERILE | Trauma | EA
04111651 | 10886982101921 | 2.4MM TI VA-LCP 2-CLMN VLR DST RADIUS PL 6H HD/5H SHAFT/LT | Trauma | EA
02536034S | 10886982329172 | 3.5MM VOLT(TM) T-PLATE 4H HEAD/4H SHAFT/56MM/STERILE | Trauma | EA
04130008 | 10886982112255 | 1.3MM TI CORTEX SCREW SLF-TPNG WITH T4 STARDRIVE RECESS 8MM | Trauma | EA
02527328TS | 10886982333100 | 2.7MM VOLT(TM) LOCKING SCREW 28MM T8 STERILE | Trauma | EA
04226211S | 10886982122353 | 2.4MM TI HDLSS COMPRESSION SCR 11MM/SHORT THREAD-STERILE | Trauma | EA
04535860S | 10886982321916 | 4.0MM VOLT(TM) CANC SCR 60MM FULL THRD T15 STERILE | Trauma | EA
04205275 | 10886982116536 | 5.0MM TI CANNULATED CONICAL SCREW 75MM | Trauma | EA
02226130 | 10886982058461 | 3.0MM HEADLESS COMPRESSION SCREW-LONG THREAD 30MM | Trauma | EA
04227265S | 10886982124913 | 6.5MM TI HEADLESS COMPRESSION SCR/32MM THRD/65MM-STERILE | Trauma | EA
04538506S | 10886982344724 | 3.5 VOLT(TM) PROX HUM PLATE LONG/6H/160MM/STERILE | Trauma | EA
02535087S | 10886982327710 | 3.5MM VOLT(TM) 1/3 TUBULAR PL 7H/83MM/STERILE | Trauma | EA
42231224 | 10886982259349 | 5.0MM VAL SCREW/OPTILINK(TM) SLF-TPNG/STRDRV/24MM | Trauma | EA
208423 | 10886982149305 | 6.5MM CANNULATED SCREW 16MM THREAD 140MM | Trauma | EA
04424318 | 10886982318961 | 2.4MM VOLT(TM) LOCKING SCREW 18MM T8 | Trauma | EA
02127142TS | 10886982307132 | 3.5MM VARIABLE ANGLE LOCKING SCREW/SLF-TPNG/STRDRV/42MM | Trauma | EA
02240290 | 10886982064035 | 3.7MM CANNULATED CONICAL SCREW 25MM THREAD/90MM | Trauma | EA
02117606 | 10886982037046 | 2.7MM/3.5MM VA-LCP EXT MEDL DSTL HUM PL 6H/RT/137MM-XLNG | Trauma | EA
04211036 | 10886982119100 | 2.7MM TI VA LCKNG SCR SLF-TPNG WITH T8 STARDRIVE RECESS 36MM | Trauma | EA
02100104 | 10886982028396 | 3.5MM LOCKING LOW PROFILE RECON PLATE 4 HOLES | Trauma | EA
214042 | 10886982153531 | 4.5MM CORTEX SCREW 42MM | Trauma | EA
202720 | 10886982144539 | 3.0MM CANNULATED SCREW LONG THREAD/20MM | Trauma | EA
04210130 | 10886982118660 | 2.4MM TI VA LOCKING SCREW STARDRIVE 30MM | Trauma | EA
418015 | 10886982214492 | 6.5MM TI CANCELLOUS BONE SCREW WITH 4.0MM CORE DIA/90MM | Trauma | EA
04214120 | 10886982120939 | 1.5MM TI CORTEX SCR SLF-TPNG WITH T4 STARDRIVE RECESS 20MM | Trauma | EA
04527014S | 10886982335098 | 2.7MM VOLT(TM) STRAIGHT PLATE 14H/144MM/STERILE | Trauma | EA
02130363 | 10886982045539 | 2.0MM VAL 1ST METACARPAL PL DORSAL | Trauma | EA
201770TS | 10886982262981 | 2.4MM CORTEX SCREW SLF-TPNG WITH T8 STARDRIVE 20MM STERILE | Trauma | EA
04111550 | 10886982101662 | 2.4MM TI VA-LCP 2-COL DSTL RAD PL NRW 6H HD/5H SHAFT/RT | Trauma | EA
418050 | 10886982214591 | 6.5MM TI CANCELLOUS BONE SCREW FULLY THREADED 50MM | Trauma | EA
04226660S | 10886982123633 | 4.5MM TI HEADLESS COMPRESSION SCR/SHORT THRD/60MM-STERILE | Trauma | EA
209060 | 10886982150295 | 7.0MM CANNULATED SCREW 32MM THREAD/60MM | Trauma | EA
02112123 | 10886982033673 | 2.7MM/3.5MM LCP POSTLAT DISTAL FIBULA PLATE 11H/LEFT/181MM | Trauma | EA
401820 | 10886982205025 | 2.0MM TI CORTEX SCREW SELF-TAPPING 20MM | Trauma | EA
208930 | 10886982150097 | 7.3MM CANNULATED SCREW 16MM THREAD/130MM | Trauma | EA
414838 | 10886982213693 | 4.5MM TI CORTEX SCREW SELF-TAPPING 38MM | Trauma | EA
04005616S | 10886982086495 | 6.0MM TI LOCKING SCREW W/T25 STARDRIVE 26MM F/IM NAIL-STER | Trauma | EA
207926 | 10886982148698 | 4.0MM CANCELLOUS BONE SCREW 5.0MM HEAD-PART THRDD/26MM | Trauma | EA
03133109 | 10886982269997 | 3.5MM DRILL BIT QC 150MM | Trauma | EA
04124406 | 10886982110848 | 4.5MM TI VA-LCP CRVD CONDYLAR PLATE/6 HOLE/159MM/RIGHT | Trauma | EA
241681 | 10886982167477 | 2.4MM LCP® RADIAL HEAD RIM PLATE 2 HOLES-LEFT | Trauma | EA
04227325S | 10886982125156 | 6.5MM TI HEADLESS COMPRESSION SCR/32MM THRD/125MM-STERILE | Trauma | EA
02130208 | 10886982044624 | 1.5MM VA-LCKNG SCREW SLF-TPNG WITH T4 STARDRIVE RECESS 8MM | Trauma | EA
04424165 | 10886982339522 | 2.4MM VOLT(TM) CORTEX SCREW 65MM T8 | Trauma | EA
02424027 | 10886982336859 | 2.4MM VOLT(TM) ADPTN COMBI PL 6H/54MM | Trauma | EA
22405 | 10886982158192 | 4.5MM NARROW DCP® PLATE 5 HOLES/87MM | Trauma | EA
02527306TS | 10886982333216 | 2.7MM VOLT(TM) LOCKING SCREW 6MM T8 STERILE | Trauma | EA
206075 | 10886982147417 | 4.0MM CANCELLOUS BONE SCREW FULLY THREADED/75MM | Trauma | EA
240045 | 10886982164612 | 4.5MM LCP PROXIMAL TIBIA PLATE 12 HOLES/226MM-LEFT | Trauma | EA
02117801 | 10886982037381 | 2.7MM/3.5MM VA-LCP LAT DISTAL HUMERUS PL 1H/RT/69MM-SHORT | Trauma | EA
02226329 | 10886982059369 | 2.4MM HEADLESS COMPRESSION SCREW-LONG THREAD 29MM | Trauma | EA
408432 | 10886982209122 | 6.5MM TI CANNULATED SCREW 32MM THREAD 50MM | Trauma | EA
02535018S | 10886982328717 | 3.5MM VOLT(TM) STRAIGHT PLATE 18H/241MM/STERILE | Trauma | EA
02240085 | 10886982063694 | 3.7MM CANNULATED LOCKING SCREW 85MM | Trauma | EA
24319 | 10886982169013 | 2.0MM STRAIGHT PLATE 20 HOLES/100MM | Trauma | EA
04152440 | 10886982304278 | 4.0MM TI BLUNTED POINT SCHANZ SCREW 40MM THRD/150MM | Trauma | EA
209485 | 10886982150615 | 7.0MM CANNULATED SCREW FULLY THREADED/85MM | Trauma | EA
03311380 | 10886982078766 | TI 5/8 RING/200MM DIAMETER | Trauma | EA
02111300 | 10886982031587 | 2.4MM VAL INTERCARPAL FUSION PLATE/6 HOLE/15MM | Trauma | EA
04005466S | 10886982085795 | 4.0MM TI LOCKING SCREW W/T25 STARDRIVE 76MM F/IM NAILS-STER | Trauma | EA
02221060S | 10886982055644 | CRIMP SLEEVE FOR 2.0MM CABLE STERILE | Trauma | EA
02240046 | 10886982063571 | 3.7MM CANNULATED LOCKING SCREW 46MM | Trauma | EA
413380 | 10886982212146 | 5.0MM TI LOCKING HEAD SCREW SELF-TAPPING 80MM | Trauma | EA
SD398034 | 10886982344250 | HOOK - 10MM UPRIGHT REDUCTION CLAMP | Trauma | EA
402828 | 10886982206589 | 2.7MM TI CORTEX SCREW SELF-TAPPING 28MM | Trauma | EA
04221518 | 10886982121097 | 5.0MM TI PERIPROSTHETIC LCKNG SCREW SLF-TPNG STARDRIVE 18MM | Trauma | EA
02118568 | 10886982039743 | 2.7MM METAPHYSEAL SCR SLF-TPNG W/T8 STRDRV RECESS 68MM | Trauma | EA
03110027 | 10886982071972 | GUIDE BLOCK FOR VOLAR COLUMN PLATE/6 HOLE HEAD/LEFT | Trauma | EA
02535136TS | 10886982324535 | 3.5MM VOLT(TM) CORTEX SCREW 36MM T15 STERILE | Trauma | EA
04424109TS | 10886982318114 | 2.4MM VOLT(TM) CORTEX SCREW 9MM T8 STERILE | Trauma | EA
204120 | 10886982145765 | 3.5MM CORTEX SCREW 120MM | Trauma | EA
04123025 | 10886982110268 | 3.5MM TI LCP PERIARTIC PROX HUMERUS PL 6 HOLE/163MM/LT | Trauma | EA
04130207 | 10886982112729 | 1.5MM TI VA-LCKNG SCR SLF-TPNG WITH T4 STARDRIVE RECESS 7MM | Trauma | EA
04206054 | 10886982117045 | 3.5MM TI CRTX SCR/LOW PROF HD SELF-TAPPING/HEXDRIVE/54MM | Trauma | EA
207045 | 10886982147929 | 4.0MM CANCELLOUS BONE SCREW PARTIALLY THREADED/45MM | Trauma | EA
04045380S | 10886982295330 | LOW PROF LCKNG SCREW F/IM NAIL Ø 5.0MM / L 80MM / XL25/ STER | Trauma | EA
02127120TS | 10886982306876 | 3.5MM VARIABLE ANGLE LOCKING SCREW/SLF-TPNG/STRDRV/20MM | Trauma | EA
212323 | 10886982152558 | 3.5MM CONICAL SCREW SLF-TPNG FULLY THREADED 55MM | Trauma | EA
04045218TS | 10886982300867 | LOCKING SCREW FOR IM NAIL Ø 4MM/ 18MM/ XL25/ STERILE | Trauma | EA
241684 | 10886982167507 | 2.4MM LCP® RADIAL HEAD RIM PLATE 4 HOLES-RIGHT | Trauma | EA
02206105S | 10886982050854 | 3.5MM CRTX SCREW/LOW PROF HD SELF-TAPPING/HEXDRV/105MM-STER | Trauma | EA
202846 | 10886982144904 | 2.7MM CORTEX SCREW SELF-TAPPING 46MM | Trauma | EA
04424108TS | 10886982318091 | 2.4MM VOLT(TM) CORTEX SCREW 8MM T8 STERILE | Trauma | EA
02535828 | 10886982320346 | 4.0MM VOLT(TM) CANC SCR 28MM FULL THRD T15 | Trauma | EA
04535330TS | 10886982326546 | 3.5MM VOLT(TM) LOCKING SCREW 30MM T15 STERILE | Trauma | EA
04130159 | 10886982112651 | 1.3MM TI LCKNG STRUT PLATE 8 HOLES-OBLIQUE-LEFT | Trauma | EA
200812 | 10886982141521 | 1.5MM CORTEX SCREW SELF-TAPPING 12MM | Trauma | EA
03311038 | 10886982078018 | SMOOTH WIRE 2.0MM DIA HALF POINT TIP | Trauma | EA
04227035S | 10886982124357 | 6.5MM TI HEADLESS COMPRESSION SCR/16MM THRD/35MM-STERILE | Trauma | EA
412328 | 10886982211378 | 3.5MM TI CONICAL SCREW SLF-TPNG FULLY THREADED 80MM | Trauma | EA
209070 | 10886982150318 | 7.0MM CANNULATED SCREW 32MM THREAD/70MM | Trauma | EA
294796 | 10886982182371 | 6.0MM SELF-DRILLING SCHANZ SCREW 80MM THRD/200MM | Trauma | EA
200813 | 10886982141538 | 1.5MM CORTEX SCREW SELF-TAPPING 13MM | Trauma | EA
68190001 | 10886982338846 | TRAY FOR OPERACE, 2 FROM 2 | Trauma | EA
04226032 | 10886982121806 | 3.0MM TI HEADLESS COMPRESSION SCREW-SHORT THREAD 32MM | Trauma | EA
29265 | 10886982180742 | 2.0MM THREADED GUIDE WIRE 230MM | Trauma | EA
SD216002 | 10886982003065 | 6.5MM CANCELLOUS BONE SCREW 7.0MM SHAFT LENGTH/35MM | Trauma | EA
02127126TS | 10886982306906 | 3.5MM VARIABLE ANGLE LOCKING SCREW/SLF-TPNG/STRDRV/26MM | Trauma | EA
04527380S | 10886982324238 | 2.7MM VOLT(TM) LOCKING SCREW 80MM T8 STERILE | Trauma | EA
04117303 | 10886982105905 | 2.7MM/3.5MM TI VA-LCP POSTLAT DSTL HUM PL 3H/LT/75MM-SHORT | Trauma | EA
03110028 | 10886982071989 | GUIDE BLOCK FOR VOLAR COLUMN PLATE/7 HOLE HEAD/RIGHT | Trauma | EA
03311092 | 10886982078261 | EYE BOLT | Trauma | EA
02127138 | 10886982043238 | 3.5MM VARIABLE ANGLE LOCKING SCREW/SLF-TPNG/STRDRV/38MM | Trauma | EA
04211238 | 10886982119674 | 2.4/2.7MM TI VA-LCP FIRST MTP FUSION PL/MED/5 DEG/RIGHT | Trauma | EA
04424190 | 10886982339577 | 2.4MM VOLT(TM) CORTEX SCREW 90MM T8 | Trauma | EA
04150425 | 10886982304070 | 4.0MM TI SELF-DRILLING SCHANZ SCREW 25MM THRD/150MM | Trauma | EA
02527352 | 10886982333636 | 2.7MM VOLT(TM) LOCKING SCREW 52MM T8 | Trauma | EA
218009 | 10886982155764 | 6.5MM CANCELLOUS BONE SCREW WITH 4.0MM CORE DIA/60MM | Trauma | EA
402732 | 10886982206428 | 3.0MM TI CANNULATED SCREW LONG THREAD/32MM | Trauma | EA
241683 | 10886982167491 | 2.4MM LCP® RADIAL HEAD RIM PLATE 3 HOLES-LEFT | Trauma | EA
04210122 | 10886982118585 | 2.4MM TI VA LOCKING SCREW STARDRIVE 22MM | Trauma | EA
02206095S | 10886982050816 | 3.5MM CRTX SCREW/LOW PROF HD SELF-TAPPING/HEXDRV/95MM-STER | Trauma | EA
402621 | 10886982206107 | 3.0MM TI CANNULATED SCREW SHORT THREAD/21MM | Trauma | EA
02424068S | 10886982337382 | 2.4MM VOLT(TM) HOOK PLATE 10H/89MM/STERILE | Trauma | EA
439943 | 10886982219282 | 3.5MM TI LCP® PROXIMAL TIBIA PLATE 12 HOLES/185MM-LEFT | Trauma | EA
209685 | 10886982150844 | 7.3MM CANNULATED SCREW FULLY THREADED/85MM | Trauma | EA
04045420 | 10886982293879 | LOW PROF LCKNG SCREW F/IM NAIL Ø 5.0MM / L 120MM / XL25 | Trauma | EA
02211220 | 10886982054029 | 2.4MM/2.7MM VA-LOCKING NAVICULAR PLATE | Trauma | EA
02130253 | 10886982044815 | 1.5MM VAL Y-PLATE 3 HOLES HD-7 HOLES SHAFT | Trauma | EA
03430015 | 10886982336163 | REDUCTION FORCEPS/ TOOTHED LONG RATCHET/ 143MM | Trauma | EA
02226212 | 10886982058645 | 2.4MM HEADLESS COMPRESSION SCREW-SHORT THREAD 12MM | Trauma | EA
206448 | 10886982147646 | 4.0MM CORTEX SCREW SELF-TAPPING 48MM | Trauma | EA
02112139 | 10886982033918 | 2.7MM/3.5MM LCP LATERAL DISTAL FIBULA PLATE 4H/LEFT/86MM | Trauma | EA
03122056 | 10886982074867 | INSERTION GUIDE WITH NOSE | Trauma | EA
04003034S | 10886982081728 | 6.5MM TI RECON SCREW WITH T25 STARDRIVE 120MM-STERILE | Trauma | EA
281012 | 10886982176400 | 130 DEG DHS® PLATE-STANDARD BARREL 12 HOLES/206MM | Trauma | EA
04527165 | 10886982323149 | 2.7MM VOLT(TM) CORTEX SCREW 65MM T8 | Trauma | EA
282691 | 10886982179562 | 150 DEG LCP® DHHS(TM) SIDEPLATE-SHORT BARREL 2 HOLES | Trauma | EA
04527306 | 10886982323200 | 2.7MM VOLT(TM) LOCKING SCREW 6MM T8 | Trauma | EA
208464 | 10886982149657 | 6.5MM CANNULATED SCREW FULLY THREADED 40MM | Trauma | EA
02535346 | 10886982325495 | 3.5MM VOLT(TM) LOCKING SCREW 46MM T15 | Trauma | EA
401814 | 10886982204967 | 2.0MM TI CORTEX SCREW SELF-TAPPING 14MM | Trauma | EA
60536006 | 10886982345370 | 2.7/3.5 VOLT(TM) PLATES 1 HIGH 2/3 WIDTH ALUM TRAY | Trauma | EA
02127210 | 10886982043467 | 3.5MM VA-LCP PROX TIBIA PLATE SMALL BEND/4H/87MM/RIGHT | Trauma | EA
205232 | 10886982147103 | 3.5MM CANNULATED SCREW FULLY THREADED/32MM | Trauma | EA
04046730S | 10886982302083 | RECON SCREW FOR IM NAIL Ø 6.5MM/ 130MM/ XL40/ STERILE | Trauma | EA
42231010 | 10886982259561 | 5.0MM PERIPR VAL SCR/10MM OPTILINK(TM)/SLF-TPNG/STRDRV | Trauma | EA
04211247 | 10886982119858 | 2.4/2.7MM TI VA-LCP FIRST TMT FUSION PLATE/LARGE | Trauma | EA
04227115 | 10886982124661 | 6.5MM TI HEADLESS COMPRESSION SCREW/16MM THREAD/115MM | Trauma | EA
04252540SHA | 10886982305343 | 5.0MM TI BLUNTED POINT SCHANZ SCREW 40MM THRD/250MM/HA STER | Trauma | EA
02231022S | 10886982258373 | 5.0MM VA POSITIONING PIN STERILE | Trauma | EA
04045220S | 10886982294753 | LOCKING SCREW FOR IM NAIL Ø 4MM/ 20MM/ XL25/ STERILE | Trauma | EA
02240036 | 10886982063526 | 3.7MM CANNULATED LOCKING SCREW 36MM | Trauma | EA
429431 | 10886982217646 | 4.5MM TI LCP(TM) STRAIGHT RECON PLATE 13 HOLES/246MM | Trauma | EA
03535350S | 10886982336651 | 3.5MM VOLT(TM) DRILL BIT AO QUICK COUPLING 150MM/ STER | Trauma | EA
02118307 | 10886982038760 | 2.7MM VA-LCP DISTAL TIBIA T-PLATE/6 HOLES | Trauma | EA
02210148 | 10886982053176 | 2.4MM VA LCKNG SCREW SLF-TPNG WITH STARDRIVE RECESS 48MM | Trauma | EA
282610 | 10886982178664 | 135 DEG LCP® DHHS(TM) SIDEPLATE-STD BARREL 2 HOLES | Trauma | EA
04420307TS | 10886982317476 | 2.0MM VOLT(TM) LOCKING SCREW 7MM T6 STERILE | Trauma | EA
217075 | 10886982155603 | 6.5MM CANCELLOUS BONE SCREW 32MM THREAD/75MM | Trauma | EA
04527318 | 10886982323446 | 2.7MM VOLT(TM) LOCKING SCREW 18MM T8 | Trauma | EA
02240270 | 10886982063991 | 3.7MM CANNULATED CONICAL SCREW 25MM THREAD/70MM | Trauma | EA
02226624 | 10886982059543 | 4.5MM HEADLESS COMPRESSION SCREW/SHORT THREAD/24MM | Trauma | EA
02424005S | 10886982329769 | 2.4MM VOLT(TM) COMPACT STRT PL 10H/70MM/STERILE | Trauma | EA
02226215S | 10886982058713 | 2.4MM HEADLESS COMPRESSION SCR 15MM/SHORT THREAD-STERILE | Trauma | EA
408835 | 10886982209658 | 7.3MM TI CANNULATED SCREW 16MM THREAD/35MM | Trauma | EA
04045370TS | 10886982301086 | LOW PROF LCKNG SCREW F/IM NAIL Ø 5.0MM / L 70MM / XL25/ STER | Trauma | EA
212828 | 10886982152916 | 2.4MM LOCKING SCREW SLF-TPNG WITH STARDRIVE RECESS 28MM | Trauma | EA
241161 | 10886982166012 | 3.5MM LCP T-PLATE 4H HEAD/ 6H SHAFT/78MM-RIGHT ANGLE | Trauma | EA
04045542TS | 10886982301284 | LOW PROF LCKNG SCREW F/IM NAIL Ø 4.0MM / L 42MM / XL25/ STER | Trauma | EA
242814 | 10886982168924 | 4.5MM LCP® PROXIMAL FEMUR PLATE 14 HOLES/355MM-RIGHT | Trauma | EA
412216 | 10886982211002 | 5.0MM TI LOCKING SCR SLF-TPNG WITH T25 STARDRIVE RECESS 44MM | Trauma | EA
02240254 | 10886982063946 | 3.7MM CANNULATED CONICAL SCREW 25MM THREAD/54MM | Trauma | EA
02118405 | 10886982038883 | 2.7MM VA-LCP LATERAL DISTAL FIBULA PLATE/5 HOLES/LEFT | Trauma | EA
03110011 | 10886982071866 | ATTACHMENT SCREW FOR GUIDE BLOCK T8 | Trauma | EA
02123025 | 10886982042132 | 3.5MM LCP PERIARTICULAR PROX HUMERUS PL 6 HOLE/163MM/LT | Trauma | EA
02221514 | 10886982055842 | 5.0MM PERIPROSTHETIC LOCKING SCREW SLF-TPNG STARDRIVE 14MM | Trauma | EA
04152460 | 10886982304315 | 4.0MM TI BLUNTED POINT SCHANZ SCREW 60MM THRD/150MM | Trauma | EA
02207604 | 10886982052339 | 7.3MM CANNULATED SCFE SCREW 10MM THREAD/65MM | Trauma | EA
200527 | 10886982141279 | 1.0MM CORTEX SCREW SELF-TAPPING 7MM | Trauma | EA
449938 | 10886982224507 | 2.0MM TI LC-DCP® PLATE 8 HOLES/48MM | Trauma | EA
02240030 | 10886982063496 | 3.7MM CANNULATED LOCKING SCREW 30MM | Trauma | EA
04420026 | 10886982330970 | 2.0MM VOLT(TM) ADAPTION PLATE 6H/33MM | Trauma | EA
04535322TS | 10886982326461 | 3.5MM VOLT(TM) LOCKING SCREW 22MM T15 STERILE | Trauma | EA
40181396 | 10886982204950 | 2.0MM TI CORTEX SCREW SELF-TAPPING 13MM | Trauma | EA
39266 | 10886982198747 | 8.0MM THREADED ROD 350MM | Trauma | EA
SD03130325 | 10886982350411 | IM NAIL FREEHAND DRILL GUIDE | Trauma | EA
202232 | 10886982144072 | 2.7MM LOCKING SCREW SLF-TPNG WITH T8 STARDRIVE RECESS 32MM | Trauma | EA
02222148 | 10886982056054 | 5.0MM VA LOCKING SCREW SLF-TPNG W/T25 STARDRIVE/48MM | Trauma | EA
04210126 | 10886982118622 | 2.4MM TI VA LOCKING SCREW STARDRIVE 26MM | Trauma | EA
02206252S | 10886982051332 | 3.5MM CRTX SCREW/LOW PROF HD SELF-TAPPING/STRDRV/52MM-STER | Trauma | EA
02130326S | 10886982260536 | 2.0MM VA-LCKNG SCREW SLF-TPNG W/T6 STRDRV RECESS 26MM-STER | Trauma | EA
02226224S | 10886982058898 | 2.4MM HEADLESS COMPRESSION SCR 24MM/SHORT THREAD-STERILE | Trauma | EA
02527142TS | 10886982332226 | 2.7MM VOLT(TM) CORTEX SCREW 42MM T8 STERILE | Trauma | EA
208140 | 10886982149053 | 7.0MM CANNULATED SCREW 16MM THREAD/140MM | Trauma | EA
202728 | 10886982144614 | 3.0MM CANNULATED SCREW LONG THREAD/28MM | Trauma | EA
04170530SHA | 10886982305534 | 5.0MM TI SELF-DRILLING SCHANZ SCREW 30MM THRD/175MM/HA STER | Trauma | EA
235721 | 10886982160157 | 100 DEG ADOLESCENT OSTEOTOMY PLATE 60MM/15MM | Trauma | EA
406465 | 10886982207951 | 4.0MM TI CORTEX SCREW SELF-TAPPING/65MM | Trauma | EA
208970S | 10886982150219 | 7.3MM CANNULATED SCREW 16MM THREAD/170MM-STERILE | Trauma | EA
04206056 | 10886982117083 | 3.5MM TI CRTX SCR/LOW PROF HD SELF-TAPPING/HEXDRIVE/56MM | Trauma | EA
04535136TS | 10886982326003 | 3.5MM VOLT(TM) CORTEX SCREW 36MM T15 STERILE | Trauma | EA
02117702 | 10886982037183 | 2.7MM/3.5MM VA-LCP EXT MEDL DSTL HUM PL 2H/LT/85MM-MED | Trauma | EA
02535322TS | 10886982325266 | 3.5MM VOLT(TM) LOCKING SCREW 22MM T15 STERILE | Trauma | EA
04206060 | 10886982117120 | 3.5MM TI CRTX SCR/LOW PROF HD SELF-TAPPING/HEXDRIVE/60MM | Trauma | EA
249698 | 10886982171405 | 2.7MM LCP(TM) L-PLATE OBLIQUE RIGHT 2H HEAD/4H SHAFT | Trauma | EA
04130156 | 10886982112590 | 1.3MM TI LCKNG PHALANGE HEAD PLATE-RIGHT | Trauma | EA
40082296 | 10886982203854 | 1.5MM TI CORTEX SCREW SELF-TAPPING 22MM | Trauma | EA
04527360TS | 10886982346209 | 2.7MM VOLT(TM) LOCKING SCREW 60MM T8 STERILE | Trauma | EA
03311940 | 10886982079404 | CARBON FIBER FOOT RING 100MM DIAMETER/LONG | Trauma | EA
02170530SHA | 10886982304865 | 5.0MM SELF-DRILLING SCHANZ SCREW 30MM THRD/175MM/HA STER | Trauma | EA
280400 | 10886982175434 | DHS®/DCS® LAG SCREW 12.7MM THREAD/140MM | Trauma | EA
02240238 | 10886982063861 | 3.7MM CANNULATED CONICAL SCREW 25MM THREAD/38MM | Trauma | EA
423412 | 10886982216014 | 3.5MM TI LCP® METAPHYSEAL PLATE 12 HOLES | Trauma | EA
02226240S | 10886982059116 | 2.4MM HEADLESS COMPRESSION SCR 40MM/SHORT THREAD-STERILE | Trauma | EA
207938 | 10886982148759 | 4.0MM CANCELLOUS BONE SCREW 5.0MM HEAD-PART THRDD/38MM | Trauma | EA
242102 | 10886982167903 | 4.5MM LCP® PROXIMAL FEMUR PLATE 2 HOLES/139MM-LEFT | Trauma | EA
04114513 | 10886982104687 | 1.5MM TI LCP Y-PLATE/3H HEAD 8 HOLE SHAFT WITH GUIDES | Trauma | EA
02424032S | 10886982329905 | 2.4MM VOLT(TM) ADAPTION PLATE 12H/75MM/STERILE | Trauma | EA
397993 | 10886982201287 | TOMOFIX OSTEOTOMY CHISEL 15MM WIDTH | Trauma | EA
412212 | 10886982210968 | 5.0MM TI LOCKING SCR SLF-TPNG WITH T25 STARDRIVE RECESS 36MM | Trauma | EA
207628 | 10886982148186 | 4.0MM CANNULATED SCREW SHORT THREAD/28MM | Trauma | EA
04424134 | 10886982318466 | 2.4MM VOLT(TM) CORTEX SCREW 34MM T8 | Trauma | EA
04226015 | 10886982121486 | 3.0MM TI HEADLESS COMPRESSION SCREW-SHORT THREAD 15MM | Trauma | EA
02221110 | 10886982275493 | 3.5/4.5MM VA PPFX PROX FEMUR PLATE/2HOLES/RIGHT | Trauma | EA
447370 | 10886982223951 | 2.7MM TI LCP(TM) ADAPTION PL 12 HOLES/97MM | Trauma | EA
202626 | 10886982144379 | 3.0MM CANNULATED SCREW SHORT THREAD/26MM | Trauma | EA
04045558 | 10886982294234 | LOW PROF LCKNG SCREW F/IM NAIL Ø 4.0MM / L 58MM / XL25 | Trauma | EA
29455 | 10886982181558 | 5.0MM SCHANZ SCREW BLUNTED TROCAR POINT 170MM | Trauma | EA
241455 | 10886982167293 | 3.5MM LCP® ANTEROLATERAL DISTAL TIBIA PL 19 HOLES/LEFT | Trauma | EA
02118550 | 10886982039569 | 2.7MM METAPHYSEAL SCR SLF-TPNG W/T8 STRDRV RECESS/50MM | Trauma | EA
SD03211002 | 10886982258779 | 2.0MM VARIABLE ANGLE LOCKING DRILL GUIDE | Trauma | EA
04535086 | 10886982327666 | 3.5MM VOLT(TM) 1/3 TUBULAR PL 6H/71MM | Trauma | EA
204075 | 10886982145673 | 3.5MM CORTEX SCREW 75MM | Trauma | EA
02100302 | 10886982028723 | 3.5MM SPRING PLATE/2 HOLES | Trauma | EA
441901 | 10886982222459 | 3.5MM TI LCP® PROXIMAL HUMERUS PLATE-STANDARD 3H SHAFT/90MM | Trauma | EA
02527006 | 10886982330413 | 2.7MM VOLT(TM) STRAIGHT PLATE 6H/64MM | Trauma | EA
24619 | 10886982170514 | 1.5MM STRAIGHT PLATE 20 HOLES/100MM | Trauma | EA
02420006 | 10886982329332 | 2.0MM VOLT(TM) STRAIGHT PLATE 6H/45MM | Trauma | EA
02424004S | 10886982329745 | 2.4MM VOLT(TM) COMPACT STRT PL 8H/57MM/STERILE | Trauma | EA
02214122 | 10886982055538 | 1.5MM CORTEX SCREW SLF-TPNG WITH T4 STARDRIVE RECESS 22MM | Trauma | EA
04005428 | 10886982085405 | 4.0MM TI LOCKING SCREW W/T25 STARDRIVE 38MM FOR IM NAILS | Trauma | EA
04025460S | 10886982090560 | 4.0MM TI ANGULAR STABLE LCKNG SCR T25 70MM F/IM NAILS-STER | Trauma | EA
02250685S | 10886982308597 | 6.0MM SELF-DRILLING SCHANZ SCREW 85MM THRD/250MM/STERILE | Trauma | EA
02206310 | 10886982051707 | 3.5MM CRTX SCREW/LOW PROF HD SELF-TAPPING/STAR DRIVE/110MM | Trauma | EA
02206058 | 10886982050564 | 3.5MM CRTX SCREW/LOW PROF HD SELF-TAPPING/HEX DRIVE/58MM | Trauma | EA
201782 | 10886982142849 | 2.4MM CORTEX SCREW SLF-TPNG WITH T8 STARDRIVE RECESS-32MM | Trauma | EA
04124415 | 10886982111029 | 4.5MM TI VA-LCP CRVD CONDYLAR PLATE/14 HOLE/301MM/LEFT | Trauma | EA
414032 | 10886982212436 | 4.5MM TI CORTEX SCREW 32MM | Trauma | EA
03312811 | 10886982261021 | MAXFRAME(TM) QUICK ADJUST STRUT/SHORT | Trauma | EA
02424160TS | 10886982345783 | 2.4MM VOLT(TM) CORTEX SCREW 60MM T8 STERILE | Trauma | EA
02527110 | 10886982322104 | 2.7MM VOLT(TM) CORTEX SCREW 10MM T8 | Trauma | EA
202844 | 10886982144881 | 2.7MM CORTEX SCREW SELF-TAPPING 44MM | Trauma | EA
02227315 | 10886982061393 | 6.5MM HEADLESS COMPRESSION SCREW/32MM THREAD/115MM | Trauma | EA
04424375S | 10886982319616 | 2.4MM VOLT(TM) LOCKING SCREW 75MM T8 STERILE | Trauma | EA
04045084S | 10886982294647 | LOCKING SCREW FOR IM NAIL Ø 5MM/ 84MM/ XL25/ STERILE | Trauma | EA
04045554S | 10886982295637 | LOW PROF LCKNG SCREW F/IM NAIL Ø 4.0MM / L 54MM / XL25/ STER | Trauma | EA
313351 | 10886982188168 | INSERTION GUIDE/LEFT FOR PCD 313.354/FOR DHP | Trauma | EA
04031022 | 10886982093943 | 5.0MM TI RECON SCREW W/T25 STARDRIVE 60MM | Trauma | EA
04233125S | 10886982290250 | RFNA / 11MM / 240MM PERIPROSTHETIC BEND / STERILE | Trauma | EA
208487 | 10886982149886 | 6.5MM CANNULATED SCREW FULLY THREADED 180MM | Trauma | EA
04172630SHA | 10886982305435 | 6.0MM TI BLUNTED POINT SCHANZ SCREW 30MM THRD/175MM/HA STER | Trauma | EA
04233932S | 10886982288561 | RFNA / 9MM / 320MM STANDARD BEND / STERILE | Trauma | EA
02211242 | 10886982054340 | 2.4/2.7MM VA-LCP FIRST MTP FUSION PL/LRG/5 DEG/RIGHT | Trauma | EA
02226742 | 10886982060228 | 4.5MM HEADLESS COMPRESSION SCREW/LONG THREAD/42MM | Trauma | EA
02420144 | 10886982314802 | 2.0MM VOLT(TM) CORTEX SCREW 44MM T6 | Trauma | EA
312910 | 10886982188007 | GUIDING BLOCK FOR 3.5MM LCP OLECRANON PLATE-RIGHT | Trauma | EA
02127221 | 10886982043528 | 3.5MM VA-LCP PROX TIBIA PLATE SMALL BEND/6H/117MM/LEFT | Trauma | EA
04045060S | 10886982294524 | LOCKING SCREW FOR IM NAIL Ø 5MM/ 60MM/ XL25/ STERILE | Trauma | EA
04527107 | 10886982324993 | 2.7MM VOLT(TM) CORTEX SCREW 7MM T8 | Trauma | EA
02535132TS | 10886982324498 | 3.5MM VOLT(TM) CORTEX SCREW 32MM T15 STERILE | Trauma | EA
03424181S | 10886982336552 | 1.8MM VOLT(TM) DRILL BIT AO QC 145MM/60MM CALIB/STERILE | Trauma | EA
04424352 | 10886982319326 | 2.4MM VOLT(TM) LOCKING SCREW 52MM T8 | Trauma | EA
204824 | 10886982146304 | 3.5MM CORTEX SCREW SELF-TAPPING 24MM | Trauma | EA
04117702 | 10886982106766 | 2.7MM/3.5MM TI VA-LCP EXT MEDL DHP 2H/LT/85MM - MED | Trauma | EA
02424158S | 10886982314192 | 2.4MM VOLT(TM) CORTEX SCREW 58MM T8 STERILE | Trauma | EA
406430 | 10886982207791 | 4.0MM TI CORTEX SCREW SELF-TAPPING/30MM | Trauma | EA
02206275 | 10886982051561 | 3.5MM CRTX SCREW/LOW PROF HD SELF-TAPPING/STAR DRIVE/75MM | Trauma | EA
04025540S | 10886982090720 | 5.0MM TI ANGULAR STABLE LCKNG SCR T25 50MM F/IM NAILS-STER | Trauma | EA
02118003 | 10886982037602 | 2.7/3.5MM VA-LCP MEDIAL DISTAL TIBIA PLATE/4 HOLES/LEFT | Trauma | EA
02538506S | 10886982344564 | 3.5 VOLT(TM) PROX HUM PLATE LONG/6H/160MM/STERILE | Trauma | EA
02206026 | 10886982050205 | 3.5MM CRTX SCREW/LOW PROF HD SELF-TAPPING/HEX DRIVE/26MM | Trauma | EA
03133101 | 10886982269607 | 2.0MM DRILL BIT QC 140MM 60MM CALIBRATION | Trauma | EA
241283 | 10886982166531 | 3.5MM LCP® MEDIAL DISTAL HUMERUS PLATE 3 HOLES-LEFT | Trauma | EA
04424319 | 10886982318985 | 2.4MM VOLT(TM) LOCKING SCREW 19MM T8 | Trauma | EA
04130114 | 10886982112453 | 1.3MM TI LCKNG SCREW SLF-TPNG WITH T4 STARDRIVE RECESS 14MM | Trauma | EA
02118015 | 10886982037848 | 2.7/3.5MM VA-LCP MEDIAL DISTAL TIBIA PLATE/16 HOLES/LEFT | Trauma | EA
03118055S | 10886982073587 | 2.8MM COMPRESSION WIRE 55MM THREAD/200MM LENGTH-STER | Trauma | EA
04535375 | 10886982326850 | 3.5MM VOLT(TM) LOCKING SCREW 75MM T15 | Trauma | EA
02226328 | 10886982059345 | 2.4MM HEADLESS COMPRESSION SCREW-LONG THREAD 28MM | Trauma | EA
04535338 | 10886982326614 | 3.5MM VOLT(TM) LOCKING SCREW 38MM T15 | Trauma | EA
04005420 | 10886982085320 | 4.0MM TI LOCKING SCREW W/T25 STARDRIVE 30MM FOR IM NAILS | Trauma | EA
04424315TS | 10886982318916 | 2.4MM VOLT(TM) LOCKING SCREW 15MM T8 STERILE | Trauma | EA
02112612 | 10886982279354 | 2.7MM VA LCP CLAVICLE PLATE LATERAL/ CS2/ LEFT | Trauma | EA
02250655S | 10886982308573 | 6.0MM SELF-DRILLING SCHANZ SCREW 55MM THRD/250MM/STERILE | Trauma | EA
02152440S | 10886982307750 | 4.0MM BLUNTED POINT SCHANZ SCREW 40MM THRD/150MM/STERILE | Trauma | EA
04150455SHA | 10886982305251 | 4.0MM TI SELF-DRILLING SCHANZ SCREW 55MM THRD/150MM/HA STER | Trauma | EA
04015570S | 10886982089113 | 5.0MM TI DUAL CORE LCKNG SCREW T25 STRDRV 80MM/IM NAILS-STER | Trauma | EA
04130015 | 10886982112323 | 1.3MM TI CORTEX SCREW SLF-TPNG WITH T4 STARDRIVE RECESS 15MM | Trauma | EA
04117802 | 10886982106988 | 2.7MM/3.5MM TI VA-LCP LAT DSTL HUMERUS PL 2H/RT/82MM-MED | Trauma | EA
04045258S | 10886982295248 | LOCKING SCREW FOR IM NAIL Ø 4MM/ 58MM/ XL25/ STERILE | Trauma | EA
204640 | 10886982146007 | 3.5MM PELVIC CORTEX SCREW SELF-TAPPING 40MM | Trauma | EA
02424136 | 10886982315922 | 2.4MM VOLT(TM) CORTEX SCREW 36MM T8 | Trauma | EA
449690 | 10886982224293 | 2.4/2.7MM TI LOCKING HIND/ MIDFOOT PLATE 5 HOLES/31MM | Trauma | EA
04226338 | 10886982123183 | 2.4MM TI HEADLESS COMPRESSION SCREW-LONG THREAD 38MM | Trauma | EA
04015560 | 10886982089045 | 5.0MM TI DUAL CORE LCKNG SCREW T25 STARDRIVE 70MM F/IM NAILS | Trauma | EA
209660 | 10886982150790 | 7.3MM CANNULATED SCREW FULLY THREADED/60MM | Trauma | EA
04118530 | 10886982108944 | 2.7MM TI METAPHYSEAL SCR/SLF- TPNG W/T8 STRDRV RECESS/30MM | Trauma | EA
208865 | 10886982149961 | 7.3MM CANNULATED SCREW 16MM THREAD/65MM | Trauma | EA
04226229 | 10886982122704 | 2.4MM TI HEADLESS COMPRESSION SCREW-SHORT THREAD 29MM | Trauma | EA
02226228 | 10886982058966 | 2.4MM HEADLESS COMPRESSION SCREW-SHORT THREAD 28MM | Trauma | EA
04045576TS | 10886982301604 | LOW PROF LCKNG SCREW F/IM NAIL Ø 4.0MM / L 76MM / XL25/ STER | Trauma | EA
04250655SHA | 10886982305688 | 6.0MM TI SELF-DRILLING SCHANZ SCREW 55MM THRD/250MM/HA STER | Trauma | EA
04233220S | 10886982290816 | RFNA / 12MM / 200MM STANDARD BEND / STERILE | Trauma | EA
02207095 | 10886982051882 | 7.3MM CANNULATED LOCKING SCREW 95MM | Trauma | EA
SD03111700 | 10886982288165 | FIXED ANGLED GUIDE BLOCKS 7 HOLE RIGHT | Trauma | EA
04233934S | 10886982288578 | RFNA / 9MM / 340MM STANDARD BEND / STERILE | Trauma | EA
02152455SHA | 10886982304834 | 4.0MM BLUNTED POINT SCHANZ SCREW 55MM THRD/150MM/HA STER | Trauma | EA
02200022 | 10886982047847 | 3.5MM STARDRIVE CORTEX SCREW SELF-TAPPING 22MM | Trauma | EA
02535645TS | 10886982320025 | 4.0MM VOLT(TM) CANC SCR 45MM PART THRD T15 STERILE | Trauma | EA
03311810 | 10886982079114 | CARBON FIBER HALF RING 100MM DIAMETER | Trauma | EA
223418 | 10886982157676 | 3.5MM LCP® METAPHYSEAL PLATE 18 HOLES | Trauma | EA
207030 | 10886982147899 | 4.0MM CANCELLOUS BONE SCREW PARTIALLY THREADED/30MM | Trauma | EA
02424352TS | 10886982316776 | 2.4MM VOLT(TM) LOCKING SCREW 52MM T8 STERILE | Trauma | EA
04535616 | 10886982320698 | 4.0MM VOLT(TM) CANC SCR 16MM PART THRD T15 | Trauma | EA
04005524 | 10886982085924 | 5.0MM TI LOCKING SCREW W/T25 STARDRIVE 34MM FOR IM NAILS | Trauma | EA
02527071 | 10886982337542 | 2.7MM VOLT(TM) CONDYLAR PLATE 10H/95MM | Trauma | EA
02527144 | 10886982332318 | 2.7MM VOLT(TM) CORTEX SCREW 44MM T8 | Trauma | EA
02108410 | 10886982030016 | PEDIATRIC LCP CONDYLAR PLATE 3.5MM/90°/3 HOLES | Trauma | EA
211824 | 10886982151605 | 2.4MM CANNULATED SCREW LONG THREAD 24MM | Trauma | EA
04123043 | 10886982110480 | 3.5MM TI LCP PERIARTIC PROX HUMERUS PL 5 HOLE/145MM/LEFT | Trauma | EA
04420053 | 10886982331076 | 2.0MM VOLT(TM) T-PLATE 3H HEAD/6H/45MM | Trauma | EA
04420124 | 10886982317162 | 2.0MM VOLT(TM) CORTEX SCREW 24MM T6 | Trauma | EA
04226785S | 10886982124234 | 4.5MM TI HEADLESS COMPRESSION SCR/LONG THRD/85MM-STERILE | Trauma | EA
02130008 | 10886982044143 | 1.3MM CORTEX SCREW SLF-TPNG WITH T4 STARDRIVE RECESS 8MM | Trauma | EA
406500 | 10886982208026 | 4.0MM TI CORTEX SCREW SELF-TAPPING/100MM | Trauma | EA
04527380 | 10886982323910 | 2.7MM VOLT(TM) LOCKING SCREW 80MM T8 | Trauma | EA
02104028 | 10886982029140 | 3.5MM LCP EXTRA-ARTICLR DISTAL HUMERUS PL 8H/LT 194MM LONG | Trauma | EA
02111750 | 10886982032379 | 2.4MM VA-LCP 2-CLMN VLR DSTL RADIUS PL 7H HD/5H SHAFT/RIGHT | Trauma | EA
207652 | 10886982148308 | 4.0MM CANNULATED SCREW-SHORT THREAD 52MM | Trauma | EA
401818 | 10886982205001 | 2.0MM TI CORTEX SCREW SELF-TAPPING 18MM | Trauma | EA
02231300S | 10886982062291 | 5.0MM VA LOCKING SCREW SLF-TPNG/STRDRV/100MM-STER | Trauma | EA
440864 | 10886982220752 | TI TOMOFIX(TM) LATERAL DISTAL FEMUR PLATE-4 HOLES/RIGHT | Trauma | EA
04233947S | 10886982288912 | RFNA / 9MM / 460MM PERIPROSTHETIC BEND / STERILE | Trauma | EA
42231625 | 10886982259059 | 5.0MM CANN VAL SCREW OPTILINK(TM)/25MM | Trauma | EA
03430001 | 10886982340795 | SCREWDRIVER HANDLE/ SMALL AO QUICK COUPLING | Trauma | EA
04535112TS | 10886982325761 | 3.5MM VOLT(TM) CORTEX SCREW 12MM T15 STERILE | Trauma | EA
414544 | 10886982213198 | 4.5MM TI CANNULATED SCREW PARTIALLY THREADED/44MM | Trauma | EA
04226736S | 10886982123893 | 4.5MM TI HEADLESS COMPRESSION SCR/LONG THRD/36MM-STERILE | Trauma | EA
04226010 | 10886982121387 | 3.0MM TI HEADLESS COMPRESSION SCREW-SHORT THREAD 10MM | Trauma | EA
226662 | 10886982159281 | 4.5MM CURVED BROAD LCP® PLATE 16 HOLES/300MM | Trauma | EA
02231248 | 10886982062161 | 5.0MM VARIABLE ANGLE LOCKNG SCREW/SLF-TPNG/STRDRV/48MM | Trauma | EA
414930 | 10886982213983 | 4.5MM TI CORTEX SCREW SELF-TAPPING 130MM | Trauma | EA
04535850 | 10886982321367 | 4.0MM VOLT(TM) CANC SCR 50MM FULL THRD T15 | Trauma | EA
04005636S | 10886982086693 | 6.0MM TI LOCKING SCREW W/T25 STARDRIVE 46MM F/IM NAIL-STER | Trauma | EA
213020 | 10886982153074 | 3.5MM LOCKING SCREW SELF-TAPPING 20MM | Trauma | EA
441141 | 10886982221254 | 3.5MM TI LCP® T-PLATE 4H HEAD/ 4H SHAFT/56MM-RIGHT ANGLE | Trauma | EA
02535154 | 10886982324702 | 3.5MM VOLT(TM) CORTEX SCREW 54MM T15 | Trauma | EA
04233037S | 10886982289407 | RFNA / 10MM / 360MM PERIPROSTHETIC BEND / STERILE | Trauma | EA
04535059 | 10886982328526 | 3.5MM VOLT(TM) RECON PLATE 9H/106MM | Trauma | EA
245027 | 10886982169402 | 3.5MM LOW PROFILE RECONSTRUCTION PLATE 7 HOLES | Trauma | EA
03314100 | 10886982346889 | MAXFRAME AUTOSTRUT (TM) AUTOMATED HEXAPOD ACCESSORIES | Trauma | EA
04005685S | 10886982086990 | 6.0MM TI LOCKING SCREW W/T25 STARDRIVE 95MM F/IM NAIL-STER | Trauma | EA
03221016 | 10886982076762 | Ø1.0MM CABLE LOCK FOR PISTOL GRIP CABLE TENSIONER | Trauma | EA
04130363 | 10886982113580 | 2.0MM TI VAL 1ST METACARPAL PLATE-DORSAL | Trauma | EA
03527207 | 10886982335876 | 2.7 VOLT(TM) THRDD CONE DRILL GUIDE FOR 2.0MM DRILL BITS | Trauma | EA
407750 | 10886982208743 | 4.0MM TI CANNULATED SCREW LONG THREAD/50MM | Trauma | EA
03535288 | 10886982336446 | 3.5 VOLT(TM) THREADED DRILL GUIDE FOR 2.8MM DRILL BITS | Trauma | EA
04015535S | 10886982088901 | 5.0MM TI DUAL CORE LCKNG SCREW T25 STRDRV 45MM/IM NAILS-STER | Trauma | EA
SD357508 | 10886982006233 | 8.0MM BIOPSY DRILL 114MM LONG | Trauma | EA
02420057 | 10886982338037 | 2.0MM VOLT(TM) TINE PLATE 6H/47MM | Trauma | EA
02527005S | 10886982330406 | 2.7MM VOLT(TM) COMPACT STRT PL 10H/76MM/STERILE | Trauma | EA
208404 | 10886982149114 | 6.5MM CANNULATED SCREW 16MM THREAD 45MM | Trauma | EA
406426 | 10886982207777 | 4.0MM TI CORTEX SCREW SELF-TAPPING/26MM | Trauma | EA
04535205S | 10886982327277 | 3.5MM VOLT(TM) CORTEX SCREW 105MM T15 STERILE | Trauma | EA
209725 | 10886982150929 | 7.3MM CANNULATED SCREW FULLY THREADED/125MM | Trauma | EA
200808 | 10886982141484 | 1.5MM CORTEX SCREW SELF-TAPPING 8MM | Trauma | EA
04100022 | 10886982099464 | 2.4/2.7MM TI LOCKING CUBOID PLATE-RIGHT | Trauma | EA
208480 | 10886982149817 | 6.5MM CANNULATED SCREW FULLY THREADED 120MM | Trauma | EA
02424124TS | 10886982315816 | 2.4MM VOLT(TM) CORTEX SCREW 24MM T8 STERILE | Trauma | EA
04211060 | 10886982119223 | 2.7MM TI VA LCKNG SCR SLF-TPNG WITH T8 STARDRIVE RECESS 60MM | Trauma | EA
04045080TS | 10886982302250 | LOCKING SCREW FOR IM NAIL Ø 5MM/ 80MM/ XL25/ STERILE | Trauma | EA
04424117 | 10886982318268 | 2.4MM VOLT(TM) CORTEX SCREW 17MM T8 | Trauma | EA
04152415SHA | 10886982305275 | 4.0MM TI BLUNTED POINT SCHANZ SCREW 15MM THRD/150MM/HA STER | Trauma | EA
02117109 | 10886982035981 | 2.7MM/3.5MM VA-LCP POSTLAT DHP-LAT SUPT 9H/LT/153MM-XLNG | Trauma | EA
229341 | 10886982159465 | 4.5MM LCP(TM) STRAIGHT RECON PLATE 4 HOLES/75MM | Trauma | EA
02535190S | 10886982327000 | 3.5MM VOLT(TM) CORTEX SCREW 90MM T15 STERILE | Trauma | EA
02206255S | 10886982051370 | 3.5MM CRTX SCREW/LOW PROF HD SELF-TAPPING/STRDRV/55MM-STER | Trauma | EA
240308 | 10886982164995 | T-BUTTRESS PLATE 8 HOLES/144MM | Trauma | EA
02214020 | 10886982055354 | 1.5MM LOCKING SCREW SLF-TPNG WITH T4 STARDRIVE RECESS 20MM | Trauma | EA
280315 | 10886982175274 | DHS®/DCS® ONE-STEP LAG SCREW 12.7MM THREAD/115MM | Trauma | EA
22659 | 10886982159083 | 4.5MM BROAD LC-DCP® PLATE 9 HOLES/160MM | Trauma | EA
04032130S | 10886982094919 | 11.0MM TI TROCH FIXATION NAIL SCREW/130MM - STERILE | Trauma | EA
402892 | 10886982206800 | 2.7MM TI CORTEX SCREW SLF-TPNG WITH T8 STARDRIVE RECESS 32MM | Trauma | EA
02206220S | 10886982050991 | 3.5MM CRTX SCREW/LOW PROF HD SELF-TAPPING/STRDRV/20MM-STER | Trauma | EA
04003036S | 10886982081766 | 6.5MM TI RECON SCREW WITH T25 STARDRIVE 130MM-STERILE | Trauma | EA
04535875S | 10886982321947 | 4.0MM VOLT(TM) CANC SCR 75MM FULL THRD T15 STERILE | Trauma | EA
212426 | 10886982152701 | 3.5MM CONICAL SCREW SLF-TPNG PARTIALLY THREADED 70MM | Trauma | EA
02112526 | 10886982034632 | 3.5MM LCP LOW BEND MEDIAL DSTL TIBIA PLATE/12H/RIGHT/213MM | Trauma | EA
402838 | 10886982206633 | 2.7MM TI CORTEX SCREW SELF-TAPPING 38MM | Trauma | EA
406014 | 10886982207487 | 4.0MM TI CANCELLOUS BONE SCREW FULLY THREADED/14MM | Trauma | EA
04045100 | 10886982293428 | LOCKING SCREW FOR IM NAIL Ø 5MM/ 100MM/ XL25 | Trauma | EA
02118508 | 10886982039149 | 2.7MM METAPHYSEAL SCR SLF-TPNG W/T8 STRDRV RECESS/8MM | Trauma | EA
204036 | 10886982145468 | 3.5MM CORTEX SCREW 36MM | Trauma | EA
02306006 | 10886982064325 | SHORT CANNULATED NAIL FOR PELVIC C-CLAMP II | Trauma | EA
408855 | 10886982209696 | 7.3MM TI CANNULATED SCREW 16MM THREAD/55MM | Trauma | EA
42231255TS | 10886982307019 | 5.0MM VAL SCREW/OPTILINK(TM) SLF-TPNG/STRDRV/55MM/STER | Trauma | EA
03536001 | 10886982340740 | GUIDE BLOCK/ STANDARD FOR VOLT(TM) PROXIMAL HUMERUS PL | Trauma | EA
02112523 | 10886982034618 | 3.5MM LCP LOW BEND MEDIAL DSTL TIBIA PLATE/10H/LEFT/187MM | Trauma | EA
212319 | 10886982152534 | 3.5MM CONICAL SCREW SLF-TPNG FULLY THREADED 45MM | Trauma | EA
04226800 | 10886982124289 | 4.5MM TI HEADLESS COMPRESSION SCREW/LONG THREAD/100MM | Trauma | EA
04226229S | 10886982122711 | 2.4MM TI HDLSS COMPRESSION SCR 29MM/SHORT THREAD-STERILE | Trauma | EA
02250655 | 10886982304209 | 6.0MM SELF-DRILLING SCHANZ SCREW 55MM THRD/250MM | Trauma | EA
04535875 | 10886982321435 | 4.0MM VOLT(TM) CANC SCR 75MM FULL THRD T15 | Trauma | EA
02231236 | 10886982062109 | 5.0MM VARIABLE ANGLE LOCKNG SCREW/SLF-TPNG/STRDRV/36MM | Trauma | EA
02252640SHA | 10886982305121 | 6.0MM BLUNTED POINT SCHANZ SCREW 40MM THRD/250MM/HA STER | Trauma | EA
04111731 | 10886982102140 | 2.4MM TI VA-LCP 2-CLMN VLR DST RADIUS PL 7H HD/3H SHAFT/LT | Trauma | EA
04527057 | 10886982337733 | 2.7MM VOLT(TM) TINE PLATE 6H/61MM | Trauma | EA
02112912 | 10886982279965 | 2.7MM VA LCP BUTTON HOOK PLATE 12MM/ LEFT | Trauma | EA
44204 | 10886982222640 | TI QUARTER-TUBULAR PLATE WITH COLLAR 4 HOLES/31MM | Trauma | EA
226632 | 10886982159182 | 4.5MM CURVED BROAD LCP® PLATE 13 HOLES/247MM | Trauma | EA
04019024S | 10886982089670 | 4.5MM TI MULTILOC SCREW LENGTH 24MM-STERILE | Trauma | EA
209675 | 10886982150820 | 7.3MM CANNULATED SCREW FULLY THREADED/75MM | Trauma | EA
04211054 | 10886982119193 | 2.7MM TI VA LCKNG SCR SLF-TPNG WITH T8 STARDRIVE RECESS 54MM | Trauma | EA
02535070S | 10886982328274 | 3.5MM VOLT(TM) RECON PLATE 20H/238MM/STERILE | Trauma | EA
02424050 | 10886982329936 | 2.4MM VOLT(TM) HOOK PLATE 6H/56MM | Trauma | EA
04211261 | 10886982120090 | 2.4/2.7MM TI VA-LCP L-FUSION PL/LONG/LEFT | Trauma | EA
402609 | 10886982205988 | 3.0MM TI CANNULATED SCREW SHORT THREAD/9MM | Trauma | EA
407065 | 10886982208200 | 4.0MM TI CANCELLOUS BONE SCREW PARTIALLY THREADED/65MM | Trauma | EA
44135 | 10886982221773 | TI ONE-THIRD TUBULAR PLATE WITH COLLAR 5 HOLES/61MM | Trauma | EA
02207600 | 10886982052292 | 7.3MM CANNULATED SCFE SCREW 10MM THREAD/45MM | Trauma | EA
439986 | 10886982219787 | 4.5MM TI LCP® MEDIAL PROXIMAL TIBIA PLATE 6H/RIGHT 142MM | Trauma | EA
03311880 | 10886982079312 | CARBON FIBER 5/8 RING 200MM DIAMETER | Trauma | EA
04527170 | 10886982323156 | 2.7MM VOLT(TM) CORTEX SCREW 70MM T8 | Trauma | EA
412828 | 10886982211682 | 2.4MM TI LOCKING SCR SLF-TPNG WITH STARDRIVE RECESS 28MM | Trauma | EA
202740 | 10886982144683 | 3.0MM CANNULATED SCREW LONG THREAD/40MM | Trauma | EA
04226319S | 10886982122896 | 2.4MM TI HDLSS COMPRESSION SCR 19MM/LONG THREAD-STERILE | Trauma | EA
332174 | 10886982192653 | CANNULATED CHISEL FOR TODDLER OSTEOTOMY PLATES | Trauma | EA
245932 | 10886982170453 | 3.5MM LOW PROFILE RECON J-PLATE 12 HOLES-LEFT | Trauma | EA
02535834TS | 10886982320414 | 4.0MM VOLT(TM) CANC SCR 34MM FULL THRD T15 STERILE | Trauma | EA
04032125S | 10886982094902 | 11.0MM TI TROCH FIXATION NAIL SCREW/125MM - STERILE | Trauma | EA
282612 | 10886982178701 | 135 DEG LCP® DHHS(TM) SIDEPLATE-STD BARREL 4 HOLES | Trauma | EA
24361 | 10886982169211 | 2.0MM CONDYLAR PLATE 7 HOLES/39MM-LEFT | Trauma | EA
04252685SHA | 10886982305671 | 6.0MM TI BLUNTED POINT SCHANZ SCREW 85MM THRD/250MM/HA STER | Trauma | EA
SD03233006 | 10886982344489 | AIMING ARM ROTATING RFNA AIMING ARM | Trauma | EA
414030 | 10886982212429 | 4.5MM TI CORTEX SCREW 30MM | Trauma | EA
02230112S | 10886982061621 | 1.5MM HEADLESS COMPRESSION SCREW 12MM-STERILE | Trauma | EA
02535612 | 10886982319791 | 4.0MM VOLT(TM) CANC SCR 12MM PART THRD T15 | Trauma | EA
212120 | 10886982151940 | 3.5MM LOCKING SCREW SLF-TPNG W/STARDRIVE RECESS 48MM | Trauma | EA
02527338TS | 10886982334022 | 2.7MM VOLT(TM) LOCKING SCREW 38MM T8 STERILE | Trauma | EA
40150696 | 10886982204288 | 2.4MM TI CORTEX SCREW SELF-TAPPING 6MM | Trauma | EA
03111600 | 10886982072467 | GUIDE BLOCK FOR 2 COLUMN PLATE 6 HOLE HEAD/RIGHT | Trauma | EA
04031025S | 10886982094018 | 5.0MM TI RECON SCREW W/T25 STARDRIVE 75MM-STERILE | Trauma | EA
02221063S | 10886982055675 | EYELET FOR 2.0MM CABLE STERILE | Trauma | EA
02226756S | 10886982060372 | 4.5MM HEADLESS COMPRESSION SCR/LONG THRD/56MM-STERILE | Trauma | EA
02130105 | 10886982044259 | 1.3MM LOCKING SCREW SLF-TPNG WITH T4 STARDRIVE RECESS 5MM | Trauma | EA
02130218 | 10886982044716 | 1.5MM VA-LCKNG SCREW SLF-TPNG WITH T4 STARDRIVE RECESS 18MM | Trauma | EA
04527160 | 10886982323132 | 2.7MM VOLT(TM) CORTEX SCREW 60MM T8 | Trauma | EA
280660S | 10886982175984 | DHS®/DCS® ONE-STEP LAG SCREW 14MM DIA. THREAD/60MM-STERILE | Trauma | EA
402624 | 10886982206138 | 3.0MM TI CANNULATED SCREW SHORT THREAD/24MM | Trauma | EA
409650 | 10886982209955 | 7.3MM TI CANNULATED SCREW FULLY THREADED/50MM | Trauma | EA
03111020 | 10886982072191 | JOINT PREP/CHISEL/CURVED BROAD/15MM WIDE | Trauma | EA
02240042 | 10886982063557 | 3.7MM CANNULATED LOCKING SCREW 42MM | Trauma | EA
04424158S | 10886982319494 | 2.4MM VOLT(TM) CORTEX SCREW 58MM T8 STERILE | Trauma | EA
294777 | 10886982181985 | 4.0MM SELF-DRILLING SCHANZ SCREW 40MM THRD/125MM | Trauma | EA
02172530 | 10886982304001 | 5.0MM BLUNTED POINT SCHANZ SCREW 30MM THRD/175MM | Trauma | EA
04003023 | 10886982081490 | 6.5MM TI RECON SCREW WITH T25 STARDRIVE 65MM | Trauma | EA
04112028 | 10886982102607 | 3.5MM TI LCP SUP ANT CLAVICLE PLATE 7H/RT/110MM | Trauma | EA
03037024 | 10886982070401 | HELICAL BLADE INSERTER | Trauma | EA
39123 | 10886982198235 | FASTIGHT® WIRE TIGHTENER | Trauma | EA
68190000 | 10886982338839 | TRAY FOR OPERACE, 1 FROM 2 | Trauma | EA
449906 | 10886982224385 | 2.4MM TI STRAIGHT PLATE 6 HOLES/36MM | Trauma | EA
218090 | 10886982156013 | 6.5MM CANCELLOUS BONE SCREW FULLY THREADED/90MM | Trauma | EA
401832 | 10886982205148 | 2.0MM TI CORTEX SCREW SELF-TAPPING 32MM | Trauma | EA
04424170TS | 10886982346100 | 2.4MM VOLT(TM) CORTEX SCREW 70MM T8 STERILE | Trauma | EA
02535344TS | 10886982325488 | 3.5MM VOLT(TM) LOCKING SCREW 44MM T15 STERILE | Trauma | EA
04226232 | 10886982122742 | 2.4MM TI HEADLESS COMPRESSION SCREW-SHORT THREAD 32MM | Trauma | EA
240036 | 10886982164438 | 4.5MM LCP PROXIMAL TIBIA PLATE 4 HOLES/82MM-RIGHT | Trauma | EA
02207610 | 10886982052391 | 7.3MM CANNULATED SCFE SCREW 10MM THREAD/95MM | Trauma | EA
402619 | 10886982206084 | 3.0MM TI CANNULATED SCREW SHORT THREAD/19MM | Trauma | EA
SD03010531 | 10886982347473 | CENTERING SLEEVE | Trauma | EA
02200105 | 10886982048103 | 3.5MM STARDRIVE CORTEX SCREW SELF-TAPPING 105MM | Trauma | EA
422226 | 10886982215147 | TI LCP PROXIMAL LATERAL TIBIA PL 11 HOLES/260MM-RIGHT | Trauma | EA
02130314 | 10886982045218 | 2.0MM VA-LCKNG SCREW SLF-TPNG WITH T6 STARDRIVE RECESS 14MM | Trauma | EA
04115850 | 10886982105165 | 2.4MM TI VA-LCP VOLAR RIM DSTL RADIUS PLATE/7H HD/5H SHAFT/R | Trauma | EA
04226222S | 10886982122575 | 2.4MM TI HDLSS COMPRESSION SCR 22MM/SHORT THREAD-STERILE | Trauma | EA
208426 | 10886982149336 | 6.5MM CANNULATED SCREW 16MM THREAD 160MM | Trauma | EA
04527050S | 10886982335197 | 2.7MM VOLT(TM) HOOK PLATE 6H/61MM/STERILE | Trauma | EA
49880001S | 10886982236920 | 1.0MM TI CABLE WITH CRIMP 750MM-STERILE | Trauma | EA
02240040 | 10886982063540 | 3.7MM CANNULATED LOCKING SCREW 40MM | Trauma | EA
214816 | 10886982154576 | 4.5MM CORTEX SCREW SELF-TAPPING 16MM | Trauma | EA
02535665S | 10886982321657 | 4.0MM VOLT(TM) CANC SCR 65MM PART THRD T15 STERILE | Trauma | EA
02226134 | 10886982058508 | 3.0MM HEADLESS COMPRESSION SCREW-LONG THREAD 34MM | Trauma | EA
400688 | 10886982203526 | 1.3MM TI CORTEX SCREW SELF-TAPPING 8MM | Trauma | EA
204042 | 10886982145499 | 3.5MM CORTEX SCREW 42MM | Trauma | EA
201018 | 10886982141668 | 2.0MM CORTEX SCREW 18MM | Trauma | EA
02227035 | 10886982060631 | 6.5MM HEADLESS COMPRESSION SCREW/16MM THREAD/35MM | Trauma | EA
216125 | 10886982155368 | 6.5MM CANCELLOUS BONE SCREW 16MM THREAD/125MM | Trauma | EA
219952S | 10886982156235 | SPHERICAL WASHER/SM OVAL FOR 6.5/7.3MM CANN SCREW-STER | Trauma | EA
02111550 | 10886982031839 | 2.4MM VA-LCP 2-COL DSTL RAD PL NRW 6H HD/5H SHAFT/RT | Trauma | EA
04211203 | 10886982119278 | 2.4/2.7MM TI VA-LCKNG X-PLATE MEDIUM | Trauma | EA
04233047S | 10886982289452 | RFNA / 10MM / 460MM PERIPROSTHETIC BEND / STERILE | Trauma | EA
02226017 | 10886982057808 | 3.0MM HEADLESS COMPRESSION SCREW-SHORT THREAD 17MM | Trauma | EA
02207270 | 10886982052032 | 7.3MM CANNULATED CONICAL SCREW 70MM | Trauma | EA
04045252S | 10886982295217 | LOCKING SCREW FOR IM NAIL Ø 4MM/ 52MM/ XL25/ STERILE | Trauma | EA
02527114TS | 10886982322258 | 2.7MM VOLT(TM) CORTEX SCREW 14MM T8 STERILE | Trauma | EA
02211407 | 10886982054920 | 2.7MM VA-LOCKING CALCANEAL PLATE W/TABS MEDIUM 64MM LEFT | Trauma | EA
04226234 | 10886982122766 | 2.4MM TI HEADLESS COMPRESSION SCREW-SHORT THREAD 34MM | Trauma | EA
02535085S | 10886982327635 | 3.5MM VOLT(TM) 1/3 TUBULAR PL 5H/59MM/STERILE | Trauma | EA
458976S | 10886982231147 | 5.0MM TI LOCKING SCREW 76MM- FOR IM NAILS-STERILE | Trauma | EA
02424041S | 10886982336903 | 2.4MM VOLT(TM) ADPTN COMBI PL 20H/177MM/STERILE | Trauma | EA
206035 | 10886982147325 | 4.0MM CANCELLOUS BONE SCREW FULLY THREADED/35MM | Trauma | EA
03420160 | 10886982335982 | 2.0/1.5 VOLT(TM) DOUBLE DRILL GUIDE FOR 2.0MM PLATES | Trauma | EA
440874 | 10886982220776 | TI TOMOFIX(TM) LATERAL DISTAL FEMUR PLATE-4 HOLES/LEFT | Trauma | EA
04424000S | 10886982331205 | 2.4MM VOLT(TM) COMPACT STRT PL 4H/31MM/STERILE | Trauma | EA
04045368S | 10886982295279 | LOW PROF LCKNG SCREW F/IM NAIL Ø 5.0MM / L 68MM / XL25/ STER | Trauma | EA
202222 | 10886982144027 | 2.7MM LOCKING SCREW SLF-TPNG WITH T8 STARDRIVE RECESS 22MM | Trauma | EA
02111521 | 10886982031730 | 2.4MM VA-LCP 2-COL DSTL RAD PL NRW 6H HD/2H SHAFT/LT | Trauma | EA
02535156TS | 10886982324733 | 3.5MM VOLT(TM) CORTEX SCREW 56MM T15 STERILE | Trauma | EA
02527175 | 10886982333346 | 2.7MM VOLT(TM) CORTEX SCREW 75MM T8 | Trauma | EA
407080 | 10886982208231 | 4.0MM TI CANCELLOUS BONE SCREW PARTIALLY THREADED/80MM | Trauma | EA
04214007 | 10886982120656 | 1.5MM TI LOCKING SCR SLF-TPNG WITH T4 STARDRIVE RECESS 7MM | Trauma | EA
02117701 | 10886982037169 | 2.7MM/3.5MM VA-LCP EXT MEDL DSTL HUM PL 1H/LT/72MM-SHORT | Trauma | EA
414746 | 10886982213457 | 4.5MM TI CANNULATED SCREW FULLY THREADED/46MM | Trauma | EA
04152460SHA | 10886982305510 | 4.0MM TI BLUNTED POINT SCHANZ SCREW 60MM THRD/150MM/HA STER | Trauma | EA
02206290 | 10886982051622 | 3.5MM CRTX SCREW/LOW PROF HD SELF-TAPPING/STAR DRIVE/90MM | Trauma | EA
412808 | 10886982211552 | 2.4MM TI LOCKING SCR SLF-TPNG WITH STARDRIVE RECESS 8MM | Trauma | EA
04420003 | 10886982330819 | 2.0MM VOLT(TM) COMP STRGHT PL 7H/38MM | Trauma | EA
04045032 | 10886982292735 | LOCKING SCREW FOR IM NAIL Ø 5MM/ 32MM/ XL25 | Trauma | EA
02210140 | 10886982053138 | 2.4MM VA LCKNG SCREW SLF-TPNG WITH STARDRIVE RECESS 40MM | Trauma | EA
02100109 | 10886982028440 | 3.5MM LOCKING LOW PROFILE RECON PLATE 9 HOLES | Trauma | EA
20136297 | 10886982141873 | 2.0MM CORTEX SCREW SLF-TPNG WITH STARDRIVE RECESS 12MM | Trauma | EA
02420348 | 10886982315441 | 2.0MM VOLT(TM) LOCKING SCREW 48MM T6 | Trauma | EA
04420313 | 10886982317582 | 2.0MM VOLT(TM) LOCKING SCREW 13MM T6 | Trauma | EA
02127142 | 10886982043252 | 3.5MM VARIABLE ANGLE LOCKING SCREW/SLF-TPNG/STRDRV/42MM | Trauma | EA
04045050 | 10886982292827 | LOCKING SCREW FOR IM NAIL Ø 5MM/ 50MM/ XL25 | Trauma | EA
414534 | 10886982213143 | 4.5MM TI CANNULATED SCREW PARTIALLY THREADED/34MM | Trauma | EA
04424390S | 10886982319647 | 2.4MM VOLT(TM) LOCKING SCREW 90MM T8 STERILE | Trauma | EA
02152430 | 10886982303684 | 4.0MM BLUNTED POINT SCHANZ SCREW 30MM THRD/150MM | Trauma | EA
407624 | 10886982208354 | 4.0MM TI CANNULATED SCREW SHORT THREAD/24MM | Trauma | EA
SD03168004 | 10886982346957 | FNS ANGLED GUIDE 130° W/ WIDER BASE | Trauma | EA
02127220 | 10886982043504 | 3.5MM VA-LCP PROX TIBIA PLATE SMALL BEND/6H/117MM/RIGHT | Trauma | EA
02226223S | 10886982058874 | 2.4MM HEADLESS COMPRESSION SCR 23MM/SHORT THREAD-STERILE | Trauma | EA
04205285 | 10886982116550 | 5.0MM TI CANNULATED CONICAL SCREW 85MM | Trauma | EA
03430502 | 10886982339492 | 2.0/2.4/2.7 PLATE CUTTER | Trauma | EA
02205275 | 10886982049995 | 5.0MM CANNULATED CONICAL SCREW 75MM | Trauma | EA
04527026S | 10886982335135 | 2.7MM VOLT(TM) ADAPTION PLATE 6H/42MM/STERILE | Trauma | EA
02424180 | 10886982339386 | 2.4MM VOLT(TM) CORTEX SCREW 80MM T8 | Trauma | EA
04226013 | 10886982121448 | 3.0MM TI HEADLESS COMPRESSION SCREW-SHORT THREAD 13MM | Trauma | EA
208427 | 10886982149343 | 6.5MM CANNULATED SCREW 16MM THREAD 170MM | Trauma | EA
406495 | 10886982208019 | 4.0MM TI CORTEX SCREW SELF-TAPPING/95MM | Trauma | EA
02226336S | 10886982059451 | 2.4MM HEADLESS COMPRESSION SCR 36MM/LONG THREAD-STERILE | Trauma | EA
04110107 | 10886982100238 | TI LCP DIA-META VOLAR DISTAL RADIUS PL 7H SHAFT/LT | Trauma | EA
208413 | 10886982149206 | 6.5MM CANNULATED SCREW 16MM THREAD 90MM | Trauma | EA
02527350TS | 10886982333629 | 2.7MM VOLT(TM) LOCKING SCREW 50MM T8 STERILE | Trauma | EA
436505 | 10886982217950 | 3.5MM TI LCP OLECRANON PLATE 4 HOLES/LEFT/112MM | Trauma | EA
04535612TS | 10886982320667 | 4.0MM VOLT(TM) CANC SCR 12MM PART THRD T15 STERILE | Trauma | EA
241381 | 10886982166913 | LCP ONE-THIRD TUBULAR PLATE WITH COLLAR 8 HOLES/93MM | Trauma | EA
04210132 | 10886982118684 | 2.4MM TI VA LCKNG SCR SLF-TPNG WITH STARDRIVE RECESS 32MM | Trauma | EA
439985 | 10886982219763 | 4.5MM TI LCP® MEDIAL PROXIMAL TIBIA PLATE 4H/LEFT 106MM | Trauma | EA
04045238 | 10886982293275 | LOCKING SCREW FOR IM NAIL Ø 4MM/ 38MM/ XL25 | Trauma | EA
04535150TS | 10886982326140 | 3.5MM VOLT(TM) CORTEX SCREW 50MM T15 STERILE | Trauma | EA
02535066S | 10886982328199 | 3.5MM VOLT(TM) RECON PLATE 16H/190MM/STERILE | Trauma | EA
04420346TS | 10886982317995 | 2.0MM VOLT(TM) LOCKING SCREW 46MM T6 STERILE | Trauma | EA
04226228 | 10886982122681 | 2.4MM TI HEADLESS COMPRESSION SCREW-SHORT THREAD 28MM | Trauma | EA
04045274TS | 10886982301918 | LOCKING SCREW FOR IM NAIL Ø 4MM/ 74MM/ XL25/ STERILE | Trauma | EA
02527390S | 10886982324092 | 2.7MM VOLT(TM) LOCKING SCREW 90MM T8 STERILE | Trauma | EA
04420113TS | 10886982316998 | 2.0MM VOLT(TM) CORTEX SCREW 13MM T6 STERILE | Trauma | EA
04005694 | 10886982087089 | 6.0MM TI LOCKING SCREW W/T25 STARDRIVE 120MM FOR IM NAILS | Trauma | EA
229351 | 10886982159489 | 4.5MM LCP(TM) STRAIGHT RECON PLATE 5 HOLES/94MM | Trauma | EA
413375 | 10886982212139 | 5.0MM TI LOCKING HEAD SCREW SELF-TAPPING 75MM | Trauma | EA
04205035 | 10886982116338 | 5.0MM TI CANNULATED LOCKING SCREW 35MM | Trauma | EA
412110 | 10886982210449 | 3.5MM TI LOCKING SCR SLF-TPNG WITH STARDRIVE RECESS 28MM | Trauma | EA
494772 | 10886982236418 | 4.0MM/3.0MM TI SELF-DRILLING SCHANZ SCREW 20MM THRD/100MM | Trauma | EA
SD03233016 | 10886982362186 | CONNECTOR UNIT RFNA PROXIMAL AIMING DEVICE | Trauma | EA
401876 | 10886982205223 | 2.0MM TI LOCKING SCR SLF-TPNG WITH STARDRIVE RECESS 6MM | Trauma | EA
202721 | 10886982144546 | 3.0MM CANNULATED SCREW LONG THREAD/21MM | Trauma | EA
04527370S | 10886982324214 | 2.7MM VOLT(TM) LOCKING SCREW 70MM T8 STERILE | Trauma | EA
03535161 | 10886982343987 | 3.5 VOLT(TM) SPRING INSERT FOR 03.535.212 | Trauma | EA
02152445 | 10886982303912 | 4.0MM BLUNTED POINT SCHANZ SCREW 45MM THRD/150MM | Trauma | EA
401757 | 10886982204615 | 2.4MM TI CORTEX SCREW SLF-TPNG WITH T8 STARDRIVE RECESS 7MM | Trauma | EA
900601 | 10886982256317 | 1.6MM DRILL TIP GUIDE WIRE 150MM | Trauma | EA
02535340TS | 10886982325440 | 3.5MM VOLT(TM) LOCKING SCREW 40MM T15 STERILE | Trauma | EA
04527170TS | 10886982346186 | 2.7MM VOLT(TM) CORTEX SCREW 70MM T8 STERILE | Trauma | EA
04120702 | 10886982109842 | 3.5MM TI LCP POSTEROMEDIAL PROXIMAL TIBIA PLATE 2H/79MM | Trauma | EA
04130013 | 10886982112309 | 1.3MM TI CORTEX SCREW SLF-TPNG WITH T4 STARDRIVE RECESS 13MM | Trauma | EA
441941 | 10886982222589 | 3.5MM TI LCP® T-PLATE 3H HEAD/ 4H SHAFT/63MM-OBLIQUE LEFT | Trauma | EA
04226028 | 10886982121745 | 3.0MM TI HEADLESS COMPRESSION SCREW-SHORT THREAD 28MM | Trauma | EA
02210124 | 10886982053015 | 2.4MM VA LOCKING SCREW STARDRIVE 24MM | Trauma | EA
02115130 | 10886982035141 | 2.4MM VA-LCP DORSAL DISTAL RAD L-PLATE +90°/2H HD/3H SHAFT | Trauma | EA
04226332S | 10886982123138 | 2.4MM TI HDLSS COMPRESSION SCR 32MM/LONG THREAD-STERILE | Trauma | EA
214538 | 10886982154156 | 4.5MM CANNULATED SCREW PARTIALLY THREADED/38MM | Trauma | EA
29476 | 10886982181756 | 4.5MM SCHANZ SCREW BLUNTED TROCAR POINT 200MM | Trauma | EA
29101 | 20886982180060 | 1.0MM CERCLAGE WIRE WITH EYE 280MM | Trauma | EA
39263 | 10886982198716 | 8.0MM THREADED ROD 200MM | Trauma | EA
02535112TS | 10886982324290 | 3.5MM VOLT(TM) CORTEX SCREW 12MM T15 STERILE | Trauma | EA
SD211100 | 10886982002983 | 3.9MM PELVIC SCREW 100MM | Trauma | EA
21998 | 10886982156280 | WASHER 7.0MM | Trauma | EA
04230112 | 10886982125323 | 1.5MM TI HEADLESS COMPRESSION SCREW 12MM | Trauma | EA
04221512 | 10886982121059 | 5.0MM TI PERIPROSTHETIC LCKNG SCREW SLF-TPNG STARDRIVE 12MM | Trauma | EA
02535110TS | 10886982324276 | 3.5MM VOLT(TM) CORTEX SCREW 10MM T15 STERILE | Trauma | EA
02206226S | 10886982051059 | 3.5MM CRTX SCREW/LOW PROF HD SELF-TAPPING/STRDRV/26MM-STER | Trauma | EA
214836 | 10886982154675 | 4.5MM CORTEX SCREW SELF-TAPPING 36MM | Trauma | EA
02535130 | 10886982324467 | 3.5MM VOLT(TM) CORTEX SCREW 30MM T15 | Trauma | EA
02207619 | 10886982052483 | 7.3MM CANNULATED SCFE SCREW 20MM THREAD/50MM | Trauma | EA
04527320 | 10886982323484 | 2.7MM VOLT(TM) LOCKING SCREW 20MM T8 | Trauma | EA
02210108TS | 10886982262578 | 2.4MM VA LOCKING SCREW STARDRIVE 8MM STERILE | Trauma | EA
02240010 | 10886982063397 | 3.7MM CANNULATED LOCKING SCREW 10MM | Trauma | EA
04214109 | 10886982120847 | 1.5MM TI CORTEX SCR SLF-TPNG WITH T4 STARDRIVE RECESS 9MM | Trauma | EA
236504 | 10886982160690 | 3.5MM LCP OLECRANON PLATE 4 HOLES/RIGHT/112MM | Trauma | EA
04003024 | 10886982081513 | 6.5MM TI RECON SCREW WITH T25 STARDRIVE 70MM | Trauma | EA
04424006S | 10886982334398 | 2.4MM VOLT(TM) STRAIGHT PLATE 6H/60MM/STERILE | Trauma | EA
41996 | 10886982214805 | NUT FOR 4.5MM TI CORTEX SCREWS | Trauma | EA
494796 | 10886982236876 | 6.0MM TI SELF-DRILLING SCHANZ SCREW 80MM THRD/200MM | Trauma | EA
211830 | 10886982151636 | 2.4MM CANNULATED SCREW LONG THREAD 30MM | Trauma | EA
02420148 | 10886982314840 | 2.0MM VOLT(TM) CORTEX SCREW 48MM T6 | Trauma | EA
221333 | 10886982156341 | 1.3MM T-PLATE 3 HOLES HEAD/ 8 HOLES SHAFT | Trauma | EA
04424003S | 10886982334336 | 2.4MM VOLT(TM) COMPACT STRT PL 7H/51MM/STERILE | Trauma | EA
04252570SHA | 10886982305367 | 5.0MM TI BLUNTED POINT SCHANZ SCREW 70MM THRD/250MM/HA STER | Trauma | EA
04535638TS | 10886982322005 | 4.0MM VOLT(TM) CANC SCR 38MM PART THRD T15 STERILE | Trauma | EA
409665 | 10886982209986 | 7.3MM TI CANNULATED SCREW FULLY THREADED/65MM | Trauma | EA
02424000 | 10886982329653 | 2.4MM VOLT(TM) COMP STRGHT PL 4H/31MM | Trauma | EA
202214 | 10886982143983 | 2.7MM LOCKING SCREW SLF-TPNG WITH T8 STARDRIVE RECESS 14MM | Trauma | EA
241923 | 10886982167705 | 3.5MM LCP® PROXIMAL HUMERUS PLATE-LONG 10H SHAFT/232MM | Trauma | EA
SD357506 | 10886982006219 | BIOPSY PROTECTION SLEEVE 80MM LONG | Trauma | EA
42458 | 10886982216755 | 4.5MM TI NARROW LC-DCP® PLATE 8 HOLES/142MM | Trauma | EA
04005430S | 10886982085436 | 4.0MM TI LOCKING SCREW W/T25 STARDRIVE 40MM F/IM NAILS-STER | Trauma | EA
02100220 | 10886982028693 | 3.5MM WIDE ANGLE LOW PROFILE RECON PLATE 20 HOLES | Trauma | EA
281720 | 10886982177742 | 145 DEG DHS® PLATE-SHORT BARREL 2 HOLES/46MM | Trauma | EA
22353 | 10886982157843 | 3.5MM LC-DCP® PLATE 3 HOLES/38MM | Trauma | EA
04226805S | 10886982124302 | 4.5MM TI HEADLESS COMPRESSION SCR/LONG THRD/105MM-STERILE | Trauma | EA
04045380TS | 10886982301130 | LOW PROF LCKNG SCREW F/IM NAIL Ø 5.0MM / L 80MM / XL25/ STER | Trauma | EA
224551 | 10886982158444 | 4.5MM NARROW LCP® PLATE 5 HOLES/98MM | Trauma | EA
02226685S | 10886982060013 | 4.5MM HEADLESS COMPRESSION SCR/SHORT THRD/85MM-STERILE | Trauma | EA
212223 | 10886982152305 | 5.0MM LOCKING SCREW SLF-TPNG WITH T25 STARDRIVE RECESS 70MM | Trauma | EA
439957 | 10886982219442 | 3.5MM TI LCP® MEDIAL PROXIMAL TIBIA PLATE 6H/LEFT 119MM | Trauma | EA
02124416 | 10886982042934 | 4.5MM VA-LCP CURVED CONDYLAR PLATE/16 HOLE/336MM/RIGHT | Trauma | EA
60045043 | 10886982334251 | ADVANCED NAIL BASE TRAY OPENING AND INSERTION INSTR | Trauma | EA
04045266TS | 10886982301871 | LOCKING SCREW FOR IM NAIL Ø 4MM/ 66MM/ XL25/ STERILE | Trauma | EA
200806 | 10886982141460 | 1.5MM CORTEX SCREW SELF-TAPPING 6MM | Trauma | EA
241264 | 10886982166234 | 3.5MM LCP® POSTEROLATERAL DISTAL HUMERUS PLATE 5H-RIGHT | Trauma | EA
209505 | 10886982150653 | 7.0MM CANNULATED SCREW FULLY THREADED/105MM | Trauma | EA
04424130TS | 10886982318435 | 2.4MM VOLT(TM) CORTEX SCREW 30MM T8 STERILE | Trauma | EA
04527033S | 10886982337108 | 2.7MM VOLT(TM) ADPTN COMBI PL 12H/107MM/STERILE | Trauma | EA
02200120 | 10886982048134 | 3.5MM STARDRIVE CORTEX SCREW SELF-TAPPING 120MM | Trauma | EA
04112109 | 10886982103161 | 2.7MM/3.5MM TI LCP POSTLAT DSTL FIBULA PL 4H/LEFT/90MM | Trauma | EA
280454S | 10886982175489 | DHS®/DCS® LAG SCREW 14.0MM THREAD/50MM-STERILE | Trauma | EA
214776 | 10886982154545 | 4.5MM CANNULATED SCREW FULLY THREADED 76MM | Trauma | EA
201612 | 10886704001270 | 2.4MM CORTEX SCREW SELF-TAPPING/12MM | Trauma | EA
201614 | 10886704001294 | 2.4MM CORTEX SCREW SELF-TAPPING/14MM | Trauma | EA
201620 | 10886704001317 | 2.4MM CORTEX SCREW SELF-TAPPING/20MM | Trauma | EA
201622 | 10886704001331 | 2.4MM CORTEX SCREW SELF-TAPPING/22MM | Trauma | EA
201628 | 10886704001362 | 2.4MM CORTEX SCREW SELF-TAPPING/28MM | Trauma | EA
201636 | 10886704001386 | 2.4MM CORTEX SCREW SELF-TAPPING 6MM | Trauma | EA
201637 | 10886704001393 | 2.4MM CORTEX SCREW SELF-TAPPING 7MM | Trauma | EA
201641 | 10886704001409 | 2.4MM CORTEX SCREW SELF-TAPPING 11MM | Trauma | EA
201642 | 10886704001416 | 2.4MM CORTEX SCREW SELF-TAPPING 12MM | Trauma | EA
201643 | 10886704001423 | 2.4MM CORTEX SCREW SELF-TAPPING 13MM | Trauma | EA
201644 | 10886704001430 | 2.4MM CORTEX SCREW SELF-TAPPING 14MM | Trauma | EA
201648 | 10886704001447 | 2.4MM CORTEX SCREW SELF-TAPPING 18MM | Trauma | EA
201650 | 10886704001461 | 2.4MM CORTEX SCREW SELF-TAPPING 20MM | Trauma | EA
201656 | 10886704001492 | 2.4MM CORTEX SCREW SELF-TAPPING 26MM | Trauma | EA
201658 | 10886704001515 | 2.4MM CORTEX SCREW SELF-TAPPING 28MM | Trauma | EA
201660 | 10886704001522 | 2.4MM CORTEX SCREW SELF-TAPPING 30MM | Trauma | EA
201666 | 10886704001553 | 2.4MM CORTEX SCREW SELF-TAPPING 36MM | Trauma | EA
201670 | 10886704001560 | 2.4MM CORTEX SCREW SELF-TAPPING 40MM | Trauma | EA
201676 | 10886704066767 | 2.4MM CORTEX SCREW 3.5MM HEAD/SELF-TAPPING 6MM | Trauma | EA
201677 | 10886704001591 | 2.4MM CORTEX SCREW 3.5MM HEAD/SELF-TAPPING 7MM | Trauma | EA
201678 | 10886704001607 | 2.4MM CORTEX SCREW 3.5MM HEAD/SELF-TAPPING 8MM | Trauma | EA
201679 | 10886704001614 | 2.4MM CORTEX SCREW 3.5MM HEAD/SELF-TAPPING 9MM | Trauma | EA
201680 | 10886704001621 | 2.4MM CORTEX SCREW 3.5MM HEAD/SELF-TAPPING 10MM | Trauma | EA
201681 | 10886704066774 | 2.4MM CORTEX SCREW 3.5MM HEAD/SELF-TAPPING 11MM | Trauma | EA
201683 | 10886704001645 | 2.4MM CORTEX SCREW 3.5MM HEAD/SELF-TAPPING 13MM | Trauma | EA
201685 | 10886704066781 | 2.4MM CORTEX SCREW 3.5MM HEAD/SELF-TAPPING 15MM | Trauma | EA
201686 | 10886704001669 | 2.4MM CORTEX SCREW 3.5MM HEAD/SELF-TAPPING 32MM | Trauma | EA
201687 | 10886704001676 | 2.4MM CORTEX SCREW 3.5MM HEAD/SELF-TAPPING 34MM | Trauma | EA
201688 | 10886704066798 | 2.4MM CORTEX SCREW 3.5MM HEAD/SELF-TAPPING 36MM | Trauma | EA
201689 | 10886704001683 | 2.4MM CORTEX SCREW 3.5MM HEAD/SELF-TAPPING 38MM | Trauma | EA
201690 | 10886704001690 | 2.4MM CORTEX SCREW 3.5MM HEAD/SELF-TAPPING 40MM | Trauma | EA
201691 | 10886704066804 | 2.4MM CORTEX SCREW 3.5MM HEAD/SELF-TAPPING 42MM | Trauma | EA
201692 | 10886704001706 | 2.4MM CORTEX SCREW 3.5MM HEAD/SELF-TAPPING 44MM | Trauma | EA
201693 | 10886704066811 | 2.4MM CORTEX SCREW 3.5MM HEAD/SELF-TAPPING 46MM | Trauma | EA
201694 | 10886704066828 | 2.4MM CORTEX SCREW 3.5MM HEAD/SELF-TAPPING 48MM | Trauma | EA
201695 | 10886704066835 | 2.4MM CORTEX SCREW 3.5MM HEAD/SELF-TAPPING 50MM | Trauma | EA
201696 | 10886704001713 | 2.4MM CORTEX SCREW 3.5MM HEAD/SELF-TAPPING 52MM | Trauma | EA
201697 | 10886704001720 | 2.4MM CORTEX SCREW 3.5MM HEAD/SELF-TAPPING 54MM | Trauma | EA
201698 | 10886704066842 | 2.4MM CORTEX SCREW 3.5MM HEAD/SELF-TAPPING 56MM | Trauma | EA
201699 | 10886704001737 | 2.4MM CORTEX SCREW 3.5MM HEAD/SELF-TAPPING 58MM | Trauma | EA
201700 | 10886704066859 | 2.4MM CORTEX SCREW 3.5MM HEAD/SELF-TAPPING 60MM | Trauma | EA
201760 | 10886704002017 | 2.4MM CORTEX SCREW SLF-TPNG WITH T8 STARDRIVE RECESS 10MM | Trauma | EA
201761 | 10886704002024 | 2.4MM CORTEX SCREW SLF-TPNG WITH T8 STARDRIVE RECESS 11MM | Trauma | EA
201762 | 10886704002031 | 2.4MM CORTEX SCREW SLF-TPNG WITH T8 STARDRIVE RECESS 12MM | Trauma | EA
201763 | 10886704002048 | 2.4MM CORTEX SCREW SLF-TPNG WITH T8 STARDRIVE RECESS 13MM | Trauma | EA
201766 | 10886704002079 | 2.4MM CORTEX SCREW SLF-TPNG WITH T8 STARDRIVE RECESS 16MM | Trauma | EA
201768 | 10886704002093 | 2.4MM CORTEX SCREW SLF-TPNG WITH T8 STARDRIVE RECESS 18MM | Trauma | EA
201770 | 10886704002116 | 2.4MM CORTEX SCREW SLF-TPNG WITH T8 STARDRIVE RECESS 20MM | Trauma | EA
201772 | 10886704002130 | 2.4MM CORTEX SCREW SLF-TPNG WITH T8 STARDRIVE RECESS 22MM | Trauma | EA
201822 | 10886704002215 | 2.0MM CORTEX SCREW SELF-TAPPING 22MM | Trauma | EA
201824 | 10886704002239 | 2.0MM CORTEX SCREW SELF-TAPPING 24MM | Trauma | EA
201826 | 10886704002253 | 2.0MM CORTEX SCREW SELF-TAPPING 26MM | Trauma | EA
201828 | 10886704002277 | 2.0MM CORTEX SCREW SELF-TAPPING 28MM | Trauma | EA
201832 | 10886704002307 | 2.0MM CORTEX SCREW SELF-TAPPING 32MM | Trauma | EA
201834 | 10886704002321 | 2.0MM CORTEX SCREW SELF-TAPPING 34MM | Trauma | EA
201836 | 10886704002345 | 2.0MM CORTEX SCREW SELF-TAPPING 36MM | Trauma | EA
201838 | 10886704002369 | 2.0MM CORTEX SCREW SELF-TAPPING 38MM | Trauma | EA
206050 | 10705034001746 | 4.0MM CANCELLOUS BONE SCREW FULLY THREADED/50MM | Trauma | EA
214135 | 10818674021262 | 4.5MM CORTEX SCREW 135MM | Trauma | EA
214145 | 10818674021101 | 4.5MM CORTEX SCREW 145MM | Trauma | EA
214155 | 10886705022595 | 4.5MM CORTEX SCREW 155MM | Trauma | EA
214560 | 10886705003785 | 4.5MM CANNULATED SCREW PARTIALLY THREADED/60MM | Trauma | EA
218014 | 10886705022632 | 6.5MM CANCELLOUS BONE SCREW WITH 4.0MM CORE DIA/85MM | Trauma | EA
218019 | 10886705023721 | 6.5MM CANCELLOUS BONE SCREW WITH 4.0MM CORE DIA/110MM | Trauma | EA
218025 | 10886705023752 | 6.5MM CANCELLOUS BONE SCREW FULLY THREADED/25MM | Trauma | EA
222220 | 20886705007681 | LCP PROXIMAL LATERAL TIBIA PLATE 5 HOLES/140MM-RIGHT | Trauma | PK
280050 | 10886705014491 | DHS®/DCS® LAG SCREW 12.7MM THREAD/105MM | Trauma | EA
280100 | 10886705014910 | DHS®/DCS® LAG SCREW 12.7MM THREAD/110MM | Trauma | EA
280150 | 10886705015085 | DHS®/DCS® LAG SCREW 12.7MM THREAD/115MM | Trauma | EA
280200 | 10886705015092 | DHS®/DCS® LAG SCREW 12.7MM THREAD/120MM | Trauma | EA
280250 | 10886705015115 | DHS®/DCS® LAG SCREW 12.7MM THREAD/125MM | Trauma | EA
280501 | 10886705015122 | DHS®/DCS® LAG SCREW 12.7MM THREAD/50MM | Trauma | EA
280504 | 10886705015153 | DHS®/DCS® LAG SCREW 14.0MM THREAD/100MM | Trauma | EA
280505 | 10886705015160 | DHS®/DCS® LAG SCREW 14.0MM THREAD/105MM | Trauma | EA
280510 | 10886705015207 | DHS®/DCS® LAG SCREW 14.0MM THREAD/110MM | Trauma | EA
280515 | 10886705015238 | DHS®/DCS® LAG SCREW 14.0MM THREAD/115MM | Trauma | EA
280520 | 10886705015269 | DHS®/DCS® LAG SCREW 14.0MM THREAD/120MM | Trauma | EA
280525 | 10886705015290 | DHS®/DCS® LAG SCREW 14.0MM THREAD/125MM | Trauma | EA
280530 | 10886705015320 | DHS®/DCS® LAG SCREW 14.0MM THREAD/130MM | Trauma | EA
280540 | 10886705015412 | DHS®/DCS® LAG SCREW 14.0MM THREAD/140MM | Trauma | EA
280545 | 10886705015429 | DHS®/DCS® LAG SCREW 14.0MM THREAD/145MM | Trauma | EA
280550 | 10886705015450 | DHS®/DCS® LAG SCREW 12.7MM THREAD/55MM | Trauma | EA
281330 | 10886705022540 | 145 DEG DHS® PLATE-STANDARD BARREL 3 HOLES/62MM | Trauma | EA
206030 | 10705034296104 | 4.0MM CANCELLOUS BONE SCREW FULLY THREADED/30MM | Trauma | PK
206020 | 10705034296098 | 4.0MM CANCELLOUS BONE SCREW FULLY THREADED/20MM | Trauma | PK
413050 | 10705034002088 | 3.5MM TI LOCKING SCREW SELF-TAPPING 50MM | Trauma | EA
413055 | 10705034002095 | 3.5MM TI LOCKING SCREW SELF-TAPPING 55MM | Trauma | EA
413060 | 10705034002101 | 3.5MM TI LOCKING SCREW SELF-TAPPING 60MM | Trauma | EA
413045 | 10705034002071 | 3.5MM TI LOCKING SCREW SELF-TAPPING 45MM | Trauma | EA
414014 | 10705034002194 | 4.5MM TI CORTEX SCREW 14MM | Trauma | EA
414016 | 10705034002217 | 4.5MM TI CORTEX SCREW 16MM | Trauma | EA
212209 | 10886705002016 | 5.0MM LOCKING SCREW SLF-TPNG WITH T25 STARDRIVE RECESS 30MM | Trauma | EA
205024 | 10705034295855 | 3.5MM CANNULATED SCREW PARTIALLY THREADED/24MM | Trauma | EA
205055 | 10705034001494 | 3.5MM CANNULATED SCREW PARTIALLY THREADED/55MM | Trauma | EA
213050 | 10886705023134 | 3.5MM LOCKING SCREW SELF-TAPPING 50MM | Trauma | EA
213038 | 10886705020171 | 3.5MM LOCKING SCREW SELF-TAPPING 38MM | Trauma | EA
222255 | 10886705008018 | LCP(TM) DISTAL FEMUR PLATE 9 HOLES/236MM-LEFT | Trauma | EA
222256 | 10886705008025 | LCP(TM) DISTAL FEMUR PLATE 11 HOLES/276MM-RIGHT | Trauma | EA
281102 | 20886705015754 | 135 DEG DHS® PLATE-STANDARD BARREL 2 HOLES/46MM | Trauma | PK
205044 | 10705034001388 | 3.5MM CANNULATED SCREW PARTIALLY THREADED/44MM | Trauma | EA
205065 | 10705034295893 | 3.5MM CANNULATED SCREW PARTIALLY THREADED/65MM | Trauma | EA
205040 | 10705034001357 | 3.5MM CANNULATED SCREW PARTIALLY THREADED/40MM | Trauma | EA
205032 | 10705034295879 | 3.5MM CANNULATED SCREW PARTIALLY THREADED/32MM | Trauma | EA
205026 | 10705034295862 | 3.5MM CANNULATED SCREW PARTIALLY THREADED/26MM | Trauma | EA
205042 | 10705034295886 | 3.5MM CANNULATED SCREW PARTIALLY THREADED/42MM | Trauma | EA
206040 | 10705034001739 | 4.0MM CANCELLOUS BONE SCREW FULLY THREADED/40MM | Trauma | EA
212811 | 10886705002337 | 2.4MM LOCKING SCREW SLF-TPNG WITH STARDRIVE RECESS 11MM | Trauma | EA
205050 | 10705034001449 | 3.5MM CANNULATED SCREW PARTIALLY THREADED/50MM | Trauma | EA
205028 | 10705034001265 | 3.5MM CANNULATED SCREW PARTIALLY THREADED/28MM | Trauma | EA
214524 | 10886705003723 | 4.5MM CANNULATED SCREW PARTIALLY THREADED/24MM | Trauma | EA
281400 | 10886705016143 | 150 DEG DHS® PLATE-STANDARD BARREL 10 HOLES/174MM | Trauma | EA
281310 | 10886705015962 | 145 DEG DHS® PLATE-STANDARD BARREL 10 HOLES/174MM | Trauma | EA
281402 | 10886705016167 | 150 DEG DHS® PLATE-STANDARD BARREL 2 HOLES/46MM | Trauma | EA
222228 | 10886705007752 | LCP PROXIMAL LATERAL TIBIA PLATE 13 HOLES/300MM-RIGHT | Trauma | EA
222254 | 10886705008001 | LCP(TM) DISTAL FEMUR PLATE 9 HOLES/236MM-RIGHT | Trauma | EA
222252 | 10886705007981 | LCP(TM) DISTAL FEMUR PLATE 7 HOLES/196MM-RIGHT | Trauma | EA
222257 | 10886705008032 | LCP(TM) DISTAL FEMUR PLATE 11 HOLES/276MM-LEFT | Trauma | EA
222227 | 10886705007745 | LCP PROXIMAL LATERAL TIBIA PLATE 11 HOLES/260MM-LEFT | Trauma | EA
222250 | 10886705007967 | LCP(TM) DISTAL FEMUR PLATE 5 HOLES/156MM-RIGHT | Trauma | EA
222258 | 10886705008049 | LCP(TM) DISTAL FEMUR PLATE 13 HOLES/316MM-RIGHT | Trauma | EA
282678 | 10886705016570 | 135 DEG LCP® DHHS(TM) SIDEPLATE-SHORT BARREL 4 HOLES | Trauma | EA
282688 | 10886705016594 | 145 DEG LCP® DHHS(TM) SIDEPLATE-SHORT BARREL 4 HOLES | Trauma | EA
214130 | 10886705003662 | 4.5MM CORTEX SCREW 130MM | Trauma | EA
214100 | 10886705003426 | 4.5MM CORTEX SCREW 100MM | Trauma | EA
SD03.019.017 | 10886982346940 | 60MM DEPTH PROBEFOR XL25 SCREWS | Trauma | EA
02.420.106 | 10886982314246 | 2.0MM VOLT(TM) CORTEX SCREW6MM T6 | Trauma | EA
02.420.107 | 10886982314307 | 2.0MM VOLT(TM) CORTEX SCREW7MM T6 | Trauma | EA
02.420.108 | 10886982314321 | 2.0MM VOLT(TM) CORTEX SCREW8MM T6 | Trauma | EA
02.420.109 | 10886982314345 | 2.0MM VOLT(TM) CORTEX SCREW9MM T6 | Trauma | EA
02.420.110 | 10886982314369 | 2.0MM VOLT(TM) CORTEX SCREW10MM T6 | Trauma | EA
02.420.111 | 10886982314383 | 2.0MM VOLT(TM) CORTEX SCREW11MM T6 | Trauma | EA
02.420.112 | 10886982314406 | 2.0MM VOLT(TM) CORTEX SCREW12MM T6 | Trauma | EA
02.420.113 | 10886982314420 | 2.0MM VOLT(TM) CORTEX SCREW13MM T6 | Trauma | EA
02.420.114 | 10886982314444 | 2.0MM VOLT(TM) CORTEX SCREW14MM T6 | Trauma | EA
02.420.115 | 10886982314468 | 2.0MM VOLT(TM) CORTEX SCREW15MM T6 | Trauma | EA
02.420.116 | 10886982314482 | 2.0MM VOLT(TM) CORTEX SCREW16MM T6 | Trauma | EA
02.420.117 | 10886982314505 | 2.0MM VOLT(TM) CORTEX SCREW17MM T6 | Trauma | EA
02.420.118 | 10886982314529 | 2.0MM VOLT(TM) CORTEX SCREW18MM T6 | Trauma | EA
02.420.119 | 10886982314543 | 2.0MM VOLT(TM) CORTEX SCREW19MM T6 | Trauma | EA
02.420.120 | 10886982314567 | 2.0MM VOLT(TM) CORTEX SCREW20MM T6 | Trauma | EA
02.420.122 | 10886982314581 | 2.0MM VOLT(TM) CORTEX SCREW22MM T6 | Trauma | EA
02.420.124 | 10886982314604 | 2.0MM VOLT(TM) CORTEX SCREW24MM T6 | Trauma | EA
02.420.126 | 10886982314628 | 2.0MM VOLT(TM) CORTEX SCREW26MM T6 | Trauma | EA
02.420.128 | 10886982314642 | 2.0MM VOLT(TM) CORTEX SCREW28MM T6 | Trauma | EA
02.420.130 | 10886982314666 | 2.0MM VOLT(TM) CORTEX SCREW30MM T6 | Trauma | EA
02.420.132 | 10886982314680 | 2.0MM VOLT(TM) CORTEX SCREW32MM T6 | Trauma | EA
02.420.134 | 10886982314703 | 2.0MM VOLT(TM) CORTEX SCREW34MM T6 | Trauma | EA
02.420.136 | 10886982314727 | 2.0MM VOLT(TM) CORTEX SCREW36MM T6 | Trauma | EA
02.420.138 | 10886982314741 | 2.0MM VOLT(TM) CORTEX SCREW38MM T6 | Trauma | EA
02.420.140 | 10886982314765 | 2.0MM VOLT(TM) CORTEX SCREW40MM T6 | Trauma | EA
02.420.142 | 10886982314789 | 2.0MM VOLT(TM) CORTEX SCREW42MM T6 | Trauma | EA
02.420.144 | 10886982314802 | 2.0MM VOLT(TM) CORTEX SCREW44MM T6 | Trauma | EA
02.420.146 | 10886982314826 | 2.0MM VOLT(TM) CORTEX SCREW46MM T6 | Trauma | EA
02.420.148 | 10886982314840 | 2.0MM VOLT(TM) CORTEX SCREW48MM T6 | Trauma | EA
02.420.150 | 10886982314864 | 2.0MM VOLT(TM) CORTEX SCREW50MM T6 | Trauma | EA
02.420.306 | 10886982314888 | 2.0MM VOLT(TM) LOCKING SCREW6MM T6 | Trauma | EA
02.420.307 | 10886982314901 | 2.0MM VOLT(TM) LOCKING SCREW7MM T6 | Trauma | EA
02.420.308 | 10886982314925 | 2.0MM VOLT(TM) LOCKING SCREW8MM T6 | Trauma | EA
02.420.309 | 10886982314949 | 2.0MM VOLT(TM) LOCKING SCREW9MM T6 | Trauma | EA
02.420.310 | 10886982314963 | 2.0MM VOLT(TM) LOCKING SCREW10MM T6 | Trauma | EA
02.420.311 | 10886982314987 | 2.0MM VOLT(TM) LOCKING SCREW11MM T6 | Trauma | EA
02.420.312 | 10886982315007 | 2.0MM VOLT(TM) LOCKING SCREW12MM T6 | Trauma | EA
02.420.313 | 10886982315021 | 2.0MM VOLT(TM) LOCKING SCREW13MM T6 | Trauma | EA
02.420.314 | 10886982315045 | 2.0MM VOLT(TM) LOCKING SCREW14MM T6 | Trauma | EA
02.420.315 | 10886982315069 | 2.0MM VOLT(TM) LOCKING SCREW15MM T6 | Trauma | EA
02.420.316 | 10886982315083 | 2.0MM VOLT(TM) LOCKING SCREW16MM T6 | Trauma | EA
02.420.317 | 10886982315106 | 2.0MM VOLT(TM) LOCKING SCREW17MM T6 | Trauma | EA
02.420.318 | 10886982315120 | 2.0MM VOLT(TM) LOCKING SCREW18MM T6 | Trauma | EA
02.420.319 | 10886982315144 | 2.0MM VOLT(TM) LOCKING SCREW19MM T6 | Trauma | EA
02.420.320 | 10886982315168 | 2.0MM VOLT(TM) LOCKING SCREW20MM T6 | Trauma | EA
02.420.322 | 10886982315182 | 2.0MM VOLT(TM) LOCKING SCREW22MM T6 | Trauma | EA
02.420.324 | 10886982315205 | 2.0MM VOLT(TM) LOCKING SCREW24MM T6 | Trauma | EA
02.420.326 | 10886982315229 | 2.0MM VOLT(TM) LOCKING SCREW26MM T6 | Trauma | EA
02.420.328 | 10886982315243 | 2.0MM VOLT(TM) LOCKING SCREW28MM T6 | Trauma | EA
02.420.330 | 10886982315267 | 2.0MM VOLT(TM) LOCKING SCREW30MM T6 | Trauma | EA
02.420.332 | 10886982315281 | 2.0MM VOLT(TM) LOCKING SCREW32MM T6 | Trauma | EA
02.420.334 | 10886982315304 | 2.0MM VOLT(TM) LOCKING SCREW34MM T6 | Trauma | EA
02.420.336 | 10886982315328 | 2.0MM VOLT(TM) LOCKING SCREW36MM T6 | Trauma | EA
02.420.338 | 10886982315342 | 2.0MM VOLT(TM) LOCKING SCREW38MM T6 | Trauma | EA
02.420.340 | 10886982315366 | 2.0MM VOLT(TM) LOCKING SCREW40MM T6 | Trauma | EA
02.420.342 | 10886982315380 | 2.0MM VOLT(TM) LOCKING SCREW42MM T6 | Trauma | EA
02.420.344 | 10886982315403 | 2.0MM VOLT(TM) LOCKING SCREW44MM T6 | Trauma | EA
02.420.346 | 10886982315427 | 2.0MM VOLT(TM) LOCKING SCREW46MM T6 | Trauma | EA
02.420.348 | 10886982315441 | 2.0MM VOLT(TM) LOCKING SCREW48MM T6 | Trauma | EA
02.420.350 | 10886982315465 | 2.0MM VOLT(TM) LOCKING SCREW50MM T6 | Trauma | EA
02.424.106 | 10886982315489 | 2.4MM VOLT(TM) CORTEX SCREW6MM T8 | Trauma | EA
02.424.107 | 10886982315502 | 2.4MM VOLT(TM) CORTEX SCREW7MM T8 | Trauma | EA
02.424.108 | 10886982315526 | 2.4MM VOLT(TM) CORTEX SCREW8MM T8 | Trauma | EA
02.424.109 | 10886982315540 | 2.4MM VOLT(TM) CORTEX SCREW9MM T8 | Trauma | EA
02.424.110 | 10886982315564 | 2.4MM VOLT(TM) CORTEX SCREW10MM T8 | Trauma | EA
02.424.111 | 10886982315588 | 2.4MM VOLT(TM) CORTEX SCREW11MM T8 | Trauma | EA
02.424.112 | 10886982315601 | 2.4MM VOLT(TM) CORTEX SCREW12MM T8 | Trauma | EA
02.424.113 | 10886982315625 | 2.4MM VOLT(TM) CORTEX SCREW13MM T8 | Trauma | EA
02.424.114 | 10886982315649 | 2.4MM VOLT(TM) CORTEX SCREW14MM T8 | Trauma | EA
02.424.115 | 10886982315663 | 2.4MM VOLT(TM) CORTEX SCREW15MM T8 | Trauma | EA
02.424.116 | 10886982315687 | 2.4MM VOLT(TM) CORTEX SCREW16MM T8 | Trauma | EA
02.424.117 | 10886982315700 | 2.4MM VOLT(TM) CORTEX SCREW17MM T8 | Trauma | EA
02.424.118 | 10886982315724 | 2.4MM VOLT(TM) CORTEX SCREW18MM T8 | Trauma | EA
02.424.119 | 10886982315748 | 2.4MM VOLT(TM) CORTEX SCREW19MM T8 | Trauma | EA
02.424.120 | 10886982315762 | 2.4MM VOLT(TM) CORTEX SCREW20MM T8 | Trauma | EA
02.424.122 | 10886982315786 | 2.4MM VOLT(TM) CORTEX SCREW22MM T8 | Trauma | EA
02.424.124 | 10886982315809 | 2.4MM VOLT(TM) CORTEX SCREW24MM T8 | Trauma | EA
02.424.126 | 10886982315823 | 2.4MM VOLT(TM) CORTEX SCREW26MM T8 | Trauma | EA
02.424.128 | 10886982315847 | 2.4MM VOLT(TM) CORTEX SCREW28MM T8 | Trauma | EA
02.424.130 | 10886982315861 | 2.4MM VOLT(TM) CORTEX SCREW30MM T8 | Trauma | EA
02.424.132 | 10886982315885 | 2.4MM VOLT(TM) CORTEX SCREW32MM T8 | Trauma | EA
02.424.134 | 10886982315908 | 2.4MM VOLT(TM) CORTEX SCREW34MM T8 | Trauma | EA
02.424.136 | 10886982315922 | 2.4MM VOLT(TM) CORTEX SCREW36MM T8 | Trauma | EA
02.424.138 | 10886982315946 | 2.4MM VOLT(TM) CORTEX SCREW38MM T8 | Trauma | EA
02.424.140 | 10886982315960 | 2.4MM VOLT(TM) CORTEX SCREW40MM T8 | Trauma | EA
02.424.142 | 10886982315984 | 2.4MM VOLT(TM) CORTEX SCREW42MM T8 | Trauma | EA
02.424.144 | 10886982316004 | 2.4MM VOLT(TM) CORTEX SCREW44MM T8 | Trauma | EA
02.424.146 | 10886982316028 | 2.4MM VOLT(TM) CORTEX SCREW46MM T8 | Trauma | EA
02.424.148 | 10886982316042 | 2.4MM VOLT(TM) CORTEX SCREW48MM T8 | Trauma | EA
02.424.150 | 10886982316066 | 2.4MM VOLT(TM) CORTEX SCREW50MM T8 | Trauma | EA
02.424.152 | 10886982316080 | 2.4MM VOLT(TM) CORTEX SCREW52MM T8 | Trauma | EA
02.424.154 | 10886982316103 | 2.4MM VOLT(TM) CORTEX SCREW54MM T8 | Trauma | EA
02.424.156 | 10886982316127 | 2.4MM VOLT(TM) CORTEX SCREW56MM T8 | Trauma | EA
02.424.158 | 10886982316141 | 2.4MM VOLT(TM) CORTEX SCREW58MM T8 | Trauma | EA
02.424.160 | 10886982316158 | 2.4MM VOLT(TM) CORTEX SCREW60MM T8 | Trauma | EA
02.424.306 | 10886982316165 | 2.4MM VOLT(TM) LOCKING SCREW6MM T8 | Trauma | EA
02.424.307 | 10886982316189 | 2.4MM VOLT(TM) LOCKING SCREW7MM T8 | Trauma | EA
02.424.308 | 10886982316202 | 2.4MM VOLT(TM) LOCKING SCREW8MM T8 | Trauma | EA
02.424.309 | 10886982316226 | 2.4MM VOLT(TM) LOCKING SCREW9MM T8 | Trauma | EA
02.424.310 | 10886982316240 | 2.4MM VOLT(TM) LOCKING SCREW10MM T8 | Trauma | EA
02.424.311 | 10886982316264 | 2.4MM VOLT(TM) LOCKING SCREW11MM T8 | Trauma | EA
02.424.312 | 10886982316288 | 2.4MM VOLT(TM) LOCKING SCREW12MM T8 | Trauma | EA
02.424.313 | 10886982316301 | 2.4MM VOLT(TM) LOCKING SCREW13MM T8 | Trauma | EA
02.424.314 | 10886982316325 | 2.4MM VOLT(TM) LOCKING SCREW14MM T8 | Trauma | EA
02.424.315 | 10886982316349 | 2.4MM VOLT(TM) LOCKING SCREW15MM T8 | Trauma | EA
02.424.316 | 10886982316363 | 2.4MM VOLT(TM) LOCKING SCREW16MM T8 | Trauma | EA
02.424.317 | 10886982316387 | 2.4MM VOLT(TM) LOCKING SCREW17MM T8 | Trauma | EA
02.424.318 | 10886982316400 | 2.4MM VOLT(TM) LOCKING SCREW18MM T8 | Trauma | EA
02.424.319 | 10886982316424 | 2.4MM VOLT(TM) LOCKING SCREW19MM T8 | Trauma | EA
02.424.320 | 10886982316448 | 2.4MM VOLT(TM) LOCKING SCREW20MM T8 | Trauma | EA
02.424.322 | 10886982316462 | 2.4MM VOLT(TM) LOCKING SCREW22MM T8 | Trauma | EA
02.424.324 | 10886982316486 | 2.4MM VOLT(TM) LOCKING SCREW24MM T8 | Trauma | EA
02.424.326 | 10886982316509 | 2.4MM VOLT(TM) LOCKING SCREW26MM T8 | Trauma | EA
02.424.328 | 10886982316523 | 2.4MM VOLT(TM) LOCKING SCREW28MM T8 | Trauma | EA
02.424.330 | 10886982316547 | 2.4MM VOLT(TM) LOCKING SCREW30MM T8 | Trauma | EA
02.424.332 | 10886982316561 | 2.4MM VOLT(TM) LOCKING SCREW32MM T8 | Trauma | EA
02.424.334 | 10886982316585 | 2.4MM VOLT(TM) LOCKING SCREW34MM T8 | Trauma | EA
02.424.336 | 10886982316608 | 2.4MM VOLT(TM) LOCKING SCREW36MM T8 | Trauma | EA
02.424.338 | 10886982316622 | 2.4MM VOLT(TM) LOCKING SCREW38MM T8 | Trauma | EA
02.424.340 | 10886982316646 | 2.4MM VOLT(TM) LOCKING SCREW40MM T8 | Trauma | EA
02.424.342 | 10886982316660 | 2.4MM VOLT(TM) LOCKING SCREW42MM T8 | Trauma | EA
02.424.344 | 10886982316684 | 2.4MM VOLT(TM) LOCKING SCREW44MM T8 | Trauma | EA
02.424.346 | 10886982316707 | 2.4MM VOLT(TM) LOCKING SCREW46MM T8 | Trauma | EA
02.424.348 | 10886982316721 | 2.4MM VOLT(TM) LOCKING SCREW48MM T8 | Trauma | EA
02.424.350 | 10886982316745 | 2.4MM VOLT(TM) LOCKING SCREW50MM T8 | Trauma | EA
02.424.352 | 10886982316769 | 2.4MM VOLT(TM) LOCKING SCREW52MM T8 | Trauma | EA
02.424.354 | 10886982316783 | 2.4MM VOLT(TM) LOCKING SCREW54MM T8 | Trauma | EA
02.424.356 | 10886982316806 | 2.4MM VOLT(TM) LOCKING SCREW56MM T8 | Trauma | EA
02.424.358 | 10886982316820 | 2.4MM VOLT(TM) LOCKING SCREW58MM T8 | Trauma | EA
02.424.360 | 10886982316837 | 2.4MM VOLT(TM) LOCKING SCREW60MM T8 | Trauma | EA
02.535.610 | 10886982319777 | 4.0MM VOLT(TM) CANC SCR10MM PART THRD T15 | Trauma | EA
02.535.612 | 10886982319791 | 4.0MM VOLT(TM) CANC SCR12MM PART THRD T15 | Trauma | EA
02.535.614 | 10886982319814 | 4.0MM VOLT(TM) CANC SCR14MM PART THRD T15 | Trauma | EA
02.535.616 | 10886982319838 | 4.0MM VOLT(TM) CANC SCR16MM PART THRD T15 | Trauma | EA
02.535.618 | 10886982319852 | 4.0MM VOLT(TM) CANC SCR18MM PART THRD T15 | Trauma | EA
02.535.620 | 10886982319876 | 4.0MM VOLT(TM) CANC SCR20MM PART THRD T15 | Trauma | EA
02.535.622 | 10886982319890 | 4.0MM VOLT(TM) CANC SCR22MM PART THRD T15 | Trauma | EA
02.535.624 | 10886982319913 | 4.0MM VOLT(TM) CANC SCR24MM PART THRD T15 | Trauma | EA
02.535.626 | 10886982319937 | 4.0MM VOLT(TM) CANC SCR26MM PART THRD T15 | Trauma | EA
02.535.628 | 10886982319951 | 4.0MM VOLT(TM) CANC SCR28MM PART THRD T15 | Trauma | EA
02.535.630 | 10886982319975 | 4.0MM VOLT(TM) CANC SCR30MM PART THRD T15 | Trauma | EA
02.535.640 | 10886982319999 | 4.0MM VOLT(TM) CANC SCR40MM PART THRD T15 | Trauma | EA
02.535.645 | 10886982320018 | 4.0MM VOLT(TM) CANC SCR45MM PART THRD T15 | Trauma | EA
02.535.650 | 10886982320032 | 4.0MM VOLT(TM) CANC SCR50MM PART THRD T15 | Trauma | EA
02.535.655 | 10886982320056 | 4.0MM VOLT(TM) CANC SCR55MM PART THRD T15 | Trauma | EA
02.535.660 | 10886982320070 | 4.0MM VOLT(TM) CANC SCR60MM PART THRD T15 | Trauma | EA
02.535.665 | 10886982320087 | 4.0MM VOLT(TM) CANC SCR65MM PART THRD T15 | Trauma | EA
02.535.670 | 10886982320094 | 4.0MM VOLT(TM) CANC SCR70MM PART THRD T15 | Trauma | EA
02.535.675 | 10886982320100 | 4.0MM VOLT(TM) CANC SCR75MM PART THRD T15 | Trauma | EA
02.535.680 | 10886982320117 | 4.0MM VOLT(TM) CANC SCR80MM PART THRD T15 | Trauma | EA
02.535.685 | 10886982320124 | 4.0MM VOLT(TM) CANC SCR85MM PART THRD T15 | Trauma | EA
02.535.690 | 10886982320131 | 4.0MM VOLT(TM) CANC SCR90MM PART THRD T15 | Trauma | EA
02.535.810 | 10886982320162 | 4.0MM VOLT(TM) CANC SCR10MM FULL THRD T15 | Trauma | EA
02.535.812 | 10886982320186 | 4.0MM VOLT(TM) CANC SCR12MM FULL THRD T15 | Trauma | EA
02.535.814 | 10886982320209 | 4.0MM VOLT(TM) CANC SCR14MM FULL THRD T15 | Trauma | EA
02.535.816 | 10886982320223 | 4.0MM VOLT(TM) CANC SCR16MM FULL THRD T15 | Trauma | EA
02.535.818 | 10886982320247 | 4.0MM VOLT(TM) CANC SCR18MM FULL THRD T15 | Trauma | EA
02.535.820 | 10886982320261 | 4.0MM VOLT(TM) CANC SCR20MM FULL THRD T15 | Trauma | EA
02.535.822 | 10886982320285 | 4.0MM VOLT(TM) CANC SCR22MM FULL THRD T15 | Trauma | EA
02.535.824 | 10886982320308 | 4.0MM VOLT(TM) CANC SCR24MM FULL THRD T15 | Trauma | EA
02.535.826 | 10886982320322 | 4.0MM VOLT(TM) CANC SCR26MM FULL THRD T15 | Trauma | EA
02.535.828 | 10886982320346 | 4.0MM VOLT(TM) CANC SCR28MM FULL THRD T15 | Trauma | EA
02.535.830 | 10886982320360 | 4.0MM VOLT(TM) CANC SCR30MM FULL THRD T15 | Trauma | EA
02.535.832 | 10886982320384 | 4.0MM VOLT(TM) CANC SCR32MM FULL THRD T15 | Trauma | EA
02.535.834 | 10886982320407 | 4.0MM VOLT(TM) CANC SCR34MM FULL THRD T15 | Trauma | EA
02.535.836 | 10886982320421 | 4.0MM VOLT(TM) CANC SCR36MM FULL THRD T15 | Trauma | EA
02.535.838 | 10886982320445 | 4.0MM VOLT(TM) CANC SCR38MM FULL THRD T15 | Trauma | EA
02.535.840 | 10886982320469 | 4.0MM VOLT(TM) CANC SCR40MM FULL THRD T15 | Trauma | EA
02.535.845 | 10886982320483 | 4.0MM VOLT(TM) CANC SCR45MM FULL THRD T15 | Trauma | EA
02.535.850 | 10886982320506 | 4.0MM VOLT(TM) CANC SCR50MM FULL THRD T15 | Trauma | EA
02.535.855 | 10886982320520 | 4.0MM VOLT(TM) CANC SCR55MM FULL THRD T15 | Trauma | EA
02.535.860 | 10886982320544 | 4.0MM VOLT(TM) CANC SCR60MM FULL THRD T15 | Trauma | EA
02.535.865 | 10886982320551 | 4.0MM VOLT(TM) CANC SCR65MM FULL THRD T15 | Trauma | EA
02.535.870 | 10886982320568 | 4.0MM VOLT(TM) CANC SCR70MM FULL THRD T15 | Trauma | EA
02.535.875 | 10886982320575 | 4.0MM VOLT(TM) CANC SCR75MM FULL THRD T15 | Trauma | EA
02.535.880 | 10886982320582 | 4.0MM VOLT(TM) CANC SCR80MM FULL THRD T15 | Trauma | EA
02.535.885 | 10886982320599 | 4.0MM VOLT(TM) CANC SCR85MM FULL THRD T15 | Trauma | EA
02.535.890 | 10886982320605 | 4.0MM VOLT(TM) CANC SCR90MM FULL THRD T15 | Trauma | EA
02.535.632 | 10886982321497 | 4.0MM VOLT(TM) CANC SCR32MM PART THRD T15 | Trauma | EA
02.535.634 | 10886982321510 | 4.0MM VOLT(TM) CANC SCR34MM PART THRD T15 | Trauma | EA
02.535.636 | 10886982321534 | 4.0MM VOLT(TM) CANC SCR36MM PART THRD T15 | Trauma | EA
02.535.638 | 10886982321558 | 4.0MM VOLT(TM) CANC SCR38MM PART THRD T15 | Trauma | EA
02.527.106 | 10886982322029 | 2.7MM VOLT(TM) CORTEX SCREW6MM T8 | Trauma | EA
02.527.107 | 10886982322043 | 2.7MM VOLT(TM) CORTEX SCREW7MM T8 | Trauma | EA
02.527.108 | 10886982322067 | 2.7MM VOLT(TM) CORTEX SCREW8MM T8 | Trauma | EA
02.527.109 | 10886982322081 | 2.7MM VOLT(TM) CORTEX SCREW9MM T8 | Trauma | EA
02.527.110 | 10886982322104 | 2.7MM VOLT(TM) CORTEX SCREW10MM T8 | Trauma | EA
02.527.111 | 10886982322128 | 2.7MM VOLT(TM) CORTEX SCREW11MM T8 | Trauma | EA
02.527.112 | 10886982322142 | 2.7MM VOLT(TM) CORTEX SCREW12MM T8 | Trauma | EA
02.527.113 | 10886982322166 | 2.7MM VOLT(TM) CORTEX SCREW13MM T8 | Trauma | EA
02.527.114 | 10886982322241 | 2.7MM VOLT(TM) CORTEX SCREW14MM T8 | Trauma | EA
02.527.115 | 10886982322265 | 2.7MM VOLT(TM) CORTEX SCREW15MM T8 | Trauma | EA
02.527.116 | 10886982322289 | 2.7MM VOLT(TM) CORTEX SCREW16MM T8 | Trauma | EA
02.527.117 | 10886982322302 | 2.7MM VOLT(TM) CORTEX SCREW17MM T8 | Trauma | EA
02.527.118 | 10886982322326 | 2.7MM VOLT(TM) CORTEX SCREW18MM T8 | Trauma | EA
02.527.119 | 10886982322456 | 2.7MM VOLT(TM) CORTEX SCREW19MM T8 | Trauma | EA
02.527.120 | 10886982322470 | 2.7MM VOLT(TM) CORTEX SCREW20MM T8 | Trauma | EA
02.527.122 | 10886982322494 | 2.7MM VOLT(TM) CORTEX SCREW22MM T8 | Trauma | EA
02.527.124 | 10886982322647 | 2.7MM VOLT(TM) CORTEX SCREW24MM T8 | Trauma | EA
02.527.126 | 10886982322814 | 2.7MM VOLT(TM) CORTEX SCREW26MM T8 | Trauma | EA
02.527.128 | 10886982332073 | 2.7MM VOLT(TM) CORTEX SCREW28MM T8 | Trauma | EA
02.527.130 | 10886982332097 | 2.7MM VOLT(TM) CORTEX SCREW30MM T8 | Trauma | EA
02.527.132 | 10886982332110 | 2.7MM VOLT(TM) CORTEX SCREW32MM T8 | Trauma | EA
02.527.134 | 10886982332134 | 2.7MM VOLT(TM) CORTEX SCREW34MM T8 | Trauma | EA
02.527.136 | 10886982332158 | 2.7MM VOLT(TM) CORTEX SCREW36MM T8 | Trauma | EA
02.527.138 | 10886982332172 | 2.7MM VOLT(TM) CORTEX SCREW38MM T8 | Trauma | EA
02.527.140 | 10886982332196 | 2.7MM VOLT(TM) CORTEX SCREW40MM T8 | Trauma | EA
02.527.142 | 10886982332219 | 2.7MM VOLT(TM) CORTEX SCREW42MM T8 | Trauma | EA
02.527.144 | 10886982332318 | 2.7MM VOLT(TM) CORTEX SCREW44MM T8 | Trauma | EA
02.527.146 | 10886982332332 | 2.7MM VOLT(TM) CORTEX SCREW46MM T8 | Trauma | EA
02.527.148 | 10886982332356 | 2.7MM VOLT(TM) CORTEX SCREW48MM T8 | Trauma | EA
02.527.150 | 10886982332370 | 2.7MM VOLT(TM) CORTEX SCREW50MM T8 | Trauma | EA
02.527.152 | 10886982332516 | 2.7MM VOLT(TM) CORTEX SCREW52MM T8 | Trauma | EA
02.527.154 | 10886982332530 | 2.7MM VOLT(TM) CORTEX SCREW54MM T8 | Trauma | EA
02.527.156 | 10886982332684 | 2.7MM VOLT(TM) CORTEX SCREW56MM T8 | Trauma | EA
02.527.158 | 10886982333148 | 2.7MM VOLT(TM) CORTEX SCREW58MM T8 | Trauma | EA
02.527.160 | 10886982333155 | 2.7MM VOLT(TM) CORTEX SCREW60MM T8 | Trauma | EA
02.527.165 | 10886982333162 | 2.7MM VOLT(TM) CORTEX SCREW65MM T8 | Trauma | EA
02.527.170 | 10886982333179 | 2.7MM VOLT(TM) CORTEX SCREW70MM T8 | Trauma | EA
02.527.175 | 10886982333346 | 2.7MM VOLT(TM) CORTEX SCREW75MM T8 | Trauma | EA
02.527.180 | 10886982333353 | 2.7MM VOLT(TM) CORTEX SCREW80MM T8 | Trauma | EA
02.527.185 | 10886982333186 | 2.7MM VOLT(TM) CORTEX SCREW85MM T8 | Trauma | EA
02.527.190 | 10886982333193 | 2.7MM VOLT(TM) CORTEX SCREW90MM T8 | Trauma | EA
02.527.306 | 10886982333209 | 2.7MM VOLT(TM) LOCKING SCREW6MM T8 | Trauma | EA
02.527.307 | 10886982333223 | 2.7MM VOLT(TM) LOCKING SCREW7MM T8 | Trauma | EA
02.527.308 | 10886982333247 | 2.7MM VOLT(TM) LOCKING SCREW8MM T8 | Trauma | EA
02.527.309 | 10886982333261 | 2.7MM VOLT(TM) LOCKING SCREW9MM T8 | Trauma | EA
02.527.310 | 10886982333285 | 2.7MM VOLT(TM) LOCKING SCREW10MM T8 | Trauma | EA
02.527.311 | 10886982333308 | 2.7MM VOLT(TM) LOCKING SCREW11MM T8 | Trauma | EA
02.527.312 | 10886982333322 | 2.7MM VOLT(TM) LOCKING SCREW12MM T8 | Trauma | EA
02.527.313 | 10886982334107 | 2.7MM VOLT(TM) LOCKING SCREW13MM T8 | Trauma | EA
02.527.314 | 10886982334114 | 2.7MM VOLT(TM) LOCKING SCREW14MM T8 | Trauma | EA
02.527.315 | 10886982334121 | 2.7MM VOLT(TM) LOCKING SCREW15MM T8 | Trauma | EA
02.527.316 | 10886982334138 | 2.7MM VOLT(TM) LOCKING SCREW16MM T8 | Trauma | EA
02.527.317 | 10886982334145 | 2.7MM VOLT(TM) LOCKING SCREW17MM T8 | Trauma | EA
02.527.318 | 10886982333360 | 2.7MM VOLT(TM) LOCKING SCREW18MM T8 | Trauma | EA
02.527.319 | 10886982333377 | 2.7MM VOLT(TM) LOCKING SCREW19MM T8 | Trauma | EA
02.527.320 | 10886982333391 | 2.7MM VOLT(TM) LOCKING SCREW20MM T8 | Trauma | EA
02.527.322 | 10886982333414 | 2.7MM VOLT(TM) LOCKING SCREW22MM T8 | Trauma | EA
02.527.324 | 10886982333438 | 2.7MM VOLT(TM) LOCKING SCREW24MM T8 | Trauma | EA
02.527.326 | 10886982333452 | 2.7MM VOLT(TM) LOCKING SCREW26MM T8 | Trauma | EA
02.527.328 | 10886982333476 | 2.7MM VOLT(TM) LOCKING SCREW28MM T8 | Trauma | EA
02.527.330 | 10886982333490 | 2.7MM VOLT(TM) LOCKING SCREW30MM T8 | Trauma | EA
02.527.332 | 10886982333513 | 2.7MM VOLT(TM) LOCKING SCREW32MM T8 | Trauma | EA
02.527.334 | 10886982334152 | 2.7MM VOLT(TM) LOCKING SCREW34MM T8 | Trauma | EA
02.527.336 | 10886982334169 | 2.7MM VOLT(TM) LOCKING SCREW36MM T8 | Trauma | EA
02.527.338 | 10886982334176 | 2.7MM VOLT(TM) LOCKING SCREW38MM T8 | Trauma | EA
02.527.340 | 10886982334183 | 2.7MM VOLT(TM) LOCKING SCREW40MM T8 | Trauma | EA
02.527.342 | 10886982333537 | 2.7MM VOLT(TM) LOCKING SCREW42MM T8 | Trauma | EA
02.527.344 | 10886982333551 | 2.7MM VOLT(TM) LOCKING SCREW44MM T8 | Trauma | EA
02.527.346 | 10886982333575 | 2.7MM VOLT(TM) LOCKING SCREW46MM T8 | Trauma | EA
02.527.348 | 10886982333599 | 2.7MM VOLT(TM) LOCKING SCREW48MM T8 | Trauma | EA
02.527.350 | 10886982333612 | 2.7MM VOLT(TM) LOCKING SCREW50MM T8 | Trauma | EA
02.527.352 | 10886982333636 | 2.7MM VOLT(TM) LOCKING SCREW52MM T8 | Trauma | EA
02.527.354 | 10886982333650 | 2.7MM VOLT(TM) LOCKING SCREW54MM T8 | Trauma | EA
02.527.356 | 10886982333674 | 2.7MM VOLT(TM) LOCKING SCREW56MM T8 | Trauma | EA
02.527.358 | 10886982333766 | 2.7MM VOLT(TM) LOCKING SCREW58MM T8 | Trauma | EA
02.527.360 | 10886982333773 | 2.7MM VOLT(TM) LOCKING SCREW60MM T8 | Trauma | EA
02.527.365 | 10886982333780 | 2.7MM VOLT(TM) LOCKING SCREW65MM T8 | Trauma | EA
02.527.370 | 10886982333797 | 2.7MM VOLT(TM) LOCKING SCREW70MM T8 | Trauma | EA
02.527.375 | 10886982333803 | 2.7MM VOLT(TM) LOCKING SCREW75MM T8 | Trauma | EA
02.527.380 | 10886982333810 | 2.7MM VOLT(TM) LOCKING SCREW80MM T8 | Trauma | EA
02.527.385 | 10886982333827 | 2.7MM VOLT(TM) LOCKING SCREW85MM T8 | Trauma | EA
02.527.390 | 10886982333834 | 2.7MM VOLT(TM) LOCKING SCREW90MM T8 | Trauma | EA
02.535.110 | 10886982324269 | 3.5MM VOLT(TM) CORTEX SCREW10MM T15 | Trauma | EA
02.535.112 | 10886982324283 | 3.5MM VOLT(TM) CORTEX SCREW12MM T15 | Trauma | EA
02.535.114 | 10886982324306 | 3.5MM VOLT(TM) CORTEX SCREW14MM T15 | Trauma | EA
02.535.116 | 10886982324320 | 3.5MM VOLT(TM) CORTEX SCREW16MM T15 | Trauma | EA
02.535.118 | 10886982324344 | 3.5MM VOLT(TM) CORTEX SCREW18MM T15 | Trauma | EA
02.535.120 | 10886982324368 | 3.5MM VOLT(TM) CORTEX SCREW20MM T15 | Trauma | EA
02.535.122 | 10886982324382 | 3.5MM VOLT(TM) CORTEX SCREW22MM T15 | Trauma | EA
02.535.124 | 10886982324405 | 3.5MM VOLT(TM) CORTEX SCREW24MM T15 | Trauma | EA
02.535.126 | 10886982324429 | 3.5MM VOLT(TM) CORTEX SCREW26MM T15 | Trauma | EA
02.535.128 | 10886982324443 | 3.5MM VOLT(TM) CORTEX SCREW28MM T15 | Trauma | EA
02.535.130 | 10886982324467 | 3.5MM VOLT(TM) CORTEX SCREW30MM T15 | Trauma | EA
02.535.132 | 10886982324481 | 3.5MM VOLT(TM) CORTEX SCREW32MM T15 | Trauma | EA
02.535.134 | 10886982324504 | 3.5MM VOLT(TM) CORTEX SCREW34MM T15 | Trauma | EA
02.535.136 | 10886982324528 | 3.5MM VOLT(TM) CORTEX SCREW36MM T15 | Trauma | EA
02.535.138 | 10886982324542 | 3.5MM VOLT(TM) CORTEX SCREW38MM T15 | Trauma | EA
02.535.140 | 10886982324566 | 3.5MM VOLT(TM) CORTEX SCREW40MM T15 | Trauma | EA
02.535.142 | 10886982324580 | 3.5MM VOLT(TM) CORTEX SCREW42MM T15 | Trauma | EA
02.535.144 | 10886982324603 | 3.5MM VOLT(TM) CORTEX SCREW44MM T15 | Trauma | EA
02.535.146 | 10886982324627 | 3.5MM VOLT(TM) CORTEX SCREW46MM T15 | Trauma | EA
02.535.148 | 10886982324641 | 3.5MM VOLT(TM) CORTEX SCREW48MM T15 | Trauma | EA
02.535.150 | 10886982324665 | 3.5MM VOLT(TM) CORTEX SCREW50MM T15 | Trauma | EA
02.535.152 | 10886982324689 | 3.5MM VOLT(TM) CORTEX SCREW52MM T15 | Trauma | EA
02.535.154 | 10886982324702 | 3.5MM VOLT(TM) CORTEX SCREW54MM T15 | Trauma | EA
02.535.156 | 10886982324726 | 3.5MM VOLT(TM) CORTEX SCREW56MM T15 | Trauma | EA
02.535.158 | 10886982324740 | 3.5MM VOLT(TM) CORTEX SCREW58MM T15 | Trauma | EA
02.535.160 | 10886982324757 | 3.5MM VOLT(TM) CORTEX SCREW60MM T15 | Trauma | EA
02.535.165 | 10886982324764 | 3.5MM VOLT(TM) CORTEX SCREW65MM T15 | Trauma | EA
02.535.170 | 10886982324771 | 3.5MM VOLT(TM) CORTEX SCREW70MM T15 | Trauma | EA
02.535.175 | 10886982324788 | 3.5MM VOLT(TM) CORTEX SCREW75MM T15 | Trauma | EA
02.535.180 | 10886982324795 | 3.5MM VOLT(TM) CORTEX SCREW80MM T15 | Trauma | EA
02.535.185 | 10886982324801 | 3.5MM VOLT(TM) CORTEX SCREW85MM T15 | Trauma | EA
02.535.190 | 10886982324818 | 3.5MM VOLT(TM) CORTEX SCREW90MM T15 | Trauma | EA
02.535.310 | 10886982324863 | 3.5MM VOLT(TM) LOCKING SCREW10MM T15 | Trauma | EA
02.535.312 | 10886982324887 | 3.5MM VOLT(TM) LOCKING SCREW12MM T15 | Trauma | EA
02.535.314 | 10886982324900 | 3.5MM VOLT(TM) LOCKING SCREW14MM T15 | Trauma | EA
02.535.316 | 10886982324924 | 3.5MM VOLT(TM) LOCKING SCREW16MM T15 | Trauma | EA
02.535.318 | 10886982324948 | 3.5MM VOLT(TM) LOCKING SCREW18MM T15 | Trauma | EA
02.535.320 | 10886982324962 | 3.5MM VOLT(TM) LOCKING SCREW20MM T15 | Trauma | EA
02.535.322 | 10886982325259 | 3.5MM VOLT(TM) LOCKING SCREW22MM T15 | Trauma | EA
02.535.324 | 10886982325273 | 3.5MM VOLT(TM) LOCKING SCREW24MM T15 | Trauma | EA
02.535.326 | 10886982325297 | 3.5MM VOLT(TM) LOCKING SCREW26MM T15 | Trauma | EA
02.535.328 | 10886982325310 | 3.5MM VOLT(TM) LOCKING SCREW28MM T15 | Trauma | EA
02.535.330 | 10886982325334 | 3.5MM VOLT(TM) LOCKING SCREW30MM T15 | Trauma | EA
02.535.332 | 10886982325358 | 3.5MM VOLT(TM) LOCKING SCREW32MM T15 | Trauma | EA
02.535.334 | 10886982325372 | 3.5MM VOLT(TM) LOCKING SCREW34MM T15 | Trauma | EA
02.535.336 | 10886982325396 | 3.5MM VOLT(TM) LOCKING SCREW36MM T15 | Trauma | EA
02.535.338 | 10886982325419 | 3.5MM VOLT(TM) LOCKING SCREW38MM T15 | Trauma | EA
02.535.340 | 10886982325433 | 3.5MM VOLT(TM) LOCKING SCREW40MM T15 | Trauma | EA
02.535.342 | 10886982325457 | 3.5MM VOLT(TM) LOCKING SCREW42MM T15 | Trauma | EA
02.535.344 | 10886982325471 | 3.5MM VOLT(TM) LOCKING SCREW44MM T15 | Trauma | EA
02.535.346 | 10886982325495 | 3.5MM VOLT(TM) LOCKING SCREW46MM T15 | Trauma | EA
02.535.348 | 10886982325518 | 3.5MM VOLT(TM) LOCKING SCREW48MM T15 | Trauma | EA
02.535.350 | 10886982325532 | 3.5MM VOLT(TM) LOCKING SCREW50MM T15 | Trauma | EA
02.535.352 | 10886982325556 | 3.5MM VOLT(TM) LOCKING SCREW52MM T15 | Trauma | EA
02.535.354 | 10886982325570 | 3.5MM VOLT(TM) LOCKING SCREW54MM T15 | Trauma | EA
02.535.356 | 10886982325594 | 3.5MM VOLT(TM) LOCKING SCREW56MM T15 | Trauma | EA
02.535.358 | 10886982325617 | 3.5MM VOLT(TM) LOCKING SCREW58MM T15 | Trauma | EA
02.535.360 | 10886982325624 | 3.5MM VOLT(TM) LOCKING SCREW60MM T15 | Trauma | EA
02.535.365 | 10886982325631 | 3.5MM VOLT(TM) LOCKING SCREW65MM T15 | Trauma | EA
02.535.370 | 10886982325648 | 3.5MM VOLT(TM) LOCKING SCREW70MM T15 | Trauma | EA
02.535.375 | 10886982325655 | 3.5MM VOLT(TM) LOCKING SCREW75MM T15 | Trauma | EA
02.535.380 | 10886982325662 | 3.5MM VOLT(TM) LOCKING SCREW80MM T15 | Trauma | EA
02.535.385 | 10886982325679 | 3.5MM VOLT(TM) LOCKING SCREW85MM T15 | Trauma | EA
02.535.390 | 10886982325686 | 3.5MM VOLT(TM) LOCKING SCREW90MM T15 | Trauma | EA
02.535.090 | 10886982327451 | 3.5MM VOLT(TM) 1/3 TUBULAR PL10H/119MM | Trauma | EA
02.535.092 | 10886982327475 | 3.5MM VOLT(TM) 1/3 TUBULAR PL12H/143MM | Trauma | EA
02.535.082 | 10886982327499 | 3.5MM VOLT(TM) 1/3 TUBULAR PL2H/23MM | Trauma | EA
02.535.083 | 10886982327536 | 3.5MM VOLT(TM) 1/3 TUBULAR PL3H/35MM | Trauma | EA
02.535.084 | 10886982327574 | 3.5MM VOLT(TM) 1/3 TUBULAR PL4H/47MM | Trauma | EA
02.535.085 | 10886982327611 | 3.5MM VOLT(TM) 1/3 TUBULAR PL5H/59MM | Trauma | EA
02.535.086 | 10886982327659 | 3.5MM VOLT(TM) 1/3 TUBULAR PL6H/71MM | Trauma | EA
02.535.087 | 10886982327697 | 3.5MM VOLT(TM) 1/3 TUBULAR PL7H/83MM | Trauma | EA
02.535.088 | 10886982327734 | 3.5MM VOLT(TM) 1/3 TUBULAR PL8H/95MM | Trauma | EA
02.536.010 | 10886982327772 | 3.5MM VOLT(TM) METAPHYSEAL PL10H/130MM | Trauma | EA
02.536.012 | 10886982327819 | 3.5MM VOLT(TM) METAPHYSEAL PL12H/156MM | Trauma | EA
02.536.014 | 10886982327871 | 3.5MM VOLT(TM) METAPHYSEAL PL14H/L182MM | Trauma | EA
02.536.016 | 10886982327918 | 3.5MM VOLT(TM) METAPHYSEAL PL16H/L208MM | Trauma | EA
02.536.018 | 10886982327956 | 3.5MM VOLT(TM) METAPHYSEAL PL18H/L234MM | Trauma | EA
02.536.007 | 10886982327994 | 3.5MM VOLT(TM) METAPHYSEAL PL7H/87MM | Trauma | EA
02.536.008 | 10886982328038 | 3.5MM VOLT(TM) METAPHYSEAL PL8H/104MM | Trauma | EA
02.535.060 | 10886982328076 | 3.5MM VOLT(TM) RECON PLATE10H/118MM | Trauma | EA
02.535.062 | 10886982328113 | 3.5MM VOLT(TM) RECON PLATE12H/142MM | Trauma | EA
02.535.054 | 10886982328311 | 3.5MM VOLT(TM) RECON PLATE4H/46MM | Trauma | EA
02.535.055 | 10886982328359 | 3.5MM VOLT(TM) RECON PLATE5H/58MM | Trauma | EA
02.535.056 | 10886982328397 | 3.5MM VOLT(TM) RECON PLATE6H/70MM | Trauma | EA
02.535.057 | 10886982328434 | 3.5MM VOLT(TM) RECON PLATE7H/82MM | Trauma | EA
02.535.058 | 10886982328472 | 3.5MM VOLT(TM) RECON PLATE8H/94MM | Trauma | EA
02.535.059 | 10886982328519 | 3.5MM VOLT(TM) RECON PLATE9H/106MM | Trauma | EA
02.535.010 | 10886982328557 | 3.5MM VOLT(TM) STRAIGHT PLATE10H/137MM | Trauma | EA
02.535.012 | 10886982328595 | 3.5MM VOLT(TM) STRAIGHT PLATE12H/163MM | Trauma | EA
02.535.014 | 10886982328632 | 3.5MM VOLT(TM) STRAIGHT PLATE14H/189MM | Trauma | EA
02.535.016 | 10886982328694 | 3.5MM VOLT(TM) STRAIGHT PLATE16H/L215MM | Trauma | EA
02.535.018 | 10886982328731 | 3.5MM VOLT(TM) STRAIGHT PLATE18H/L241MM | Trauma | EA
02.535.004 | 10886982328793 | 3.5MM VOLT(TM) STRAIGHT PLATE4H/59MM | Trauma | EA
02.535.005 | 10886982328830 | 3.5MM VOLT(TM) STRAIGHT PLATE5H/72MM | Trauma | EA
02.535.006 | 10886982328878 | 3.5MM VOLT(TM) STRAIGHT PLATE6H/85MM | Trauma | EA
02.535.007 | 10886982328915 | 3.5MM VOLT(TM) STRAIGHT PLATE7H/98MM | Trauma | EA
02.535.008 | 10886982328953 | 3.5MM VOLT(TM) STRAIGHT PLATE8H/111MM | Trauma | EA
02.535.009 | 10886982328991 | 3.5MM VOLT(TM) STRAIGHT PLATE9H/124MM | Trauma | EA
02.536.033 | 10886982329035 | 3.5MM VOLT(TM) T-PLATE3H HEAD/3H SHAFT/49MM | Trauma | EA
02.536.035 | 10886982329073 | 3.5MM VOLT(TM) T-PLATE3H HEAD/5H SHAFT/67MM | Trauma | EA
02.536.037 | 10886982329110 | 3.5MM VOLT(TM) T-PLATE3H HEAD/7H SHAFT/90MM | Trauma | EA
02.536.034 | 10886982329158 | 3.5MM VOLT(TM) T-PLATE4H HEAD/4H SHAFT/56MM | Trauma | EA
02.536.036 | 10886982329196 | 3.5MM VOLT(TM) T-PLATE4H HEAD/6H SHAFT/78MM | Trauma | EA
02.420.001 | 10886982329233 | 2.0MM VOLT(TM) COMP STRGHT PL5H/29MM | Trauma | EA
02.420.002 | 10886982329257 | 2.0MM VOLT(TM) COMP STRGHT PL6H/34MM | Trauma | EA
02.420.003 | 10886982329271 | 2.0MM VOLT(TM) COMP STRGHT PL7H/38MM | Trauma | EA
02.420.004 | 10886982329295 | 2.0MM VOLT(TM) COMP STRGHT PL8H/43MM | Trauma | EA
02.420.005 | 10886982329318 | 2.0MM VOLT(TM) COMP STRGHT PL10H/52MM | Trauma | EA
02.420.006 | 10886982329332 | 2.0MM VOLT(TM) STRAIGHT PLATE6H/45MM | Trauma | EA
02.420.008 | 10886982329356 | 2.0MM VOLT(TM) STRAIGHT PLATE8H/58MM | Trauma | EA
02.420.010 | 10886982329370 | 2.0MM VOLT(TM) STRAIGHT PLATE10H/72MM | Trauma | EA
02.420.014 | 10886982329394 | 2.0MM VOLT(TM) STRAIGHT PLATE14H/99MM | Trauma | EA
02.420.020 | 10886982329417 | 2.0MM VOLT(TM) STRAIGHT PLATE18H/126MM | Trauma | EA
02.420.026 | 10886982329431 | 2.0MM VOLT(TM) ADAPTION PLATE6H/33MM | Trauma | EA
02.420.032 | 10886982329455 | 2.0MM VOLT(TM) ADAPTION PLATE12H/65MM | Trauma | EA
02.420.040 | 10886982329479 | 2.0MM VOLT(TM) ADAPTION PLATE20H/108MM | Trauma | EA
02.420.050 | 10886982329493 | 2.0MM VOLT(TM) HOOK PLATE6H/47MM | Trauma | EA
02.420.053 | 10886982329530 | 2.0MM VOLT(TM) T-PLATE3H HEAD/6H/45MM | Trauma | EA
02.424.000 | 10886982329653 | 2.4MM VOLT(TM) COMP STRGHT PL4H/31MM | Trauma | EA
02.424.001 | 10886982329677 | 2.4MM VOLT(TM) COMP STRGHT PL5H/38MM | Trauma | EA
02.424.002 | 10886982329691 | 2.4MM VOLT(TM) COMP STRGHT PL6H/44MM | Trauma | EA
02.424.003 | 10886982329714 | 2.4MM VOLT(TM) COMP STRGHT PL7H/51MM | Trauma | EA
02.424.004 | 10886982329738 | 2.4MM VOLT(TM) COMP STRGHT PL8H/57MM | Trauma | EA
02.424.005 | 10886982329752 | 2.4MM VOLT(TM) COMP STRGHT PL10H/70MM | Trauma | EA
02.424.006 | 10886982329776 | 2.4MM VOLT(TM) STRAIGHT PLATE6H/60MM | Trauma | EA
02.424.008 | 10886982329790 | 2.4MM VOLT(TM) STRAIGHT PLATE8H/78MM | Trauma | EA
02.424.010 | 10886982329813 | 2.4MM VOLT(TM) STRAIGHT PLATE10H/96MM | Trauma | EA
02.424.014 | 10886982329837 | 2.4MM VOLT(TM) STRAIGHT PLATE14H/132MM | Trauma | EA
02.424.020 | 10886982329851 | 2.4MM VOLT(TM) STRAIGHT PLATE18H/168MM | Trauma | EA
02.424.026 | 10886982329875 | 2.4MM VOLT(TM) ADAPTION PLATE6H/38MM | Trauma | EA
02.424.032 | 10886982329899 | 2.4MM VOLT(TM) ADAPTION PLATE12H/75MM | Trauma | EA
02.424.040 | 10886982329912 | 2.4MM VOLT(TM) ADAPTION PLATE20H/125MM | Trauma | EA
02.424.050 | 10886982329936 | 2.4MM VOLT(TM) HOOK PLATE6H/56MM | Trauma | EA
02.424.053 | 10886982329974 | 2.4MM VOLT(TM) T-PLATE3H HEAD/6H/53MM | Trauma | EA
02.527.000 | 10886982330291 | 2.7MM VOLT(TM) COMP STRGHT PL4H/34MM | Trauma | EA
02.527.001 | 10886982330314 | 2.7MM VOLT(TM) COMP STRGHT PL5H/41MM | Trauma | EA
02.527.002 | 10886982330338 | 2.7MM VOLT(TM) COMP STRGHT PL6H/48MM | Trauma | EA
02.527.003 | 10886982330352 | 2.7MM VOLT(TM) COMP STRGHT PL7H/55MM | Trauma | EA
02.527.004 | 10886982330376 | 2.7MM VOLT(TM) COMP STRGHT PL8H/62MM | Trauma | EA
02.527.005 | 10886982330390 | 2.7MM VOLT(TM) COMP STRGHT PL10H/76MM | Trauma | EA
02.527.006 | 10886982330413 | 2.7MM VOLT(TM) STRAIGHT PLATE6H/64MM | Trauma | EA
02.527.008 | 10886982330437 | 2.7MM VOLT(TM) STRAIGHT PLATE8H/84MM | Trauma | EA
02.527.010 | 10886982330451 | 2.7MM VOLT(TM) STRAIGHT PLATE10H/104MM | Trauma | EA
02.527.014 | 10886982330475 | 2.7MM VOLT(TM) STRAIGHT PLATE14H/144MM | Trauma | EA
02.527.020 | 10886982330499 | 2.7MM VOLT(TM) STRAIGHT PLATE18H/184MM | Trauma | EA
02.527.026 | 10886982330512 | 2.7MM VOLT(TM) ADAPTION PLATE6H/42MM | Trauma | EA
02.527.032 | 10886982330536 | 2.7MM VOLT(TM) ADAPTION PLATE12H/84MM | Trauma | EA
02.527.040 | 10886982330550 | 2.7MM VOLT(TM) ADAPTION PLATE20H/140MM | Trauma | EA
02.527.050 | 10886982330574 | 2.7MM VOLT(TM) HOOK PLATE6H/61MM | Trauma | EA
02.527.053 | 10886982330611 | 2.7MM VOLT(TM) T-PLATE3H HEAD/6H/58MM | Trauma | EA
02.420.007 | 10886982335388 | 2.0MM VOLT(TM) STRAIGHT PLATE7H/52MM | Trauma | EA
02.424.007 | 10886982335401 | 2.4MM VOLT(TM) STRAIGHT PLATE7H/69MM | Trauma | EA
02.527.007 | 10886982335425 | 2.7MM VOLT(TM) STRAIGHT PLATE7H/74MM | Trauma | EA
03.420.002 | 10886982335784 | BENDING PIN FOR 2.0MMVOLT(TM) PLATES | Trauma | EA
03.420.050 | 10886982335791 | 2.0 VOLT(TM) DEPTH GAUGE0 TO 50MM | Trauma | EA
03.420.124 | 10886982335807 | 2.0 VOLT(TM) TAP LOCK/CRTX SCRTAP TO 50MM | Trauma | EA
03.420.150 | 10886982335821 | 1.5MM VOLT(TM) DRILL BITAO QC 100MM/30MM CALIBRATION | Trauma | EA
03.420.151 | 10886982335838 | 1.5MM VOLT(TM) DRILL BITAO QC 120MM/50MM CALIBRATION | Trauma | EA
03.420.157 | 10886982335845 | 2.0 VOLT(TM) THRDD CONE DRILLGUIDE FOR 1.5MM DRILL BITS | Trauma | EA
03.424.187 | 10886982335852 | 2.4 VOLT(TM) THRDD CONE DRILLGUIDE FOR 1.8MM DRILL BITS | Trauma | EA
03.535.287 | 10886982335869 | 3.5 VOLT(TM) THREADED CONEDRILL GUIDE FOR 2.8MM DB | Trauma | EA
03.527.207 | 10886982335876 | 2.7 VOLT(TM) THRDD CONE DRILLGUIDE FOR 2.0MM DRILL BITS | Trauma | EA
03.420.200 | 10886982335883 | 2.0MM VOLT(TM) DRILL BITAO QUICK COUPLING/125MM | Trauma | EA
03.420.300 | 10886982335890 | SCREWDRIVER SHAFT T6AO QC/ 50MM | Trauma | EA
03.420.302 | 10886982335906 | SCREWDRIVER SHAFT T6AO QC/ 95MM | Trauma | EA
03.424.002 | 10886982335913 | BENDING PIN FOR 2.4MMVOLT(TM) PLATES | Trauma | EA
03.424.060 | 10886982335920 | 2.4 VOLT(TM) DEPTH GAUGE0 TO 60MM | Trauma | EA
03.424.090 | 10886982335937 | 2.4/2.7 VOLT(TM) DEPTH GAUGE0 TO 90MM | Trauma | EA
03.424.124 | 10886982335944 | 2.4 VOLT(TM) TAP LOCKING SCREWTAP TO 90MM | Trauma | EA
03.424.126 | 10886982335951 | 2.4 VOLT(TM) TAP CORTEX SCREWTAP TO 90MM | Trauma | EA
03.424.180 | 10886982335968 | 1.8MM VOLT(TM) DRILL BITAO QC 115MM/30MM CALIBRATION | Trauma | EA
03.424.181 | 10886982335975 | 1.8MM VOLT(TM) DRILL BITAO QC 145MM/60MM CALIBRATION | Trauma | EA
03.420.160 | 10886982335982 | 2.0/1.5 VOLT(TM) DOUBLE DRILLGUIDE FOR 2.0MM PLATES | Trauma | EA
03.424.190 | 10886982335999 | 2.4/1.8 VOLT(TM) DOUBLE DRILLGUIDE FOR 2.4MM PLATES | Trauma | EA
03.527.210 | 10886982336002 | 2.7/2.0 VOLT(TM) DOUBLE DRILLGUIDE FOR 2.7MM PLATES | Trauma | EA
03.535.210 | 10886982336019 | 3.5/2.5 VOLT(TM) DOUBLE DRILLGUIDE FOR 3.5MM PLATES | Trauma | EA
03.424.240 | 10886982336026 | 2.4MM VOLT(TM) DRILL BITAO QUICK COUPLING 135MM | Trauma | EA
03.424.300 | 10886982336033 | SCREWDRIVER SHAFT T8AO QC/ 55MM | Trauma | EA
03.424.302 | 10886982336040 | SCREWDRIVER SHAFT T8AO QC/ 105MM | Trauma | EA
03.426.016 | 10886982336057 | FRAGMENT REDUCTION TOOLFOR 1.6MM K-WIRES | Trauma | EA
03.430.012 | 10886982336156 | VOLT(TM) CENTERING SLEEVEF/KIRSCHNER WIRE 1.25MM | Trauma | EA
03.527.120 | 10886982336194 | TORQUE LIMITING ATTACHMENTAO QUICK COUPLING/ 1.0 NM | Trauma | EA
03.527.124 | 10886982336200 | 2.7 VOLT(TM) TAP LOCKING SCREWTAP TO 90MM | Trauma | EA
03.527.126 | 10886982336217 | 2.7 VOLT(TM) TAP CORTEX SCREWTAP TO 90MM | Trauma | EA
03.527.201 | 10886982336224 | 2.0MM VOLT(TM) DRILL BITAO QC 115MM/30MM CALIBRATION | Trauma | EA
03.527.202 | 10886982336231 | 2.0MM VOLT(TM) DRILL BITAO QC 145MM/60MM CALIBRATION | Trauma | EA
03.420.156 | 10886982336248 | 2.0 VOLT(TM) CRTX/LCKNG DRILLGUIDE FOR 1.5MM DRILL BITS | Trauma | EA
03.420.158 | 10886982336255 | 2.0 VOLT(TM) THREADED DRILLGUIDE FOR 1.5MM DRILL BITS | Trauma | EA
03.424.186 | 10886982336262 | 2.4 VOLT(TM) CRTX/LCKNG DRILLGUIDE FOR 1.8MM DRILL BITS | Trauma | EA
03.424.188 | 10886982336279 | 2.4 VOLT(TM) THREADED DRILLGUIDE FOR 1.8MM DRILL BITS | Trauma | EA
03.527.270 | 10886982336286 | 2.7MM VOLT(TM) DRILL BITAO QUICK COUPLING 135MM | Trauma | EA
03.530.000 | 10886982336293 | PLATE BENDING IRON CLOSEDFOR 2.7/3.5MM VOLT(TM) PLATES | Trauma | EA
03.530.005 | 10886982336309 | PLATE BENDING IRON OPENFOR 2.7/3.5MM VOLT(TM) PLATES | Trauma | EA
03.530.010 | 10886982336316 | COUNTERSINK F/2.0 TO 2.7MMVOLT(TM) SCREWS/ AO QC | Trauma | EA
03.535.060 | 10886982336323 | 3.5 VOLT(TM) DEPTH GAUGE0 TO 60MM | Trauma | EA
03.535.110 | 10886982336330 | 3.5 VOLT(TM) DEPTH GAUGE6 TO 110MM | Trauma | EA
03.535.128 | 10886982336347 | 4.0 VOLT(TM) TAP CANC SCREWSTAP TO 100MM | Trauma | EA
03.527.206 | 10886982336354 | 2.7 VOLT(TM) CRTX/LCKNG DRILLGUIDE FOR 2.0MM DRILL BITS | Trauma | EA
03.527.208 | 10886982336361 | 2.7 VOLT(TM) THREADED DRILLGUIDE FOR 2.0MM DRILL BITS | Trauma | EA
03.535.250 | 10886982336378 | TORQUE LIMITING ATTACHMENTAO QUICK COUPLING/ 2.5 NM | Trauma | EA
03.535.251 | 10886982336385 | 2.5MM VOLT(TM) DRILL BITAO QC 140MM/45MM CALIBRATION | Trauma | EA
03.535.252 | 10886982336392 | 2.5MM VOLT(TM) DRILL BITAO QC 155MM/60MM CALIBRATION | Trauma | EA
03.535.253 | 10886982336408 | 2.5MM VOLT(TM) DRILL BITAO QC 205MM/110MM CALIBRATION | Trauma | EA
03.535.280 | 10886982336415 | 2.8MM VOLT(TM) DRILL BITAO QC 140MM/45MM CALIBRATION | Trauma | EA
03.535.281 | 10886982336422 | 2.8MM VOLT(TM) DRILL BITAO QC 155MM/60MM CALIBRATION | Trauma | EA
03.535.286 | 10886982336439 | 3.5 VOLT(TM) LOCKING DRILLGUIDE FOR 2.8MM DRILL BITS | Trauma | EA
03.535.288 | 10886982336446 | 3.5 VOLT(TM) THREADED DRILLGUIDE FOR 2.8MM DRILL BITS | Trauma | EA
03.535.289 | 10886982336453 | INSERTER F/ VOLT(TM) THRD CONEDRILL GUIDES | Trauma | EA
03.535.300 | 10886982336477 | SCREWDRIVER SHAFT T15AO QUICK COUPLING, 100MM | Trauma | EA
03.535.302 | 10886982336484 | SCREWDRIVER SHAFT T15AO QUICK COUPLING, 160MM | Trauma | EA
03.535.350 | 10886982336491 | 3.5MM VOLT(TM) DRILL BITAO QUICK COUPLING 150MM | Trauma | EA
03.535.126 | 10886982336507 | 3.5 VOLT(TM) TAP CORTEX SCREWSTAP TO 110MM | Trauma | EA
03.427.060 | 10886982336514 | 2.7 VOLT(TM) DEPTH GAUGE0 TO 60MM | Trauma | EA
03.424.182 | 10886982336699 | 1.8MM VOLT(TM) DRILL BITAO QC 175MM/90MM CALIBRATION | Trauma | EA
03.527.203 | 10886982336705 | 2.0MM VOLT(TM) DRILL BITAO QC 175MM/90MM CALIBRATION | Trauma | EA
03.420.161 | 10886982336712 | 2.0 VOLT(TM) SPRING INSERTFOR 03.420.156 | Trauma | EA
03.535.282 | 10886982336743 | 2.8MM VOLT(TM) DRILL BITAO QC 205MM/110MM CALIBRATION | Trauma | EA
03.535.212 | 10886982336804 | 3.5 VOLT(TM) NON-LCKNG DRLGUIDE FOR 2.5 MM DRILL BITS | Trauma | EA
02.424.027 | 10886982336859 | 2.4MM VOLT(TM) ADPTN COMBI PL6H/54MM | Trauma | EA
02.424.033 | 10886982336866 | 2.4MM VOLT(TM) ADPTN COMBI PL12H/107MM | Trauma | EA
02.424.041 | 10886982336873 | 2.4MM VOLT(TM) ADPTN COMBI PL20H/177MM | Trauma | EA
02.420.027 | 10886982336941 | 2.0MM VOLT(TM) ADPTN COMBI PL6H/47MM | Trauma | EA
02.420.033 | 10886982336958 | 2.0MM VOLT(TM) ADPTN COMBI PL12H/93MM | Trauma | EA
02.420.041 | 10886982336965 | 2.0MM VOLT(TM) ADPTN COMBI PL20H/153MM | Trauma | EA
02.527.027 | 10886982337030 | 2.7MM VOLT(TM) ADPTN COMBI PL6H/54MM | Trauma | EA
02.527.033 | 10886982337047 | 2.7MM VOLT(TM) ADPTN COMBI PL12H/107MM | Trauma | EA
02.527.041 | 10886982337054 | 2.7MM VOLT(TM) ADPTN COMBI PL20H/177MM | Trauma | EA
02.420.066 | 10886982337177 | 2.0MM VOLT(TM) T-PLATE3H HEAD/10H/73MM | Trauma | EA
02.420.067 | 10886982337191 | 2.0MM VOLT(TM) T-PLATE5H HEAD/10H/73MM | Trauma | EA
02.424.066 | 10886982337214 | 2.4MM VOLT(TM) T-PLATE3H HEAD/10H/87MM | Trauma | EA
02.424.067 | 10886982337238 | 2.4MM VOLT(TM) T-PLATE5H HEAD/10H/87MM | Trauma | EA
02.527.066 | 10886982337252 | 2.7MM VOLT(TM) T-PLATE3H HEAD/10H/95MM | Trauma | EA
02.527.067 | 10886982337276 | 2.7MM VOLT(TM) T-PLATE5H HEAD/10H/95MM | Trauma | EA
02.420.068 | 10886982337351 | 2.0MM VOLT(TM) HOOK PLATE10H/76MM | Trauma | EA
02.424.068 | 10886982337375 | 2.4MM VOLT(TM) HOOK PLATE10H/89MM | Trauma | EA
02.527.068 | 10886982337399 | 2.7MM VOLT(TM) HOOK PLATE10H/98MM | Trauma | EA
02.420.069 | 10886982337443 | 2.0MM VOLT(TM) CONDYLAR PLATE6H/45MM | Trauma | EA
02.420.071 | 10886982337467 | 2.0MM VOLT(TM) CONDYLAR PLATE10H/73MM | Trauma | EA
02.424.069 | 10886982337481 | 2.4MM VOLT(TM) CONDYLAR PLATE6H/54MM | Trauma | EA
02.424.071 | 10886982337504 | 2.4MM VOLT(TM) CONDYLAR PLATE10H/88MM | Trauma | EA
02.527.069 | 10886982337528 | 2.7MM VOLT(TM) CONDYLAR PLATE6H/58MM | Trauma | EA
02.527.071 | 10886982337542 | 2.7MM VOLT(TM) CONDYLAR PLATE10H/95MM | Trauma | EA
02.420.072 | 10886982337627 | 2.0MM VOLT(TM) Y-PLATE10H/80MM | Trauma | EA
02.424.072 | 10886982337641 | 2.4MM VOLT(TM) Y-PLATE10H/95MM | Trauma | EA
02.527.072 | 10886982337665 | 2.7MM VOLT(TM) Y-PLATE10H/104MM | Trauma | EA
02.420.057 | 10886982338037 | 2.0MM VOLT(TM) TINE PLATE6H/47MM | Trauma | EA
02.420.059 | 10886982338075 | 2.0MM VOLT(TM) TINE PLATE10H/75MM | Trauma | EA
02.424.057 | 10886982338174 | 2.4MM VOLT(TM) TINE PLATE6H/55MM | Trauma | EA
02.424.059 | 10886982338211 | 2.4MM VOLT(TM) TINE PLATE10H/89MM | Trauma | EA
02.527.057 | 10886982338259 | 2.7MM VOLT(TM) TINE PLATE6H/61MM | Trauma | EA
02.527.059 | 10886982338297 | 2.7MM VOLT(TM) TINE PLATE10H/98MM | Trauma | EA
02.424.073 | 10886982339331 | 2.4MM VOLT(TM) TRIANGLE PLATE10H/93MM | Trauma | EA
02.424.165 | 10886982339355 | 2.4MM VOLT(TM) CORTEX SCREW65MM T8 | Trauma | EA
02.424.170 | 10886982339362 | 2.4MM VOLT(TM) CORTEX SCREW70MM T8 | Trauma | EA
02.424.175 | 10886982339379 | 2.4MM VOLT(TM) CORTEX SCREW75MM T8 | Trauma | EA
02.424.180 | 10886982339386 | 2.4MM VOLT(TM) CORTEX SCREW80MM T8 | Trauma | EA
02.424.185 | 10886982339393 | 2.4MM VOLT(TM) CORTEX SCREW85MM T8 | Trauma | EA
02.424.190 | 10886982339409 | 2.4MM VOLT(TM) CORTEX SCREW90MM T8 | Trauma | EA
02.424.365 | 10886982339416 | 2.4MM VOLT(TM) LOCKING SCREW65MM T8 | Trauma | EA
02.424.370 | 10886982339423 | 2.4MM VOLT(TM) LOCKING SCREW70MM T8 | Trauma | EA
02.424.375 | 10886982339430 | 2.4MM VOLT(TM) LOCKING SCREW75MM T8 | Trauma | EA
02.424.380 | 10886982339447 | 2.4MM VOLT(TM) LOCKING SCREW80MM T8 | Trauma | EA
02.424.385 | 10886982339454 | 2.4MM VOLT(TM) LOCKING SCREW85MM T8 | Trauma | EA
02.424.390 | 10886982339461 | 2.4MM VOLT(TM) LOCKING SCREW90MM T8 | Trauma | EA
02.527.073 | 10886982339478 | 2.7MM VOLT(TM) TRIANGLE PLATE10H/101MM | Trauma | EA
03.430.502 | 10886982339492 | 2.0/2.4/2.7 PLATE CUTTER | Trauma | EA
03.536.029 | 10886982339676 | VOLT(TM) CENTERING SLEEVEF/KIRSCHNER WIRE 1.6MM | Trauma | EA
03.430.000 | 10886982340788 | JEWELERS SCREWDRIVER HANDLEAO QUICK COUPLING | Trauma | EA
03.430.001 | 10886982340795 | SCREWDRIVER HANDLE/ SMALLAO QUICK COUPLING | Trauma | EA
03.430.002 | 10886982340801 | SCREWDRIVER HANDLE/ LARGEAO QUICK COUPLING | Trauma | EA
03.430.003 | 10886982340818 | RATCHETING HANDLE/ SMALLAO QUICK COUPLING | Trauma | EA
03.430.004 | 10886982340825 | RATCHETING HANDLE/ LARGEAO QUICK COUPLING | Trauma | EA
60.420.000 | 10886982341563 | 2.0 VOLT(TM) SCREWS RACK 6-501 HIGH 1/3 WIDTH ALUM FRAME | Trauma | EA
60.420.005 | 10886982341570 | 2.0 VOLT(TM) PLATES & SCREWS1 HIGH 1/3 WIDTH ALUM TRAY | Trauma | EA
60.424.005 | 10886982341587 | 2.4 VOLT(TM) PLATES1 HIGH 1/3 WIDTH ALUM TRAY | Trauma | EA
60.529.310 | 10886982341600 | VOLT(TM) MINI REDUC INSTRUMENT1 HIGH 1/3 WIDTH ALUM TRAY | Trauma | EA
60.529.340 | 10886982341617 | VOLT(TM) MINI UNIV REDUC INSTR1 HIGH 2/3 WIDTH ALUM TRAY | Trauma | EA
60.420.007 | 10886982341679 | 2.0 VOLT(TM) INSTRUMENTS1 HIGH 1/3 WIDTH ALUM TRAY | Trauma | EA
60.424.007 | 10886982341693 | 2.4 VOLT(TM) INSTRUMENTS1 HIGH 1/3 WIDTH ALUM TRAY | Trauma | EA
60.425.005 | 10886982341716 | 2.4 VOLT(TM) PROCEDURE BOX1 HIGH 1/3 WIDTH ALUM TRAY | Trauma | EA
60.527.005 | 10886982341723 | 2.7 VOLT(TM) PLATES1 HIGH 1/3 WIDTH ALUM TRAY | Trauma | EA
60.527.015 | 10886982341730 | 2.4/2.7 VOLT(TM) SCR RACK 6-902 HIGH 1/3 WIDTH ALUM FRAME | Trauma | EA
60.527.202 | 10886982341747 | 2.7 VOLT(TM) SCREWS RACK 6-902 HIGH 1/3 WIDTH ALUM FRAME | Trauma | EA
60.528.005 | 10886982341754 | 2.7 VOLT(TM) PROCEDURE BOX1 HIGH 1/3 WIDTH ALUM TRAY | Trauma | EA
60.529.005 | 10886982341761 | 2.0/2.4/2.7 VOLT(TM) PLATES& 2.0 SCREWS/ 1H 3/3W AL TRAY | Trauma | EA
60.529.301 | 10886982341785 | VOLT(TM) UNIV MINI INSTRUMENTS1 HIGH 1/3 WIDTH ALUM TRAY | Trauma | EA
60.529.320 | 10886982341792 | VOLT(TM) MINI BEND CUT INSTR1 HIGH 2/3 WIDTH ALUM TRAY | Trauma | EA
60.524.200 | 10886982341853 | 2.4 VOLT(TM) SCREWS RACK 6-902 HIGH 1/3 WIDTH ALUM FRAME | Trauma | EA
60.527.007 | 10886982341877 | 2.7 VOLT(TM) INSTRUMENTS1 HIGH 1/3 WIDTH ALUM TRAY | Trauma | EA
03.424.161 | 10886982343697 | 2.4 VOLT(TM) SPRING INSERTFOR 03.424.186 | Trauma | EA
03.527.161 | 10886982343703 | 2.7 VOLT(TM) SPRING INSERTFOR 03.527.206 | Trauma | EA
03.535.161 | 10886982343987 | 3.5 VOLT(TM) SPRING INSERTFOR 03.535.212 | Trauma | EA
60.536.010 | 10886982345332 | VOLT(TM) SF INSTR/REDUC1 HIGH 2/3 WIDTH ALUM TRAY | Trauma | EA
60.536.012 | 10886982345349 | 3.5 VOLT(TM) INSERTION INST1 HIGH 2/3 WIDTH ALUM TRAY | Trauma | EA
60.536.320 | 10886982345356 | 2.7/3.5 VOLT (TM) BEND CUTINSTR 1 H 2/3 W ALUM TRAY | Trauma | EA
60.536.005 | 10886982345363 | 3.5 VOLT(TM) PLATES1 HIGH 2/3 WIDTH ALUM TRAY | Trauma | EA
60.536.006 | 10886982345370 | 2.7/3.5 VOLT(TM) PLATES1 HIGH 2/3 WIDTH ALUM TRAY | Trauma | EA
60.536.000 | 10886982345387 | 2.7/3.5/4.0 VOLT(TM) SCR RACK10-90 2H 1/3W ALUM FRAME | Trauma | EA
60.536.002 | 10886982345394 | 2.7/3.5/4.0 VOLT(TM) SCR RACK10-60 1H 1/3W ALUM FRAME | Trauma | EA
60.536.020 | 10886982345400 | 3.5/4.0 VOLT(TM) SCR RACK10-90 2H 1/3W ALUM FRAME | Trauma | EA
60.527.001 | 10886982345578 | 2.7/3.5/4.0 VOLT(TM) SCR RACK65-90 1H 1/3W ALUM FRAME | Trauma | EA
60.536.003 | 10886982346407 | 3.5/4.0 VOLT(TM) SCR RACK10-60 2H 1/3W ALUM FRAME | Trauma | EA
SD03.231.010 | 10886982347565 | 4.5 DRILL GUIDE | Trauma | EA
SD292.210 | 10886982345554 | 2.0MM KIRSCHNER WIREW/ TROCAR POINT 350MM | Trauma | EA
VP4411.R3 | 10886982319722 | 3.5MM STD TPLO PLATE/ADVANCEDRADIAL COMPRESSION (ARC)/RT | Trauma | EA
TEM260304PKG | 00810112596939 | DYNAMET LINKED TEMPLATE15MM JI | Trauma | EA
TEM260305PKG | 00810112596946 | DYNAMET LINKED TEMPLATE18MM JI | Trauma | EA
TEM260306PKG | 00810112596953 | DYNAMET LINKED TEMPLATE15MM IL | Trauma | EA
TEM260307PKG | 00810112596960 | DYNAMET LINKED TEMPLATE18MM IL | Trauma | EA
380002LR-NSPKG | 00810112598476 | VIRTUGUIDE 0 RACROTATION- 0° - UNI | Trauma | EA
TEM270312PKG | 00810112598131 | DYNABUNION SHORTPLATE TEMPLATE- LT | Trauma | EA
TEM270314PKG | 00810112598148 | DYNABUNION SHORTPLATE TEMPLATE- RT | Trauma | EA
380003L-NSPKG | 00810112598407 | VIRTUGUIDE 0 - 5° - LTRAC ROTATION BLOCK | Trauma | EA
380003R-NSPKG | 00810112598414 | VIRTUGUIDE 0 - 5° - RTRAC ROTATION BLOCK | Trauma | EA
380006L-NSPKG | 00810112598421 | VIRTUGUIDE 1 - 5° - LTRAC ROTATION BLOCK | Trauma | EA
380006R-NSPKG | 00810112598438 | VIRTUGUIDE 1 - 5° - RTRAC ROTATION BLOCK | Trauma | EA
380009L-NSPKG | 00810112598445 | VIRTUGUIDE 2 - 5° - LTRAC ROTATION BLOCK | Trauma | EA
380009R-NSPKG | 00810112598452 | VIRTUGUIDE 2 - 5° - RTRAC ROTATION BLOCK | Trauma | EA
380004L-NSPKG | 00810112598056 | VIRTUGUIDE 0 - 10° - LTRAC ROTATION BLOCK | Trauma | EA
380004R-NSPKG | 00810112598063 | VIRTUGUIDE 0 - 10° - RTRAC ROTATION BLOCK | Trauma | EA
380005LR-NSPKG | 00810112598346 | VIRTUGUIDE 1 - 0° - UNIRAC ROTATION BLOCK | Trauma | EA
380007L-NSPKG | 00810112598353 | VIRTUGUIDE 1 - 10° - LTRAC ROTATION BLOCK | Trauma | EA
380007R-NSPKG | 00810112598360 | VIRTUGUIDE 1 - 10° - RTRAC ROTATION BLOCK | Trauma | EA
380008LR-NSPKG | 00810112598377 | VIRTUGUIDE 2 - 0° - UNIRAC ROTATION BLOCK | Trauma | EA
380010L-NSPKG | 00810112598384 | VIRTUGUIDE 2 - 10° - LTRAC ROTATION BLOCK | Trauma | EA
380010R-NSPKG | 00810112598391 | VIRTUGUIDE 2 - 10° - RTRAC ROTATION BLOCK | Trauma | EA
280600PKG | 00810112598094 | DYNABUNION TRAYNON-STERILE | Trauma | EA
TEM260322PKG | 00810112596243 | DYNAMET LINKED TEMPLATE15MM NARROW JI | Trauma | EA
TEM260324PKG | 00810112596922 | DYNAMET LINKED TEMPLATE15MM NARROW IL | Trauma | EA
SD03.010.507 | 10886982346933 | EXTENDED MULTI HOLE WIRE GUIDEFOR RFNA | Trauma | EA
SD03.168.004 | 10886982346957 | FNS ANGLED GUIDE 130°W/ WIDER BASE | Trauma | EA
SD03.033.009 | 10886982347558 | REAMER SHAFT GUIDE | Trauma | EA
SD390.000 | 10886982347459 | 2.8MM GUIDE WIRE DRIVERWITH AO QC | Trauma | EA
60.012.300 | 10886982346797 | TRAY FOR REDUCTION ANDSCREW INSERTION INSTRUMENTS | Trauma | EA
60.012.301 | 10886982346803 | TRAY FOR LCP PLATES | Trauma | EA
60.012.302 | 10886982346810 | SCREW CADDY | Trauma | EA
60.012.303 | 10886982346827 | TRAY F/WIRE IMPL & INSTRUMENTS | Trauma | EA
VP4410.R3 | 10886982319708 | 3.5mm Small Offset TPLOPlate, Right | Trauma | EA
VP4411.L3 | 10886982319715 | 3.5MM STD TPLO PLATE/ADVANCEDRADIAL COMPRESSION (ARC)/LT | Trauma | EA
04.901.008 | 00810112592870 | 2.0MM TI CRTX SCRL 8MM BLUE TRILEAP(TM) | Trauma | EA
04.901.009 | 00810112592887 | 2.0MM TI CRTX SCRL 9MM BLUE TRILEAP(TM) | Trauma | EA
04.901.010 | 00810112592894 | 2.0MM TI CRTX SCRL 10MM BLUE TRILEAP(TM) | Trauma | EA
04.901.011 | 00810112592900 | 2.0MM TI CRTX SCRL 11MM BLUE TRILEAP(TM) | Trauma | EA
04.901.012 | 00810112592917 | 2.0MM TI CRTX SCRL 12MM BLUE TRILEAP(TM) | Trauma | EA
04.901.013 | 00810112592924 | 2.0MM TI CRTX SCRL 13MM BLUE TRILEAP(TM) | Trauma | EA
04.901.014 | 00810112592931 | 2.0MM TI CRTX SCRL 14MM BLUE TRILEAP(TM) | Trauma | EA
04.901.015 | 00810112592948 | 2.0MM TI CRTX SCRL 15MM BLUE TRILEAP(TM) | Trauma | EA
04.901.016 | 00810112592955 | 2.0MM TI CRTX SCRL 16MM BLUE TRILEAP(TM) | Trauma | EA
04.901.018 | 00810112592962 | 2.0MM TI CRTX SCRL 18MM BLUE TRILEAP(TM) | Trauma | EA
04.901.020 | 00810112592979 | 2.0MM TI CRTX SCRL 20MM BLUE TRILEAP(TM) | Trauma | EA
04.901.022 | 00810112592986 | 2.0MM TI CRTX SCRL 22MM BLUE TRILEAP(TM) | Trauma | EA
04.901.024 | 00810112592993 | 2.0MM TI CRTX SCRL 24MM BLUE TRILEAP(TM) | Trauma | EA
04.901.026 | 00810112593006 | 2.0MM TI CRTX SCRL 26MM BLUE TRILEAP(TM) | Trauma | EA
04.901.028 | 00810112593013 | 2.0MM TI CRTX SCRL 28MM BLUE TRILEAP(TM) | Trauma | EA
04.901.030 | 00810112593020 | 2.0MM TI CRTX SCRL 30MM BLUE TRILEAP(TM) | Trauma | EA
04.902.008 | 00810112593037 | 2.0MM TI VARIABLE ANGL SCRL 8MM BLUE TRILEAP(TM) | Trauma | EA
04.902.009 | 00810112593044 | 2.0MM TI VARIABLE ANGL SCRL 9MM BLUE TRILEAP(TM) | Trauma | EA
04.902.010 | 00810112593051 | 2.0MM TI VARIABLE ANGL SCRL 10MM BLUE TRILEAP(TM) | Trauma | EA
04.902.011 | 00810112593068 | 2.0MM TI VARIABLE ANGL SCRL 11MM BLUE TRILEAP(TM) | Trauma | EA
04.902.012 | 00810112593075 | 2.0MM TI VARIABLE ANGL SCRL 12MM BLUE TRILEAP(TM) | Trauma | EA
04.902.013 | 00810112593082 | 2.0MM TI VARIABLE ANGL SCRL 13MM BLUE TRILEAP(TM) | Trauma | EA
04.902.014 | 00810112593099 | 2.0MM TI VARIABLE ANGL SCRL 14MM BLUE TRILEAP(TM) | Trauma | EA
04.902.015 | 00810112593105 | 2.0MM TI VARIABLE ANGL SCRL 15MM BLUE TRILEAP(TM) | Trauma | EA
04.902.016 | 00810112593112 | 2.0MM TI VARIABLE ANGL SCRL 16MM BLUE TRILEAP(TM) | Trauma | EA
04.902.018 | 00810112593129 | 2.0MM TI VARIABLE ANGL SCRL 18MM BLUE TRILEAP(TM) | Trauma | EA
04.902.020 | 00810112593136 | 2.0MM TI VARIABLE ANGL SCRL 20MM BLUE TRILEAP(TM) | Trauma | EA
04.902.022 | 00810112593143 | 2.0MM TI VARIABLE ANGL SCRL 22MM BLUE TRILEAP(TM) | Trauma | EA
04.902.024 | 00810112593150 | 2.0MM TI VARIABLE ANGL SCRL 24MM BLUE TRILEAP(TM) | Trauma | EA
04.902.026 | 00810112593167 | 2.0MM TI VARIABLE ANGL SCRL 26MM BLUE TRILEAP(TM) | Trauma | EA
04.902.028 | 00810112593174 | 2.0MM TI VARIABLE ANGL SCRL 28MM BLUE TRILEAP(TM) | Trauma | EA
04.902.030 | 00810112593181 | 2.0MM TI VARIABLE ANGL SCRL 30MM BLUE TRILEAP(TM) | Trauma | EA
04.903.008 | 00810112593198 | 2.5MM TI CRTX SCRL 8MM MAGENTA TRILEAP(TM) | Trauma | EA
04.903.009 | 00810112593204 | 2.5MM TI CRTX SCRL 9MM MAGENTA TRILEAP(TM) | Trauma | EA
04.903.010 | 00810112593211 | 2.5MM TI CRTX SCRL 10MM MAGENTA TRILEAP(TM) | Trauma | EA
04.903.011 | 00810112593228 | 2.5MM TI CRTX SCRL 11MM MAGENTA TRILEAP(TM) | Trauma | EA
04.903.012 | 00810112593235 | 2.5MM TI CRTX SCRL 12MM MAGENTA TRILEAP(TM) | Trauma | EA
04.903.013 | 00810112593242 | 2.5MM TI CRTX SCRL 13MM MAGENTA TRILEAP(TM) | Trauma | EA
04.903.014 | 00810112593259 | 2.5MM TI CRTX SCRL 14MM MAGENTA TRILEAP(TM) | Trauma | EA
04.903.015 | 00810112593266 | 2.5MM TI CRTX SCRL 15MM MAGENTA TRILEAP(TM) | Trauma | EA
04.903.016 | 00810112593273 | 2.5MM TI CRTX SCRL 16MM MAGENTA TRILEAP(TM) | Trauma | EA
04.903.018 | 00810112593280 | 2.5MM TI CRTX SCRL 18MM MAGENTA TRILEAP(TM) | Trauma | EA
04.903.020 | 00810112593297 | 2.5MM TI CRTX SCRL 20MM MAGENTA TRILEAP(TM) | Trauma | EA
04.903.022 | 00810112593303 | 2.5MM TI CRTX SCRL 22MM MAGENTA TRILEAP(TM) | Trauma | EA
04.903.024 | 00810112593310 | 2.5MM TI CRTX SCRL 24MM MAGENTA TRILEAP(TM) | Trauma | EA
04.903.026 | 00810112593327 | 2.5MM TI CRTX SCRL 26MM MAGENTA TRILEAP(TM) | Trauma | EA
04.903.028 | 00810112593334 | 2.5MM TI CRTX SCRL 28MM MAGENTA TRILEAP(TM) | Trauma | EA
04.903.030 | 00810112593341 | 2.5MM TI CRTX SCRL 30MM MAGENTA TRILEAP(TM) | Trauma | EA
04.903.032 | 00810112593358 | 2.5MM TI CRTX SCRL 32MM MAGENTA TRILEAP(TM) | Trauma | EA
04.903.034 | 00810112593365 | 2.5MM TI CRTX SCRL 34MM MAGENTA TRILEAP(TM) | Trauma | EA
04.903.036 | 00810112593372 | 2.5MM TI CRTX SCRL 36MM MAGENTA TRILEAP(TM) | Trauma | EA
04.903.038 | 00810112593389 | 2.5MM TI CRTX SCRL 38MM MAGENTA TRILEAP(TM) | Trauma | EA
04.903.040 | 00810112593396 | 2.5MM TI CRTX SCRL 40MM MAGENTA TRILEAP(TM) | Trauma | EA
04.904.008 | 00810112593402 | 2.5MM TI VARIABLE ANGL SCRL 8MM MAGENTA TRILEAP(TM) | Trauma | EA
04.904.009 | 00810112593419 | 2.5MM TI VARIABLE ANGL SCRL 9MM MAGENTA TRILEAP(TM) | Trauma | EA
04.904.010 | 00810112593426 | 2.5MM TI VARIABLE ANGL SCRL 10MM MAGENTA TRILEAP(TM) | Trauma | EA
04.904.011 | 00810112593433 | 2.5MM TI VARIABLE ANGL SCRL 11MM MAGENTA TRILEAP(TM) | Trauma | EA
04.904.012 | 00810112593440 | 2.5MM TI VARIABLE ANGL SCRL 12MM MAGENTA TRILEAP(TM) | Trauma | EA
04.904.013 | 00810112593457 | 2.5MM TI VARIABLE ANGL SCRL 13MM MAGENTA TRILEAP(TM) | Trauma | EA
04.904.014 | 00810112593464 | 2.5MM TI VARIABLE ANGL SCRL 14MM MAGENTA TRILEAP(TM) | Trauma | EA
04.904.015 | 00810112593471 | 2.5MM TI VARIABLE ANGL SCRL 15MM MAGENTA TRILEAP(TM) | Trauma | EA
04.904.016 | 00810112593488 | 2.5MM TI VARIABLE ANGL SCRL 16MM MAGENTA TRILEAP(TM) | Trauma | EA
04.904.018 | 00810112593495 | 2.5MM TI VARIABLE ANGL SCRL 18MM MAGENTA TRILEAP(TM) | Trauma | EA
04.904.020 | 00810112593501 | 2.5MM TI VARIABLE ANGL SCRL 20MM MAGENTA TRILEAP(TM) | Trauma | EA
04.904.022 | 00810112593518 | 2.5MM TI VARIABLE ANGL SCRL 22MM MAGENTA TRILEAP(TM) | Trauma | EA
04.904.024 | 00810112593525 | 2.5MM TI VARIABLE ANGL SCRL 24MM MAGENTA TRILEAP(TM) | Trauma | EA
04.907.040 | 00810112594188 | 3.0MM TI CRTX SCRL 40MM ROSE RED TRILEAP(TM) | Trauma | EA
04.907.042 | 00810112594195 | 3.0MM TI CRTX SCRL 42MM ROSE RED TRILEAP(TM) | Trauma | EA
04.907.044 | 00810112594201 | 3.0MM TI CRTX SCRL 44MM ROSE RED TRILEAP(TM) | Trauma | EA
04.907.046 | 00810112594218 | 3.0MM TI CRTX SCRL 46MM ROSE RED TRILEAP(TM) | Trauma | EA
04.907.048 | 00810112594225 | 3.0MM TI CRTX SCRL 48MM ROSE RED TRILEAP(TM) | Trauma | EA
04.907.050 | 00810112594232 | 3.0MM TI CRTX SCRL 50MM ROSE RED TRILEAP(TM) | Trauma | EA
04.907.052 | 00810112594249 | 3.0MM TI CRTX SCRL 52MM ROSE RED TRILEAP(TM) | Trauma | EA
04.907.054 | 00810112594256 | 3.0MM TI CRTX SCRL 54MM ROSE RED TRILEAP(TM) | Trauma | EA
04.907.056 | 00810112594263 | 3.0MM TI CRTX SCRL 56MM ROSE RED TRILEAP(TM) | Trauma | EA
04.907.058 | 00810112594270 | 3.0MM TI CRTX SCRL 58MM ROSE RED TRILEAP(TM) | Trauma | EA
04.907.060 | 00810112594287 | 3.0MM TI CRTX SCRL 60MM ROSE RED TRILEAP(TM) | Trauma | EA
04.908.010 | 00810112594294 | 3.0MM TI VARIABLE ANGL SCRL 10MM ROSE RED TRILEAP(TM) | Trauma | EA
04.908.012 | 00810112594300 | 3.0MM TI VARIABLE ANGL SCRL 12MM ROSE RED TRILEAP(TM) | Trauma | EA
04.908.014 | 00810112594317 | 3.0MM TI VARIABLE ANGL SCRL 14MM ROSE RED TRILEAP(TM) | Trauma | EA
04.908.016 | 00810112594324 | 3.0MM TI VARIABLE ANGL SCRL 16MM ROSE RED TRILEAP(TM) | Trauma | EA
04.908.018 | 00810112594331 | 3.0MM TI VARIABLE ANGL SCRL 18MM ROSE RED TRILEAP(TM) | Trauma | EA
04.908.020 | 00810112594348 | 3.0MM TI VARIABLE ANGL SCRL 20MM ROSE RED TRILEAP(TM) | Trauma | EA
04.908.022 | 00810112594355 | 3.0MM TI VARIABLE ANGL SCRL 22MM ROSE RED TRILEAP(TM) | Trauma | EA
04.908.024 | 00810112594362 | 3.0MM TI VARIABLE ANGL SCRL 24MM ROSE RED TRILEAP(TM) | Trauma | EA
04.908.026 | 00810112594379 | 3.0MM TI VARIABLE ANGL SCRL 26MM ROSE RED TRILEAP(TM) | Trauma | EA
04.908.028 | 00810112594386 | 3.0MM TI VARIABLE ANGL SCRL 28MM ROSE RED TRILEAP(TM) | Trauma | EA
04.908.030 | 00810112594393 | 3.0MM TI VARIABLE ANGL SCRL 30MM ROSE RED TRILEAP(TM) | Trauma | EA
04.908.032 | 00810112594409 | 3.0MM TI VARIABLE ANGL SCRL 32MM ROSE RED TRILEAP(TM) | Trauma | EA
04.908.034 | 00810112594416 | 3.0MM TI VARIABLE ANGL SCRL 34MM ROSE RED TRILEAP(TM) | Trauma | EA
04.908.036 | 00810112594423 | 3.0MM TI VARIABLE ANGL SCRL 36MM ROSE RED TRILEAP(TM) | Trauma | EA
04.908.038 | 00810112594430 | 3.0MM TI VARIABLE ANGL SCRL 38MM ROSE RED TRILEAP(TM) | Trauma | EA
04.908.040 | 00810112594447 | 3.0MM TI VARIABLE ANGL SCRL 40MM ROSE RED TRILEAP(TM) | Trauma | EA
04.908.042 | 00810112594454 | 3.0MM TI VARIABLE ANGL SCRL 42MM ROSE RED TRILEAP(TM) | Trauma | EA
04.908.044 | 00810112594461 | 3.0MM TI VARIABLE ANGL SCRL 44MM ROSE RED TRILEAP(TM) | Trauma | EA
04.908.046 | 00810112594478 | 3.0MM TI VARIABLE ANGL SCRL 46MM ROSE RED TRILEAP(TM) | Trauma | EA
04.908.048 | 00810112594485 | 3.0MM TI VARIABLE ANGL SCRL 48MM ROSE RED TRILEAP(TM) | Trauma | EA
04.908.050 | 00810112594492 | 3.0MM TI VARIABLE ANGL SCRL 50MM ROSE RED TRILEAP(TM) | Trauma | EA
04.908.052 | 00810112594508 | 3.0MM TI VARIABLE ANGL SCRL 52MM ROSE RED TRILEAP(TM) | Trauma | EA
04.908.054 | 00810112594515 | 3.0MM TI VARIABLE ANGL SCRL 54MM ROSE RED TRILEAP(TM) | Trauma | EA
04.908.056 | 00810112594522 | 3.0MM TI VARIABLE ANGL SCRL 56MM ROSE RED TRILEAP(TM) | Trauma | EA
04.908.058 | 00810112594539 | 3.0MM TI VARIABLE ANGL SCRL 58MM ROSE RED TRILEAP(TM) | Trauma | EA
04.908.060 | 00810112594546 | 3.0MM TI VARIABLE ANGL SCRL 60MM ROSE RED TRILEAP(TM) | Trauma | EA
04.909.010 | 00810112594553 | 3.5MM TI CRTX SCRL 10MM DARK PURPLE TRILEAP(TM) | Trauma | EA
04.909.012 | 00810112594560 | 3.5MM TI CRTX SCRL 12MM DARK PURPLE TRILEAP(TM) | Trauma | EA
04.909.014 | 00810112594577 | 3.5MM TI CRTX SCRL 14MM DARK PURPLE TRILEAP(TM) | Trauma | EA
04.909.016 | 00810112594584 | 3.5MM TI CRTX SCRL 16MM DARK PURPLE TRILEAP(TM) | Trauma | EA
04.909.018 | 00810112594591 | 3.5MM TI CRTX SCRL 18MM DARK PURPLE TRILEAP(TM) | Trauma | EA
04.909.020 | 00810112594607 | 3.5MM TI CRTX SCRL 20MM DARK PURPLE TRILEAP(TM) | Trauma | EA
04.909.022 | 00810112594614 | 3.5MM TI CRTX SCRL 22MM DARK PURPLE TRILEAP(TM) | Trauma | EA
04.909.024 | 00810112594621 | 3.5MM TI CRTX SCRL 24MM DARK PURPLE TRILEAP(TM) | Trauma | EA
04.909.026 | 00810112594638 | 3.5MM TI CRTX SCRL 26MM DARK PURPLE TRILEAP(TM) | Trauma | EA
04.909.028 | 00810112594645 | 3.5MM TI CRTX SCRL 28MM DARK PURPLE TRILEAP(TM) | Trauma | EA
04.909.030 | 00810112594652 | 3.5MM TI CRTX SCRL 30MM DARK PURPLE TRILEAP(TM) | Trauma | EA
04.909.032 | 00810112594669 | 3.5MM TI CRTX SCRL 32MM DARK PURPLE TRILEAP(TM) | Trauma | EA
04.909.034 | 00810112594676 | 3.5MM TI CRTX SCRL 34MM DARK PURPLE TRILEAP(TM) | Trauma | EA
04.909.036 | 00810112594683 | 3.5MM TI CRTX SCRL 36MM DARK PURPLE TRILEAP(TM) | Trauma | EA
04.909.038 | 00810112594690 | 3.5MM TI CRTX SCRL 38MM DARK PURPLE TRILEAP(TM) | Trauma | EA
04.909.040 | 00810112594706 | 3.5MM TI CRTX SCRL 40MM DARK PURPLE TRILEAP(TM) | Trauma | EA
04.909.042 | 00810112594713 | 3.5MM TI CRTX SCRL 42MM DARK PURPLE TRILEAP(TM) | Trauma | EA
04.909.044 | 00810112594720 | 3.5MM TI CRTX SCRL 44MM DARK PURPLE TRILEAP(TM) | Trauma | EA
04.909.046 | 00810112594737 | 3.5MM TI CRTX SCRL 46MM DARK PURPLE TRILEAP(TM) | Trauma | EA
04.909.048 | 00810112594744 | 3.5MM TI CRTX SCRL 48MM DARK PURPLE TRILEAP(TM) | Trauma | EA
04.909.050 | 00810112594751 | 3.5MM TI CRTX SCRL 50MM DARK PURPLE TRILEAP(TM) | Trauma | EA
04.909.052 | 00810112594768 | 3.5MM TI CRTX SCRL 52MM DARK PURPLE TRILEAP(TM) | Trauma | EA
04.909.054 | 00810112594775 | 3.5MM TI CRTX SCRL 54MM DARK PURPLE TRILEAP(TM) | Trauma | EA
04.909.056 | 00810112594782 | 3.5MM TI CRTX SCRL 56MM DARK PURPLE TRILEAP(TM) | Trauma | EA
04.909.058 | 00810112594799 | 3.5MM TI CRTX SCRL 58MM DARK PURPLE TRILEAP(TM) | Trauma | EA
04.909.060 | 00810112594805 | 3.5MM TI CRTX SCRL 60MM DARK PURPLE TRILEAP(TM) | Trauma | EA
04.910.010 | 00810112594812 | 3.5MM TI VARIABLE ANGL SCRL 10MM DARK PURPLE TRILEAP(TM) | Trauma | EA
04.910.012 | 00810112594829 | 3.5MM TI VARIABLE ANGL SCRL 12MM DARK PURPLE TRILEAP(TM) | Trauma | EA
04.910.014 | 00810112594836 | 3.5MM TI VARIABLE ANGL SCRL 14MM DARK PURPLE TRILEAP(TM) | Trauma | EA
04.910.016 | 00810112594843 | 3.5MM TI VARIABLE ANGL SCRL 16MM DARK PURPLE TRILEAP(TM) | Trauma | EA
04.910.018 | 00810112594850 | 3.5MM TI VARIABLE ANGL SCRL 18MM DARK PURPLE TRILEAP(TM) | Trauma | EA
04.904.026 | 00810112593532 | 2.5MM TI VARIABLE ANGL SCRL 26MM MAGENTA TRILEAP(TM) | Trauma | EA
04.904.028 | 00810112593549 | 2.5MM TI VARIABLE ANGL SCRL 28MM MAGENTA TRILEAP(TM) | Trauma | EA
04.904.030 | 00810112593556 | 2.5MM TI VARIABLE ANGL SCRL 30MM MAGENTA TRILEAP(TM) | Trauma | EA
04.904.032 | 00810112593563 | 2.5MM TI VARIABLE ANGL SCRL 32MM MAGENTA TRILEAP(TM) | Trauma | EA
04.904.034 | 00810112593570 | 2.5MM TI VARIABLE ANGL SCRL 34MM MAGENTA TRILEAP(TM) | Trauma | EA
04.904.036 | 00810112593587 | 2.5MM TI VARIABLE ANGL SCRL 36MM MAGENTA TRILEAP(TM) | Trauma | EA
04.904.038 | 00810112593594 | 2.5MM TI VARIABLE ANGL SCRL 38MM MAGENTA TRILEAP(TM) | Trauma | EA
04.904.040 | 00810112593600 | 2.5MM TI VARIABLE ANGL SCRL 40MM MAGENTA TRILEAP(TM) | Trauma | EA
04.905.008 | 00810112593617 | 3.0MM TI CRTX SCRL 8MM GOLD TRILEAP(TM) | Trauma | EA
04.905.009 | 00810112593624 | 3.0MM TI CRTX SCRL 9MM GOLD TRILEAP(TM) | Trauma | EA
04.905.010 | 00810112593631 | 3.0MM TI CRTX SCRL 10MM GOLD TRILEAP(TM) | Trauma | EA
04.905.011 | 00810112593648 | 3.0MM TI CRTX SCRL 11MM GOLD TRILEAP(TM) | Trauma | EA
04.905.012 | 00810112593655 | 3.0MM TI CRTX SCRL 12MM GOLD TRILEAP(TM) | Trauma | EA
04.905.013 | 00810112593662 | 3.0MM TI CRTX SCRL 13MM GOLD TRILEAP(TM) | Trauma | EA
04.905.014 | 00810112593679 | 3.0MM TI CRTX SCRL 14MM GOLD TRILEAP(TM) | Trauma | EA
04.905.015 | 00810112593686 | 3.0MM TI CRTX SCRL 15MM GOLD TRILEAP(TM) | Trauma | EA
04.905.016 | 00810112593693 | 3.0MM TI CRTX SCRL 16MM GOLD TRILEAP(TM) | Trauma | EA
04.905.018 | 00810112593709 | 3.0MM TI CRTX SCRL 18MM GOLD TRILEAP(TM) | Trauma | EA
04.905.020 | 00810112593716 | 3.0MM TI CRTX SCRL 20MM GOLD TRILEAP(TM) | Trauma | EA
04.905.022 | 00810112593723 | 3.0MM TI CRTX SCRL 22MM GOLD TRILEAP(TM) | Trauma | EA
04.905.024 | 00810112593730 | 3.0MM TI CRTX SCRL 24MM GOLD TRILEAP(TM) | Trauma | EA
04.905.026 | 00810112593747 | 3.0MM TI CRTX SCRL 26MM GOLD TRILEAP(TM) | Trauma | EA
04.905.028 | 00810112593754 | 3.0MM TI CRTX SCRL 28MM GOLD TRILEAP(TM) | Trauma | EA
04.905.030 | 00810112593761 | 3.0MM TI CRTX SCRL 30MM GOLD TRILEAP(TM) | Trauma | EA
04.905.032 | 00810112593778 | 3.0MM TI CRTX SCRL 32MM GOLD TRILEAP(TM) | Trauma | EA
04.905.034 | 00810112593785 | 3.0MM TI CRTX SCRL 34MM GOLD TRILEAP(TM) | Trauma | EA
04.905.036 | 00810112593792 | 3.0MM TI CRTX SCRL 36MM GOLD TRILEAP(TM) | Trauma | EA
04.905.038 | 00810112593808 | 3.0MM TI CRTX SCRL 38MM GOLD TRILEAP(TM) | Trauma | EA
04.905.040 | 00810112593815 | 3.0MM TI CRTX SCRL 40MM GOLD TRILEAP(TM) | Trauma | EA
04.906.008 | 00810112593822 | 3.0MM TI VARIABLE ANGL SCRL 8MM GOLD TRILEAP(TM) | Trauma | EA
04.906.009 | 00810112593839 | 3.0MM TI VARIABLE ANGL SCRL 9MM GOLD TRILEAP(TM) | Trauma | EA
04.906.010 | 00810112593846 | 3.0MM TI VARIABLE ANGL SCRL 10MM GOLD TRILEAP(TM) | Trauma | EA
04.906.011 | 00810112593853 | 3.0MM TI VARIABLE ANGL SCRL 11MM GOLD TRILEAP(TM) | Trauma | EA
04.906.012 | 00810112593860 | 3.0MM TI VARIABLE ANGL SCRL 12MM GOLD TRILEAP(TM) | Trauma | EA
04.906.013 | 00810112593877 | 3.0MM TI VARIABLE ANGL SCRL 13MM GOLD TRILEAP(TM) | Trauma | EA
04.906.014 | 00810112593884 | 3.0MM TI VARIABLE ANGL SCRL 14MM GOLD TRILEAP(TM) | Trauma | EA
04.906.015 | 00810112593891 | 3.0MM TI VARIABLE ANGL SCRL 15MM GOLD TRILEAP(TM) | Trauma | EA
04.906.016 | 00810112593907 | 3.0MM TI VARIABLE ANGL SCRL 16MM GOLD TRILEAP(TM) | Trauma | EA
04.906.018 | 00810112593914 | 3.0MM TI VARIABLE ANGL SCRL 18MM GOLD TRILEAP(TM) | Trauma | EA
04.906.020 | 00810112593921 | 3.0MM TI VARIABLE ANGL SCRL 20MM GOLD TRILEAP(TM) | Trauma | EA
04.906.022 | 00810112593938 | 3.0MM TI VARIABLE ANGL SCRL 22MM GOLD TRILEAP(TM) | Trauma | EA
04.906.024 | 00810112593945 | 3.0MM TI VARIABLE ANGL SCRL 24MM GOLD TRILEAP(TM) | Trauma | EA
04.906.026 | 00810112593952 | 3.0MM TI VARIABLE ANGL SCRL 26MM GOLD TRILEAP(TM) | Trauma | EA
04.906.028 | 00810112593969 | 3.0MM TI VARIABLE ANGL SCRL 28MM GOLD TRILEAP(TM) | Trauma | EA
04.906.030 | 00810112593976 | 3.0MM TI VARIABLE ANGL SCRL 30MM GOLD TRILEAP(TM) | Trauma | EA
04.906.032 | 00810112593983 | 3.0MM TI VARIABLE ANGL SCRL 32MM GOLD TRILEAP(TM) | Trauma | EA
04.906.034 | 00810112593990 | 3.0MM TI VARIABLE ANGL SCRL 34MM GOLD TRILEAP(TM) | Trauma | EA
04.906.036 | 00810112594003 | 3.0MM TI VARIABLE ANGL SCRL 36MM GOLD TRILEAP(TM) | Trauma | EA
04.906.038 | 00810112594010 | 3.0MM TI VARIABLE ANGL SCRL 38MM GOLD TRILEAP(TM) | Trauma | EA
04.906.040 | 00810112594027 | 3.0MM TI VARIABLE ANGL SCRL 40MM GOLD TRILEAP(TM) | Trauma | EA
04.907.010 | 00810112594034 | 3.0MM TI CRTX SCRL 10MM ROSE RED TRILEAP(TM) | Trauma | EA
04.907.012 | 00810112594041 | 3.0MM TI CRTX SCRL 12MM ROSE RED TRILEAP(TM) | Trauma | EA
04.907.014 | 00810112594058 | 3.0MM TI CRTX SCRL 14MM ROSE RED TRILEAP(TM) | Trauma | EA
04.907.016 | 00810112594065 | 3.0MM TI CRTX SCRL 16MM ROSE RED TRILEAP(TM) | Trauma | EA
04.907.018 | 00810112594072 | 3.0MM TI CRTX SCRL 18MM ROSE RED TRILEAP(TM) | Trauma | EA
04.907.020 | 00810112594089 | 3.0MM TI CRTX SCRL 20MM ROSE RED TRILEAP(TM) | Trauma | EA
04.907.022 | 00810112594096 | 3.0MM TI CRTX SCRL 22MM ROSE RED TRILEAP(TM) | Trauma | EA
04.907.024 | 00810112594102 | 3.0MM TI CRTX SCRL 24MM ROSE RED TRILEAP(TM) | Trauma | EA
04.907.026 | 00810112594119 | 3.0MM TI CRTX SCRL 26MM ROSE RED TRILEAP(TM) | Trauma | EA
04.907.028 | 00810112594126 | 3.0MM TI CRTX SCRL 28MM ROSE RED TRILEAP(TM) | Trauma | EA
04.907.030 | 00810112594133 | 3.0MM TI CRTX SCRL 30MM ROSE RED TRILEAP(TM) | Trauma | EA
04.907.032 | 00810112594140 | 3.0MM TI CRTX SCRL 32MM ROSE RED TRILEAP(TM) | Trauma | EA
04.907.034 | 00810112594157 | 3.0MM TI CRTX SCRL 34MM ROSE RED TRILEAP(TM) | Trauma | EA
04.907.036 | 00810112594164 | 3.0MM TI CRTX SCRL 36MM ROSE RED TRILEAP(TM) | Trauma | EA
04.907.038 | 00810112594171 | 3.0MM TI CRTX SCRL 38MM ROSE RED TRILEAP(TM) | Trauma | EA
03.900.395 | 00810112592405 | MTP SCR TARGETING GUIDERIGHT | Trauma | EA
03.900.396 | 00810112592412 | MTP SCR TARGETING GUIDELEFT | Trauma | EA
04.900.021 | 00810112595772 | LAPIDUS TI PLATE 0MM STEPLEFT TRILEAP(TM) | Trauma | EA
04.900.022 | 00810112595789 | LAPIDUS TI PLATE 0MM STEPRIGHT TRILEAP(TM) | Trauma | EA
04.900.023 | 00810112595796 | LAPIDUS TI PLATE 2MM STEPLEFT TRILEAP(TM) | Trauma | EA
04.900.024 | 00810112595802 | LAPIDUS TI PLATE 2MM STEPRIGHT TRILEAP(TM) | Trauma | EA
04.900.025 | 00810112595819 | LAPIDUS TI PLATE 4MM STEPLEFT TRILEAP(TM) | Trauma | EA
04.900.026 | 00810112595826 | LAPIDUS TI PLATE 4MM STEPRIGHT TRILEAP(TM) | Trauma | EA
04.900.027 | 00810112595833 | LAPIDUS TI PLATE MEDIAL SHRTTRILEAP(TM) | Trauma | EA
04.900.029 | 00810112595840 | LAPIDUS TI PLATE MEDIAL LNGTRILEAP(TM) | Trauma | EA
04.900.031 | 00810112595857 | 1ST&2ND TI LISFRANC JOINTFUSN PL SML LT TRILEAP(TM) | Trauma | EA
04.900.032 | 00810112595864 | 1ST&2ND TI LISFRANC JOINTFUSN PL SML RT TRILEAP(TM) | Trauma | EA
04.900.033 | 00810112595871 | 1ST&2ND TI LISFRANC JOINTFUSN PL MED LT TRILEAP(TM) | Trauma | EA
04.900.034 | 00810112595888 | 1ST&2ND TI LISFRANC JOINTFUSN PL MED RT TRILEAP(TM) | Trauma | EA
04.900.035 | 00810112595895 | 1ST&2ND TI LISFRANC JOINTFUSN PL LRG LT TRILEAP(TM) | Trauma | EA
04.900.036 | 00810112595901 | 1ST&2ND TI LISFRANC JOINTFUSN PL LRG RT TRILEAP(TM) | Trauma | EA
04.900.037 | 00810112595918 | 2ND&3RD TI LISFRANC JOINTFUSN PL SML LT TRILEAP(TM) | Trauma | EA
04.900.038 | 00810112595925 | 2ND&3RD TI LISFRANC JOINTFUSN PL SML RT TRILEAP(TM) | Trauma | EA
04.900.039 | 00810112595932 | 2ND&3RD TI LISFRANC JOINTFUSN PL MED LT TRILEAP(TM) | Trauma | EA
04.900.040 | 00810112595949 | 2ND&3RD TI LISFRANC JOINTFUSN PL MED RT TRILEAP(TM) | Trauma | EA
04.900.041 | 00810112595956 | 2ND&3RD TI LISFRANC JOINTFUSN PL LRG LT TRILEAP(TM) | Trauma | EA
04.900.042 | 00810112595963 | 2ND&3RD TI LISFRANC JOINTFUSN PL LRG RT TRILEAP(TM) | Trauma | EA
04.900.047 | 00810112595970 | NC TI FUSN PL 5 HOLESHORT LEFT TRILEAP(TM) | Trauma | EA
04.900.048 | 00810112595987 | NC TI FUSN PL 5 HOLESHORT RIGHT TRILEAP(TM) | Trauma | EA
04.900.049 | 00810112595994 | NC TI FUSN PL 5 HOLELONG LEFT TRILEAP(TM) | Trauma | EA
04.900.050 | 00810112596007 | NC TI FUSN PL 5 HOLELONG RIGHT TRILEAP(TM) | Trauma | EA
04.900.051 | 00810112596014 | TN TI FUSN PLSHORT TRILEAP(TM) | Trauma | EA
04.900.052 | 00810112596021 | TN TI FUSN PLMEDIUM TRILEAP(TM) | Trauma | EA
04.900.053 | 00810112596038 | TN TI FUSN PLLONG TRILEAP(TM) | Trauma | EA
04.900.054 | 00810112596045 | NAVICULAR TI PLATESHORT TRILEAP(TM) | Trauma | EA
04.912.014 | 00810112595338 | 4.0MM TI VARIABLE ANGL SCRL 14MM GREEN TRILEAP(TM) | Trauma | EA
04.912.016 | 00810112595345 | 4.0MM TI VARIABLE ANGL SCRL 16MM GREEN TRILEAP(TM) | Trauma | EA
04.912.018 | 00810112595352 | 4.0MM TI VARIABLE ANGL SCRL 18MM GREEN TRILEAP(TM) | Trauma | EA
04.912.020 | 00810112595369 | 4.0MM TI VARIABLE ANGL SCRL 20MM GREEN TRILEAP(TM) | Trauma | EA
04.912.022 | 00810112595376 | 4.0MM TI VARIABLE ANGL SCRL 22MM GREEN TRILEAP(TM) | Trauma | EA
04.912.024 | 00810112595383 | 4.0MM TI VARIABLE ANGL SCRL 24MM GREEN TRILEAP(TM) | Trauma | EA
04.912.026 | 00810112595390 | 4.0MM TI VARIABLE ANGL SCRL 26MM GREEN TRILEAP(TM) | Trauma | EA
04.912.028 | 00810112595406 | 4.0MM TI VARIABLE ANGL SCRL 28MM GREEN TRILEAP(TM) | Trauma | EA
04.912.030 | 00810112595413 | 4.0MM TI VARIABLE ANGL SCRL 30MM GREEN TRILEAP(TM) | Trauma | EA
04.912.032 | 00810112595420 | 4.0MM TI VARIABLE ANGL SCRL 32MM GREEN TRILEAP(TM) | Trauma | EA
04.912.034 | 00810112595437 | 4.0MM TI VARIABLE ANGL SCRL 34MM GREEN TRILEAP(TM) | Trauma | EA
04.912.036 | 00810112595444 | 4.0MM TI VARIABLE ANGL SCRL 36MM GREEN TRILEAP(TM) | Trauma | EA
04.912.038 | 00810112595451 | 4.0MM TI VARIABLE ANGL SCRL 38MM GREEN TRILEAP(TM) | Trauma | EA
04.912.040 | 00810112595468 | 4.0MM TI VARIABLE ANGL SCRL 40MM GREEN TRILEAP(TM) | Trauma | EA
04.912.042 | 00810112595475 | 4.0MM TI VARIABLE ANGL SCRL 42MM GREEN TRILEAP(TM) | Trauma | EA
04.912.044 | 00810112595482 | 4.0MM TI VARIABLE ANGL SCRL 44MM GREEN TRILEAP(TM) | Trauma | EA
04.912.046 | 00810112595499 | 4.0MM TI VARIABLE ANGL SCRL 46MM GREEN TRILEAP(TM) | Trauma | EA
04.912.048 | 00810112595505 | 4.0MM TI VARIABLE ANGL SCRL 48MM GREEN TRILEAP(TM) | Trauma | EA
04.912.050 | 00810112595512 | 4.0MM TI VARIABLE ANGL SCRL 50MM GREEN TRILEAP(TM) | Trauma | EA
04.912.052 | 00810112595529 | 4.0MM TI VARIABLE ANGL SCRL 52MM GREEN TRILEAP(TM) | Trauma | EA
04.912.054 | 00810112595536 | 4.0MM TI VARIABLE ANGL SCRL 54MM GREEN TRILEAP(TM) | Trauma | EA
04.912.056 | 00810112595543 | 4.0MM TI VARIABLE ANGL SCRL 56MM GREEN TRILEAP(TM) | Trauma | EA
04.912.058 | 00810112595550 | 4.0MM TI VARIABLE ANGL SCRL 58MM GREEN TRILEAP(TM) | Trauma | EA
04.912.060 | 00810112595567 | 4.0MM TI VARIABLE ANGL SCRL 60MM GREEN TRILEAP(TM) | Trauma | EA
04.900.001 | 00810112595574 | 1ST MTP TI FUSN PL SM0 DEG LEFT TRILEAP(TM) | Trauma | EA
04.900.002 | 00810112595581 | 1ST MTP TI FUSN PL SM0 DEG RIGHT TRILEAP(TM) | Trauma | EA
04.900.003 | 00810112595598 | 1ST MTP TI FUSN PL SM10 DEG LEFT TRILEAP(TM) | Trauma | EA
04.900.004 | 00810112595604 | 1ST MTP TI FUSN PL SM10 DEG RIGHT TRILEAP(TM) | Trauma | EA
04.900.005 | 00810112595611 | 1ST MTP TI FUSN PL SM5 DEG LEFT TRILEAP(TM) | Trauma | EA
04.900.006 | 00810112595628 | 1ST MTP TI FUSN PL SM5 DEG RIGHT TRILEAP(TM) | Trauma | EA
04.900.007 | 00810112595635 | 1ST MTP TI FUSN PL MD0 DEG LEFT TRILEAP(TM) | Trauma | EA
04.900.008 | 00810112595642 | 1ST MTP TI FUSN PL MD0 DEG RIGHT TRILEAP(TM) | Trauma | EA
04.900.009 | 00810112595659 | 1ST MTP TI FUSN PL MD10 DEG LEFT TRILEAP(TM) | Trauma | EA
04.900.010 | 00810112595666 | 1ST MTP TI FUSN PL MD10 DEG RIGHT TRILEAP(TM) | Trauma | EA
04.900.011 | 00810112595673 | 1ST MTP TI FUSN PL MD5 DEG LEFT TRILEAP(TM) | Trauma | EA
04.900.012 | 00810112595680 | 1ST MTP TI FUSN PL MD5 DEG RIGHT TRILEAP(TM) | Trauma | EA
04.900.013 | 00810112595697 | 1ST MTP TI FUSN REV PL SM0 DEG LEFT TRILEAP(TM) | Trauma | EA
04.900.014 | 00810112595703 | 1ST MTP TI FUSN REV PL SM0 DEG RIGHT TRILEAP(TM) | Trauma | EA
04.900.015 | 00810112595710 | 1ST MTP TI FUSN REV PL SM5 DEG LEFT TRILEAP(TM) | Trauma | EA
04.900.016 | 00810112595727 | 1ST MTP TI FUSN REV PL SM5 DEG RIGHT TRILEAP(TM) | Trauma | EA
04.900.017 | 00810112595734 | 1ST MTP TI FUSN REV PL MD0 DEG LEFT TRILEAP(TM) | Trauma | EA
04.900.018 | 00810112595741 | 1ST MTP TI FUSN REV PL MD0 DEG RIGHT TRILEAP(TM) | Trauma | EA
04.900.019 | 00810112595758 | 1ST MTP TI FUSN REV PL MD5 DEG LEFT TRILEAP(TM) | Trauma | EA
04.900.020 | 00810112595765 | 1ST MTP TI FUSN REV PL MD5 DEG RIGHT TRILEAP(TM) | Trauma | EA
04.900.056 | 00810112596052 | NAVICULAR TI PLATELONG TRILEAP(TM) | Trauma | EA
04.900.060 | 00810112596083 | LATERAL TI TALAR NECK PLTRILEAP(TM) | Trauma | EA
04.900.061 | 00810112596090 | MEDIAL TI TALAR NECK PLLEFT TRILEAP(TM) | Trauma | EA
04.900.062 | 00810112596106 | MEDIAL TI TALAR NECK PLRIGHT TRILEAP(TM) | Trauma | EA
03.900.305 | 00810112592498 | COAXIAL DRILL GUIDE F/ 2.0 DRLROSE RED | Trauma | EA
03.900.304 | 00810112592504 | COAXIAL DRILL GUIDE F/ 2.7 DRLPURPLE/GREEN | Trauma | EA
03.900.311 | 00810112592528 | CONE DRILL GUIDE F/ 2.7 DRLPURPLE/GREEN | Trauma | EA
03.900.312 | 00810112592535 | CONE DRILL GUIDE F/ 2.0 DRLROSE RED | Trauma | EA
03.900.332 | 00810112592566 | 2.0MM DRILL BIT F/STANDARD TECH | Trauma | EA
03.900.334 | 00810112592573 | 2.7MM DRILL BIT F/STANDARD TECH | Trauma | EA
03.900.371 | 00810112592610 | 2.7 SLV INS F/3.5MMDRILL GUIDE | Trauma | EA
60.900.301 | 00810112592634 | INST MOD F/ 3.0/3.5/4.0FOOT PLATING SYSTEM | Trauma | EA
03.900.330 | 00810112592764 | 1.6MM DRILL BIT F/STANDARD TECH | Trauma | EA
60.900.302 | 00810112592832 | INST MOD F/ 2.0/2.5/3.0FOOT PLATING SYSTEM | Trauma | EA
04.910.020 | 00810112594867 | 3.5MM TI VARIABLE ANGL SCRL 20MM DARK PURPLE TRILEAP(TM) | Trauma | EA
04.910.022 | 00810112594874 | 3.5MM TI VARIABLE ANGL SCRL 22MM DARK PURPLE TRILEAP(TM) | Trauma | EA
04.910.024 | 00810112594881 | 3.5MM TI VARIABLE ANGL SCRL 24MM DARK PURPLE TRILEAP(TM) | Trauma | EA
04.910.026 | 00810112594898 | 3.5MM TI VARIABLE ANGL SCRL 26MM DARK PURPLE TRILEAP(TM) | Trauma | EA
04.910.028 | 00810112594904 | 3.5MM TI VARIABLE ANGL SCRL 28MM DARK PURPLE TRILEAP(TM) | Trauma | EA
04.910.030 | 00810112594911 | 3.5MM TI VARIABLE ANGL SCRL 30MM DARK PURPLE TRILEAP(TM) | Trauma | EA
04.910.032 | 00810112594928 | 3.5MM TI VARIABLE ANGL SCRL 32MM DARK PURPLE TRILEAP(TM) | Trauma | EA
04.910.034 | 00810112594935 | 3.5MM TI VARIABLE ANGL SCRL 34MM DARK PURPLE TRILEAP(TM) | Trauma | EA
04.910.036 | 00810112594942 | 3.5MM TI VARIABLE ANGL SCRL 36MM DARK PURPLE TRILEAP(TM) | Trauma | EA
04.910.038 | 00810112594959 | 3.5MM TI VARIABLE ANGL SCRL 38MM DARK PURPLE TRILEAP(TM) | Trauma | EA
04.910.040 | 00810112594966 | 3.5MM TI VARIABLE ANGL SCRL 40MM DARK PURPLE TRILEAP(TM) | Trauma | EA
04.910.042 | 00810112594973 | 3.5MM TI VARIABLE ANGL SCRL 42MM DARK PURPLE TRILEAP(TM) | Trauma | EA
04.910.044 | 00810112594980 | 3.5MM TI VARIABLE ANGL SCRL 44MM DARK PURPLE TRILEAP(TM) | Trauma | EA
04.910.046 | 00810112594997 | 3.5MM TI VARIABLE ANGL SCRL 46MM DARK PURPLE TRILEAP(TM) | Trauma | EA
04.910.048 | 00810112595000 | 3.5MM TI VARIABLE ANGL SCRL 48MM DARK PURPLE TRILEAP(TM) | Trauma | EA
04.910.050 | 00810112595017 | 3.5MM TI VARIABLE ANGL SCRL 50MM DARK PURPLE TRILEAP(TM) | Trauma | EA
04.910.052 | 00810112595024 | 3.5MM TI VARIABLE ANGL SCRL 52MM DARK PURPLE TRILEAP(TM) | Trauma | EA
04.910.054 | 00810112595031 | 3.5MM TI VARIABLE ANGL SCRL 54MM DARK PURPLE TRILEAP(TM) | Trauma | EA
04.910.056 | 00810112595048 | 3.5MM TI VARIABLE ANGL SCRL 56MM DARK PURPLE TRILEAP(TM) | Trauma | EA
04.910.058 | 00810112595055 | 3.5MM TI VARIABLE ANGL SCRL 58MM DARK PURPLE TRILEAP(TM) | Trauma | EA
04.910.060 | 00810112595062 | 3.5MM TI VARIABLE ANGL SCRL 60MM DARK PURPLE TRILEAP(TM) | Trauma | EA
04.911.012 | 00810112595079 | 4.0MM TI CRTX SCRL 12MM GREEN TRILEAP(TM) | Trauma | EA
04.911.014 | 00810112595086 | 4.0MM TI CRTX SCRL 14MM GREEN TRILEAP(TM) | Trauma | EA
04.911.016 | 00810112595093 | 4.0MM TI CRTX SCRL 16MM GREEN TRILEAP(TM) | Trauma | EA
04.911.018 | 00810112595109 | 4.0MM TI CRTX SCRL 18MM GREEN TRILEAP(TM) | Trauma | EA
04.911.020 | 00810112595116 | 4.0MM TI CRTX SCRL 20MM GREEN TRILEAP(TM) | Trauma | EA
04.911.022 | 00810112595123 | 4.0MM TI CRTX SCRL 22MM GREEN TRILEAP(TM) | Trauma | EA
04.911.024 | 00810112595130 | 4.0MM TI CRTX SCRL 24MM GREEN TRILEAP(TM) | Trauma | EA
04.911.026 | 00810112595147 | 4.0MM TI CRTX SCRL 26MM GREEN TRILEAP(TM) | Trauma | EA
04.911.028 | 00810112595154 | 4.0MM TI CRTX SCRL 28MM GREEN TRILEAP(TM) | Trauma | EA
04.911.030 | 00810112595161 | 4.0MM TI CRTX SCRL 30MM GREEN TRILEAP(TM) | Trauma | EA
04.911.032 | 00810112595178 | 4.0MM TI CRTX SCRL 32MM GREEN TRILEAP(TM) | Trauma | EA
04.911.034 | 00810112595185 | 4.0MM TI CRTX SCRL 34MM GREEN TRILEAP(TM) | Trauma | EA
04.911.036 | 00810112595192 | 4.0MM TI CRTX SCRL 36MM GREEN TRILEAP(TM) | Trauma | EA
04.911.038 | 00810112595208 | 4.0MM TI CRTX SCRL 38MM GREEN TRILEAP(TM) | Trauma | EA
04.911.040 | 00810112595215 | 4.0MM TI CRTX SCRL 40MM GREEN TRILEAP(TM) | Trauma | EA
04.911.042 | 00810112595222 | 4.0MM TI CRTX SCRL 42MM GREEN TRILEAP(TM) | Trauma | EA
04.911.044 | 00810112595239 | 4.0MM TI CRTX SCRL 44MM GREEN TRILEAP(TM) | Trauma | EA
04.911.046 | 00810112595246 | 4.0MM TI CRTX SCRL 46MM GREEN TRILEAP(TM) | Trauma | EA
04.911.048 | 00810112595253 | 4.0MM TI CRTX SCRL 48MM GREEN TRILEAP(TM) | Trauma | EA
04.911.050 | 00810112595260 | 4.0MM TI CRTX SCRL 50MM GREEN TRILEAP(TM) | Trauma | EA
04.911.052 | 00810112595277 | 4.0MM TI CRTX SCRL 52MM GREEN TRILEAP(TM) | Trauma | EA
04.911.054 | 00810112595284 | 4.0MM TI CRTX SCRL 54MM GREEN TRILEAP(TM) | Trauma | EA
04.911.056 | 00810112595291 | 4.0MM TI CRTX SCRL 56MM GREEN TRILEAP(TM) | Trauma | EA
04.911.058 | 00810112595307 | 4.0MM TI CRTX SCRL 58MM GREEN TRILEAP(TM) | Trauma | EA
04.911.060 | 00810112595314 | 4.0MM TI CRTX SCRL 60MM GREEN TRILEAP(TM) | Trauma | EA
04.912.012 | 00810112595321 | 4.0MM TI VARIABLE ANGL SCRL 12MM GREEN TRILEAP(TM) | Trauma | EA
04.900.065 | 00810112597042 | 2.0 STRAIGHT TI PLATE3 HOLE | Trauma | EA
04.900.066 | 00810112597059 | 2.0 STRAIGHT TI PLATE4 HOLE | Trauma | EA
04.900.067 | 00810112597066 | 2.0 STRAIGHT TI PLATE5 HOLE | Trauma | EA
04.900.068 | 00810112597073 | 2.0 STRAIGHT TI PLATE6 HOLE | Trauma | EA
04.900.069 | 00810112597080 | 2.0 STRAIGHT TI PLATE7 HOLE | Trauma | EA
04.900.070 | 00810112597097 | 2.0 STRAIGHT TI PLATE8 HOLE | Trauma | EA
04.900.071 | 00810112597103 | 2.0 T-SHAPE TI PLATE3 HOLE | Trauma | EA
04.900.072 | 00810112597110 | 2.0 T-SHAPE TI PLATE4 HOLE | Trauma | EA
04.900.073 | 00810112597127 | 2.0 T-SHAPE TI PLATE5 HOLE | Trauma | EA
04.900.074 | 00810112597134 | 2.0 T-SHAPE TI PLATE6 HOLE | Trauma | EA
04.900.075 | 00810112597141 | 2.0 Y-SHAPE TI PLATE3 HOLE | Trauma | EA
04.900.076 | 00810112597158 | 2.0 Y-SHAPE TI PLATE4 HOLE | Trauma | EA
04.900.077 | 00810112597165 | 2.0 Y-SHAPE TI PLATE5 HOLE | Trauma | EA
04.900.078 | 00810112597172 | 2.0 Y-SHAPE TI PLATE6 HOLE | Trauma | EA
04.900.057 | 00810112597035 | LATERAL TI TALAR NECK PLLINEAR TRILEAP(TM) | Trauma | EA
03.900.342 | 00810112596144 | COMP WIRE F/ 3.0/3.5/4.0 PLTHREAD 10MM | Trauma | EA
03.900.343 | 00810112596151 | COMP WIRE F/ 3.0/3.5/4.0 PLTHREAD 15MM | Trauma | EA
03.900.344 | 00810112596168 | COMP WIRE F/ 3.0/3.5/4.0 PLTHREAD 20MM | Trauma | EA
03.900.345 | 00810112596175 | COMP WIRE F/ 3.0/3.5/4.0 PLTHREAD 25MM | Trauma | EA
03.900.346 | 00810112596182 | COMP WIRE F/ 3.0/3.5/4.0 PLTHREAD 30MM | Trauma | EA
03.900.347 | 00810112596199 | COMP WIRE F/ 2.0/2.5/3.0 PLTHREAD 10MM | Trauma | EA
03.900.348 | 00810112596205 | COMP WIRE F/ 2.0/2.5/3.0 PLTHREAD 15MM | Trauma | EA
03.900.349 | 00810112596212 | COMP WIRE F/ 2.0/2.5/3.0 PLTHREAD 20MM | Trauma | EA
03.900.350 | 00810112596229 | COMP WIRE F/ 2.0/2.5/3.0 PLTHREAD 25MM | Trauma | EA
03.900.351 | 00810112596236 | COMP WIRE F/ 2.0/2.5/3.0 PLTHREAD 30MM | Trauma | EA
04.045.218TS | 10886982300867 | LOCKING SCREW FOR IM NAILØ 4MM/ 18MM/ XL25/ STERILE | Trauma | EA
04.045.220TS | 10886982300874 | LOCKING SCREW FOR IM NAILØ 4MM/ 20MM/ XL25/ STERILE | Trauma | EA
04.045.222TS | 10886982300881 | LOCKING SCREW FOR IM NAILØ 4MM/ 22MM/ XL25/ STERILE | Trauma | EA
04.045.224TS | 10886982300898 | LOCKING SCREW FOR IM NAILØ 4MM/ 24MM/ XL25/ STERILE | Trauma | EA
04.045.226TS | 10886982300904 | LOCKING SCREW FOR IM NAILØ 4MM/ 26MM/ XL25/ STERILE | Trauma | EA
04.045.228TS | 10886982300911 | LOCKING SCREW FOR IM NAILØ 4MM/ 28MM/ XL25/ STERILE | Trauma | EA
04.045.230TS | 10886982300928 | LOCKING SCREW FOR IM NAILØ 4MM/ 30MM/ XL25/ STERILE | Trauma | EA
04.045.232TS | 10886982300935 | LOCKING SCREW FOR IM NAILØ 4MM/ 32MM/ XL25/ STERILE | Trauma | EA
04.045.234TS | 10886982300942 | LOCKING SCREW FOR IM NAILØ 4MM/ 34MM/ XL25/ STERILE | Trauma | EA
04.045.236TS | 10886982300959 | LOCKING SCREW FOR IM NAILØ 4MM/ 36MM/ XL25/ STERILE | Trauma | EA
04.045.238TS | 10886982300966 | LOCKING SCREW FOR IM NAILØ 4MM/ 38MM/ XL25/ STERILE | Trauma | EA
04.045.240TS | 10886982300973 | LOCKING SCREW FOR IM NAILØ 4MM/ 40MM/ XL25/ STERILE | Trauma | EA
04.045.242TS | 10886982300980 | LOCKING SCREW FOR IM NAILØ 4MM/ 42MM/ XL25/ STERILE | Trauma | EA
04.045.244TS | 10886982300997 | LOCKING SCREW FOR IM NAILØ 4MM/ 44MM/ XL25/ STERILE | Trauma | EA
04.045.246TS | 10886982301000 | LOCKING SCREW FOR IM NAILØ 4MM/ 46MM/ XL25/ STERILE | Trauma | EA
04.045.356TS | 10886982301017 | LOW PROF LCKNG SCREW F/IM NAILØ 5.0MM / L 56MM / XL25/ STER | Trauma | EA
04.045.358TS | 10886982301024 | LOW PROF LCKNG SCREW F/IM NAILØ 5.0MM / L 58MM / XL25/ STER | Trauma | EA
04.045.360TS | 10886982301031 | LOW PROF LCKNG SCREW F/IM NAILØ 5.0MM / L 60MM / XL25/ STER | Trauma | EA
04.045.362TS | 10886982301048 | LOW PROF LCKNG SCREW F/IM NAILØ 5.0MM / L 62MM / XL25/ STER | Trauma | EA
04.045.364TS | 10886982301055 | LOW PROF LCKNG SCREW F/IM NAILØ 5.0MM / L 64MM / XL25/ STER | Trauma | EA
04.045.366TS | 10886982301062 | LOW PROF LCKNG SCREW F/IM NAILØ 5.0MM / L 66MM / XL25/ STER | Trauma | EA
04.045.368TS | 10886982301079 | LOW PROF LCKNG SCREW F/IM NAILØ 5.0MM / L 68MM / XL25/ STER | Trauma | EA
04.045.370TS | 10886982301086 | LOW PROF LCKNG SCREW F/IM NAILØ 5.0MM / L 70MM / XL25/ STER | Trauma | EA
04.045.372TS | 10886982301093 | LOW PROF LCKNG SCREW F/IM NAILØ 5.0MM / L 72MM / XL25/ STER | Trauma | EA
04.045.374TS | 10886982301109 | LOW PROF LCKNG SCREW F/IM NAILØ 5.0MM / L 74MM / XL25/ STER | Trauma | EA
04.045.376TS | 10886982301116 | LOW PROF LCKNG SCREW F/IM NAILØ 5.0MM / L 76MM / XL25/ STER | Trauma | EA
04.045.378TS | 10886982301123 | LOW PROF LCKNG SCREW F/IM NAILØ 5.0MM / L 78MM / XL25/ STER | Trauma | EA
04.045.380TS | 10886982301130 | LOW PROF LCKNG SCREW F/IM NAILØ 5.0MM / L 80MM / XL25/ STER | Trauma | EA
04.045.382TS | 10886982301147 | LOW PROF LCKNG SCREW F/IM NAILØ 5.0MM / L 82MM / XL25/ STER | Trauma | EA
04.045.548TS | 10886982301468 | LOW PROF LCKNG SCREW F/IM NAILØ 4.0MM / L 48MM / XL25/ STER | Trauma | EA
04.045.550TS | 10886982301475 | LOW PROF LCKNG SCREW F/IM NAILØ 4.0MM / L 50MM / XL25/ STER | Trauma | EA
04.045.552TS | 10886982301482 | LOW PROF LCKNG SCREW F/IM NAILØ 4.0MM / L 52MM / XL25/ STER | Trauma | EA
04.045.554TS | 10886982301499 | LOW PROF LCKNG SCREW F/IM NAILØ 4.0MM / L 54MM / XL25/ STER | Trauma | EA
04.045.556TS | 10886982301505 | LOW PROF LCKNG SCREW F/IM NAILØ 4.0MM / L 56MM / XL25/ STER | Trauma | EA
04.045.558TS | 10886982301512 | LOW PROF LCKNG SCREW F/IM NAILØ 4.0MM / L 58MM / XL25/ STER | Trauma | EA
04.045.560TS | 10886982301529 | LOW PROF LCKNG SCREW F/IM NAILØ 4.0MM / L 60MM / XL25/ STER | Trauma | EA
04.045.562TS | 10886982301536 | LOW PROF LCKNG SCREW F/IM NAILØ 4.0MM / L 62MM / XL25/ STER | Trauma | EA
04.045.564TS | 10886982301543 | LOW PROF LCKNG SCREW F/IM NAILØ 4.0MM / L 64MM / XL25/ STER | Trauma | EA
04.045.566TS | 10886982301550 | LOW PROF LCKNG SCREW F/IM NAILØ 4.0MM / L 66MM / XL25/ STER | Trauma | EA
04.045.568TS | 10886982301567 | LOW PROF LCKNG SCREW F/IM NAILØ 4.0MM / L 68MM / XL25/ STER | Trauma | EA
04.045.570TS | 10886982301574 | LOW PROF LCKNG SCREW F/IM NAILØ 4.0MM / L 70MM / XL25/ STER | Trauma | EA
04.045.572TS | 10886982301581 | LOW PROF LCKNG SCREW F/IM NAILØ 4.0MM / L 72MM / XL25/ STER | Trauma | EA
04.045.574TS | 10886982301598 | LOW PROF LCKNG SCREW F/IM NAILØ 4.0MM / L 74MM / XL25/ STER | Trauma | EA
04.045.576TS | 10886982301604 | LOW PROF LCKNG SCREW F/IM NAILØ 4.0MM / L 76MM / XL25/ STER | Trauma | EA
04.045.578TS | 10886982301611 | LOW PROF LCKNG SCREW F/IM NAILØ 4.0MM / L 78MM / XL25/ STER | Trauma | EA
04.045.580TS | 10886982301628 | LOW PROF LCKNG SCREW F/IM NAILØ 4.0MM / L 80MM / XL25/ STER | Trauma | EA
04.045.518TS | 10886982301161 | LOW PROF LCKNG SCREW F/IM NAILØ 4.0MM / L 18MM / XL25/ STER | Trauma | EA
04.045.520TS | 10886982301178 | LOW PROF LCKNG SCREW F/IM NAILØ 4.0MM / L 20MM / XL25/ STER | Trauma | EA
04.045.522TS | 10886982301185 | LOW PROF LCKNG SCREW F/IM NAILØ 4.0MM / L 22MM / XL25/ STER | Trauma | EA
04.045.524TS | 10886982301192 | LOW PROF LCKNG SCREW F/IM NAILØ 4.0MM / L 24MM / XL25/ STER | Trauma | EA
04.045.526TS | 10886982301208 | LOW PROF LCKNG SCREW F/IM NAILØ 4.0MM / L 26MM / XL25/ STER | Trauma | EA
04.045.528TS | 10886982301215 | LOW PROF LCKNG SCREW F/IM NAILØ 4.0MM / L 28MM / XL25/ STER | Trauma | EA
04.045.530TS | 10886982301222 | LOW PROF LCKNG SCREW F/IM NAILØ 4.0MM / L 30MM / XL25/ STER | Trauma | EA
04.045.532TS | 10886982301239 | LOW PROF LCKNG SCREW F/IM NAILØ 4.0MM / L 32MM / XL25/ STER | Trauma | EA
04.045.534TS | 10886982301246 | LOW PROF LCKNG SCREW F/IM NAILØ 4.0MM / L 34MM / XL25/ STER | Trauma | EA
04.045.536TS | 10886982301253 | LOW PROF LCKNG SCREW F/IM NAILØ 4.0MM / L 36MM / XL25/ STER | Trauma | EA
04.045.538TS | 10886982301260 | LOW PROF LCKNG SCREW F/IM NAILØ 4.0MM / L 38MM / XL25/ STER | Trauma | EA
04.045.540TS | 10886982301277 | LOW PROF LCKNG SCREW F/IM NAILØ 4.0MM / L 40MM / XL25/ STER | Trauma | EA
04.045.542TS | 10886982301284 | LOW PROF LCKNG SCREW F/IM NAILØ 4.0MM / L 42MM / XL25/ STER | Trauma | EA
04.045.544TS | 10886982301291 | LOW PROF LCKNG SCREW F/IM NAILØ 4.0MM / L 44MM / XL25/ STER | Trauma | EA
04.045.546TS | 10886982301307 | LOW PROF LCKNG SCREW F/IM NAILØ 4.0MM / L 46MM / XL25/ STER | Trauma | EA
04.045.326TS | 10886982301314 | LOW PROF LCKNG SCREW F/IM NAILØ 5.0MM / L 26MM / XL25/ STER | Trauma | EA
04.045.328TS | 10886982301321 | LOW PROF LCKNG SCREW F/IM NAILØ 5.0MM / L 28MM / XL25/ STER | Trauma | EA
04.045.330TS | 10886982301338 | LOW PROF LCKNG SCREW F/IM NAILØ 5.0MM / L 30MM / XL25/ STER | Trauma | EA
04.045.332TS | 10886982301345 | LOW PROF LCKNG SCREW F/IM NAILØ 5.0MM / L 32MM / XL25/ STER | Trauma | EA
04.045.334TS | 10886982301352 | LOW PROF LCKNG SCREW F/IM NAILØ 5.0MM / L 34MM / XL25/ STER | Trauma | EA
04.045.336TS | 10886982301369 | LOW PROF LCKNG SCREW F/IM NAILØ 5.0MM / L 36MM / XL25/ STER | Trauma | EA
04.045.338TS | 10886982301376 | LOW PROF LCKNG SCREW F/IM NAILØ 5.0MM / L 38MM / XL25/ STER | Trauma | EA
04.045.340TS | 10886982301383 | LOW PROF LCKNG SCREW F/IM NAILØ 5.0MM / L 40MM / XL25/ STER | Trauma | EA
04.045.342TS | 10886982301390 | LOW PROF LCKNG SCREW F/IM NAILØ 5.0MM / L 42MM / XL25/ STER | Trauma | EA
04.045.344TS | 10886982301406 | LOW PROF LCKNG SCREW F/IM NAILØ 5.0MM / L 44MM / XL25/ STER | Trauma | EA
04.045.346TS | 10886982301413 | LOW PROF LCKNG SCREW F/IM NAILØ 5.0MM / L 46MM / XL25/ STER | Trauma | EA
04.045.348TS | 10886982301420 | LOW PROF LCKNG SCREW F/IM NAILØ 5.0MM / L 48MM / XL25/ STER | Trauma | EA
04.045.350TS | 10886982301437 | LOW PROF LCKNG SCREW F/IM NAILØ 5.0MM / L 50MM / XL25/ STER | Trauma | EA
04.045.352TS | 10886982301444 | LOW PROF LCKNG SCREW F/IM NAILØ 5.0MM / L 52MM / XL25/ STER | Trauma | EA
04.045.354TS | 10886982301451 | LOW PROF LCKNG SCREW F/IM NAILØ 5.0MM / L 54MM / XL25/ STER | Trauma | EA
04.045.248TS | 10886982301789 | LOCKING SCREW FOR IM NAILØ 4MM/ 48MM/ XL25/ STERILE | Trauma | EA
04.045.250TS | 10886982301796 | LOCKING SCREW FOR IM NAILØ 4MM/ 50MM/ XL25/ STERILE | Trauma | EA
04.045.252TS | 10886982301802 | LOCKING SCREW FOR IM NAILØ 4MM/ 52MM/ XL25/ STERILE | Trauma | EA
04.045.254TS | 10886982301819 | LOCKING SCREW FOR IM NAILØ 4MM/ 54MM/ XL25/ STERILE | Trauma | EA
04.045.256TS | 10886982301826 | LOCKING SCREW FOR IM NAILØ 4MM/ 56MM/ XL25/ STERILE | Trauma | EA
04.045.258TS | 10886982301833 | LOCKING SCREW FOR IM NAILØ 4MM/ 58MM/ XL25/ STERILE | Trauma | EA
04.045.260TS | 10886982301840 | LOCKING SCREW FOR IM NAILØ 4MM/ 60MM/ XL25/ STERILE | Trauma | EA
04.045.262TS | 10886982301857 | LOCKING SCREW FOR IM NAILØ 4MM/ 62MM/ XL25/ STERILE | Trauma | EA
04.045.264TS | 10886982301864 | LOCKING SCREW FOR IM NAILØ 4MM/ 64MM/ XL25/ STERILE | Trauma | EA
04.045.266TS | 10886982301871 | LOCKING SCREW FOR IM NAILØ 4MM/ 66MM/ XL25/ STERILE | Trauma | EA
04.045.268TS | 10886982301888 | LOCKING SCREW FOR IM NAILØ 4MM/ 68MM/ XL25/ STERILE | Trauma | EA
04.045.270TS | 10886982301895 | LOCKING SCREW FOR IM NAILØ 4MM/ 70MM/ XL25/ STERILE | Trauma | EA
04.045.272TS | 10886982301901 | LOCKING SCREW FOR IM NAILØ 4MM/ 72MM/ XL25/ STERILE | Trauma | EA
04.045.274TS | 10886982301918 | LOCKING SCREW FOR IM NAILØ 4MM/ 74MM/ XL25/ STERILE | Trauma | EA
04.045.276TS | 10886982301925 | LOCKING SCREW FOR IM NAILØ 4MM/ 76MM/ XL25/ STERILE | Trauma | EA
04.045.278TS | 10886982301932 | LOCKING SCREW FOR IM NAILØ 4MM/ 78MM/ XL25/ STERILE | Trauma | EA
04.045.280TS | 10886982302090 | LOCKING SCREW FOR IM NAILØ 4MM/ 80MM/ XL25/ STERILE | Trauma | EA
04.045.080TS | 10886982302250 | LOCKING SCREW FOR IM NAILØ 5MM/ 80MM/ XL25/ STERILE | Trauma | EA
04.045.082TS | 10886982302267 | LOCKING SCREW FOR IM NAILØ 5MM/ 82MM/ XL25/ STERILE | Trauma | EA
04.045.026TS | 10886982302601 | LOCKING SCREW FOR IM NAILØ 5.0MM / L 26MM / XL25/ STER | Trauma | EA
04.045.028TS | 10886982302618 | LOCKING SCREW FOR IM NAILØ 5.0MM / L 28MM / XL25/ STER | Trauma | EA
04.045.030TS | 10886982302625 | LOCKING SCREW FOR IM NAILØ 5.0MM / L 30MM / XL25/ STER | Trauma | EA
04.045.032TS | 10886982302632 | LOCKING SCREW FOR IM NAILØ 5.0MM / L 32MM / XL25/ STER | Trauma | EA
04.045.034TS | 10886982302649 | LOCKING SCREW FOR IM NAILØ 5.0MM / L 34MM / XL25/ STER | Trauma | EA
04.045.036TS | 10886982302656 | LOCKING SCREW FOR IM NAILØ 5.0MM / L 36MM / XL25/ STER | Trauma | EA
04.045.038TS | 10886982302663 | LOCKING SCREW FOR IM NAILØ 5.0MM / L 38MM / XL25/ STER | Trauma | EA
04.045.040TS | 10886982302670 | LOCKING SCREW FOR IM NAILØ 5.0MM / L 40MM / XL25/ STER | Trauma | EA
04.045.042TS | 10886982302687 | LOCKING SCREW FOR IM NAILØ 5.0MM / L 42MM / XL25/ STER | Trauma | EA
04.045.044TS | 10886982302694 | LOCKING SCREW FOR IM NAILØ 5.0MM / L 44MM / XL25/ STER | Trauma | EA
04.045.046TS | 10886982302700 | LOCKING SCREW FOR IM NAILØ 5.0MM / L 46MM / XL25/ STER | Trauma | EA
04.045.050TS | 10886982302724 | LOCKING SCREW FOR IM NAILØ 5.0MM / L 50MM / XL25/ STER | Trauma | EA
04.045.052TS | 10886982302731 | LOCKING SCREW FOR IM NAILØ 5.0MM / L 52MM / XL25/ STER | Trauma | EA
04.045.054TS | 10886982302748 | LOCKING SCREW FOR IM NAILØ 5.0MM / L 54MM / XL25/ STER | Trauma | EA
04.045.056TS | 10886982302755 | LOCKING SCREW FOR IM NAILØ 5.0MM / L 56MM / XL25/ STER | Trauma | EA
04.045.058TS | 10886982302762 | LOCKING SCREW FOR IM NAILØ 5.0MM / L 58MM / XL25/ STER | Trauma | EA
04.045.060TS | 10886982302779 | LOCKING SCREW FOR IM NAILØ 5.0MM / L 60MM / XL25/ STER | Trauma | EA
04.045.062TS | 10886982302786 | LOCKING SCREW FOR IM NAILØ 5.0MM / L 62MM / XL25/ STER | Trauma | EA
04.045.064TS | 10886982302793 | LOCKING SCREW FOR IM NAILØ 5.0MM / L 64MM / XL25/ STER | Trauma | EA
04.045.066TS | 10886982302809 | LOCKING SCREW FOR IM NAILØ 5.0MM / L 66MM / XL25/ STER | Trauma | EA
04.045.068TS | 10886982302816 | LOCKING SCREW FOR IM NAILØ 5.0MM / L 68MM / XL25/ STER | Trauma | EA
04.045.070TS | 10886982302823 | LOCKING SCREW FOR IM NAILØ 5.0MM / L 70MM / XL25/ STER | Trauma | EA
04.045.072TS | 10886982302830 | LOCKING SCREW FOR IM NAILØ 5.0MM / L 72MM / XL25/ STER | Trauma | EA
04.045.074TS | 10886982302847 | LOCKING SCREW FOR IM NAILØ 5.0MM / L 74MM / XL25/ STER | Trauma | EA
04.045.076TS | 10886982302854 | LOCKING SCREW FOR IM NAILØ 5.0MM / L 76MM / XL25/ STER | Trauma | EA
04.045.078TS | 10886982302861 | LOCKING SCREW FOR IM NAILØ 5.0MM / L 78MM / XL25/ STER | Trauma | EA
SD398.030 | 10886982344229 | FOOT - 10MMUPRIGHT REDUCTION CLAMP | Trauma | EA
SD398.032 | 10886982344236 | FOOT - 4MMUPRIGHT REDUCTION CLAMP | Trauma | EA
SD398.033 | 10886982344243 | HOOK - 4MMUPRIGHT REDUCTION CLAMP | Trauma | EA
SD398.034 | 10886982344250 | HOOK - 10MMUPRIGHT REDUCTION CLAMP | Trauma | EA
1100022-01 | 10886982338778 | MAXFRAME AUTOSTRUT(TM)AUTOMATED HEXAPOD ACCESSORIES | Trauma | EA
04.045.048TS | 10886982302717 | LOCKING SCREW FOR IM NAILØ 5.0MM / L 48MM / XL25/ STER | Trauma | EA
03.043.037S | 10886982344427 | PROTECTION SLV F/NAILS/Ø8-11MMRIGID/TIBIAL FIXTN/LNG/STER | Trauma | EA
03.043.038S | 10886982344434 | PROTECTION SLV F/NAILS/Ø8-13MMRIGID/TIBIAL FIXTN/LNG/STER | Trauma | EA
03.043.035S | 10886982345745 | PROTECTION SLV F/NAILS/Ø8-11MMRIGID/LONG/STERILE | Trauma | EA
03.043.036S | 10886982345752 | PROTECTION SLV F/NAILS/Ø8-13MMRIGID/LONG/STERILE | Trauma | EA
68.538.030 | 10886982346971 | VOLT(TM)PROX HUM INSTR TRAY 1 HIGH 2/3 WIDTH SST | Trauma | EA
351.718 | 20886982193930 | DRIVE SHAFT SEAL FOR RIA | Trauma | TP
SD238.001 | 10886982003096 | 4.5MM LCP ANGLE BLADE PLATE 130 DEGREES 1 HOLE 90MM BLADE | Trauma | EA
SD238.002 | 10886982003102 | 4.5MM LCP ANGLE BLADE PLATE 130 DEGREES 1 HOLE 95MM BLADE | Trauma | EA
SD238.003 | 10886982003119 | 4.5MM LCP ANGLE BLADE PLATE 130 DEGREES 1 HOLE 100MM BLADE | Trauma | EA
SD238.004 | 10886982003126 | 4.5MM LCP ANGLE BLADE PLATE 130 DEGREES 1 HOLE 105MM BLADE | Trauma | EA
SD399.013 | 10886982006974 | OFFSET OSTEOTOME 25MM WIDE STRAIGHT TIP | Trauma | EA
01.001.593E | 10886982018847 | 90,000RPM ELECTRIC PEN DRIVE EVALUATION SET | Trauma | EA
141.682RE | 10886982139047 | 2.4MM LCP RADIAL HEAD PLATE INSTRUMENT AND IMPLANT SET | Trauma | EA
141.682E | 10886982139009 | 2.4MM LCP RADIAL HEAD PLATE INSTR AND IMPLANT SET-EVAL | Trauma | EA
SD324.024 | 10886982005236 | PUSH PULL REDUCTION DEVICE EXTENDED LENGTH | Trauma | EA
351.705 | 10886982193841 | REAMER HEAD REMOVAL TOOL F/RIA | Trauma | EA
60.112.031 | 10886982243348 | 3.5MM LCP ANTEROMEDIAL DISTAL TIBIA PLATE GRAPHIC CASE | Trauma | EA
512.35LN | 10886982238443 | TISSUE PROTECTOR FOR BURRS LOANER | Trauma | EA
SD690.001 | 10886982007636 | SCREW RACK F/6.5MM & 7.3MM COMBINED SCREW SET | Trauma | EA
440.895 | 10886982220813 | TI TOMOFIX MEDIAL DISTAL FEMUR PLATE-4 HOLES/LEFT | Trauma | EA
440.885 | 10886982220790 | TI TOMOFIX MEDIAL DISTAL FEMUR PLATE-4 HOLES/RIGHT | Trauma | EA
SD357.020 | 10886982005816 | OPENING CANNULA Ã16/Ã13.5MM X 100MM | Trauma | EA
03.311.401 | 10886982078810 | DISTRACTION UNIT | Trauma | EA
03.300.004 | 10886982077561 | 2.5/5.0MM DRILL SLEEVE/SHORT | Trauma | EA
03.300.005 | 10886982077578 | 2.5/5.0MM DRILL SLEEVE/LONG | Trauma | EA
03.311.722 | 10886982079022 | AIMING JIG 6 POSITION BLOCK | Trauma | EA
03.311.723 | 10886982079039 | AIMING JIG BAR CONNECTOR | Trauma | EA
5540-6/11 | 10886982241450 | TI HUMERAL STEM HA COATED PRESS-FIT SIZE 6/115MM-STERILE | Trauma | EA
03.311.724 | 10886982079046 | AIMING JIG BAR/150MM | Trauma | EA
03.311.725 | 10886982079053 | AIMING JIG BAR/250MM | Trauma | EA
5540-8/12 | 10886982241467 | TI HUMERAL STEM HA COATED PRESS-FIT SIZE 8/120MM-STERILE | Trauma | EA
03.311.726 | 10886982079060 | AIMING JIG BAR/350MM | Trauma | EA
5540-10/12 | 10886982241429 | TI HUMERAL STEM HA COATED PRESS-FIT SIZE 10/125MM-STER | Trauma | EA
03.311.730 | 10886982079077 | AIMING JIG CURVED BAR/80MM | Trauma | EA
03.311.731 | 10886982079084 | AIMING JIG CURVED BAR/120MM | Trauma | EA
5540-12/13 | 10886982241436 | TI HUMERAL STEM HA COATED PRESS-FIT SIZE 12/130MM-STER | Trauma | EA
03.311.732 | 10886982079091 | AIMING JIG CURVED BAR/160MM | Trauma | EA
5540-14/13 | 10886982241443 | TI HUMERAL STEM HA COATED PRESS-FIT SIZE 14/135MM-STER | Trauma | EA
68.001.594 | 10886982251428 | VARIO CASE BASE ASSEMBLY FOR TRAUMA RECON SYSTEM | Trauma | EA
68.001.592 | 10886982251411 | VARIO CASE BASE ASSEMBLY FOR TRS HANDPIECE | Trauma | EA
A15 | 10886982000040 | SHOULDER BOLT FOR 03.010.200 | Trauma | EA
A11 | 10886982000033 | FLANGE NUT FOR 03.010.200 | Trauma | EA
04.112.510S | 10886982104076 | 3.5MM TI LCP LOW BEND MEDIAL DSTL TIB PL/4H/RT/109MM-STER | Trauma | EA
04.112.511S | 10886982104090 | 3.5MM TI LCP LOW BEND MEDIAL DSTL TIB PL/4H/LT/109MM-STER | Trauma | EA
04.112.514S | 10886982104113 | 3.5MM TI LCP LOW BEND MEDIAL DSTL TIB PL/6H/RT/135MM-STER | Trauma | EA
04.112.515S | 10886982104137 | 3.5MM TI LCP LOW BEND MEDIAL DSTL TIB PL/6H/LT/135MM-STER | Trauma | EA
04.112.518S | 10886982104151 | 3.5MM TI LCP LOW BEND MEDIAL DSTL TIB PL/8H/RT/161MM-STER | Trauma | EA
04.112.519S | 10886982104175 | 3.5MM TI LCP LOW BEND MEDIAL DSTL TIB PL/8H/LT/161MM-STER | Trauma | EA
04.112.522S | 10886982104199 | 3.5MM TI LCP LOW BEND MEDIAL DSTL TIB PL/10H/RT/187MM-STER | Trauma | EA
04.112.523S | 10886982104212 | 3.5MM TI LCP LOW BEND MEDIAL DSTL TIB PL/10H/LT/187MM-STER | Trauma | EA
04.112.526S | 10886982104236 | 3.5MM TI LCP LOW BEND MEDIAL DSTL TIB PL/12H/RT/213MM-STER | Trauma | EA
04.112.527S | 10886982104250 | 3.5MM TI LCP LOW BEND MEDIAL DSTL TIB PL/12H/LT/213MM-STER | Trauma | EA
04.112.530S | 10886982104274 | 3.5MM TI LCP LOW BEND MEDIAL DSTL TIB PL/14H/RT/239MM-STER | Trauma | EA
04.112.531S | 10886982104298 | 3.5MM TI LCP LOW BEND MEDIAL DSTL TIB PL/14H/LT/239MM-STER | Trauma | EA
SD356.975 | 10886982005700 | Ã3.2MM DRILL BIT 400MM LONG | Trauma | EA
04.120.603 | 10886982109743 | 3.5MM TI LCKNG ATTACHMENT PL F/4.5MM PROX FEMUR PL/4 HOLE | Trauma | EA
04.120.604 | 10886982109767 | 3.5MM TI LCKNG ATTACHMENT PL F/4.5MM PROX FEMUR PL/8 HOLE | Trauma | EA
04.120.603S | 10886982109750 | 3.5MM TI LCKNG ATTACHMENT PL F/4.5MM PROX FEMUR PL/4H-STER | Trauma | EA
04.120.604S | 10886982109774 | 3.5MM TI LCKNG ATTACHMENT PL F/4.5MM PROX FEMUR PL/8H-STER | Trauma | EA
02.120.605 | 10886982040169 | CONNECTING SCREW FOR LOCKING ATTACHMENT PLATE | Trauma | EA
04.120.605 | 10886982109781 | TI CONNECTING SCREW FOR LOCKING ATTACHMENT PLATE | Trauma | EA
02.120.605S | 10886982040176 | CONNECTING SCREW FOR LOCKING ATTACHMENT PL-STER | Trauma | EA
04.120.605S | 10886982109798 | TI CONNECTING SCREW FOR LOCKING ATTACHMENT PL-STER | Trauma | EA
03.120.043 | 10886982074317 | 5.0MM CENTERING SLEEVE FOR GUIDE BLOCK | Trauma | EA
60.212.002 | 10886982248282 | DRILL BIT GRAPHIC CASE | Trauma | EA
SD312.648 | 10886982004468 | Ã3.5MM THREADED DRILL GUIDE FOR 3.5MM LOCKING SCREWS | Trauma | EA
60.550.040 | 10886982249210 | GRAPHIC CASE FOR TRAUMA RECON SYSTEM | Trauma | EA
60.311.001 | 10886982248893 | INSTRUMENT CASE F/DISTRACTION OSTEOGENESIS MONOLATERAL | Trauma | EA
60.311.002 | 10886982248909 | IMPLANT CASE FOR DISTRACTION OSTEOGENESIS MONOLATERAL | Trauma | EA
03.120.044 | 10886982074324 | GUIDE BLOCK F/LCKNG ATTACHMENT PL F/4.5MM LCP PLATES | Trauma | EA
03.120.045 | 10886982074331 | GUIDE BLOCK F/LCKNG ATTACHMENT PL F/4.5MM PROX FEMUR PLATES | Trauma | EA
03.112.001 | 10886982072665 | 3.5MM LCP SUPERIOR CLAV PL GUIDE BLOCK/LEFT | Trauma | EA
03.112.002 | 10886982072672 | 3.5MM LCP SUPERIOR CLAV PL GUIDE BLOCK/RIGHT | Trauma | EA
03.311.680 | 10886982078919 | TRAVEL NUT | Trauma | EA
03.311.681 | 10886982078926 | QUICK ASSEMBLY NUT | Trauma | EA
03.311.683 | 10886982078933 | LOCKING CAP | Trauma | EA
03.311.684 | 10886982078940 | NUT FOR PIN WRENCH | Trauma | EA
03.122.009 | 10886982074577 | DRILL STOP F/2.8MM CALIBRATED DRILL BIT | Trauma | EA
01.226.022 | 10886982026101 | 2.4MM/3.0MM HDLSS COMPRESSION SCREW INSTRUMENT SET | Trauma | EA
01.226.032 | 10886982026132 | 2.4MM/3.0MM HDLSS COMPRESSION SCREW INSTR AND IMPLANT SET | Trauma | EA
01.226.032E | 10886982026149 | 2.4MM/3.0MM HDLSS COMPRESSION SCREW INSTR/IMPLANT SET-EVAL | Trauma | EA
01.226.032EPA | 10886982026156 | 2.4MM/3.0MM HDLSS COMPRESSION SCREW INSTRUMENT SET | Trauma | EA
01.226.032EPI | 10886982026163 | 2.4MM/3.0MM HDLSS COMPRESSION SCREW IMPLANT SET | Trauma | EA
01.226.034FE1 | 10886982026231 | 2.4MM/3.0MM HDLSS COMPRESSION SCREW INSTR AND TI IMPLANT SET | Trauma | EA
01.226.032FE1 | 10886982026170 | 2.4MM/3.0MM HDLSS COMPRESSION SCREW INCTR AND IMPLANT SET | Trauma | EA
01.226.034M | 10886982026248 | 2.4MM/3.0MM HDLSS COMPRESSION SCREW INSTR AND TI IMPLANT SET | Trauma | EA
01.110.051E | 10886982021229 | LCP WRIST FUSION INSTRUMENT AND IMPLANT SET-EVAL | Trauma | EA
01.110.050 | 10886982021205 | LCP WRIST FUSION INSTRUMENT SET | Trauma | EA
01.226.042 | 10886982026262 | 2.4MM HEADLESS COMPRESSION SCREW IMPLANT SET | Trauma | EA
01.226.032M | 10886982026187 | 2.4MM/3.0MM HDLSS COMPRESSION SCREW INSTR AND IMPLANT SET | Trauma | EA
01.226.042EPA | 10886982026279 | 2.4MM HEADLESS COMPRESSION SCREW INSTRUMENT SET | Trauma | EA
01.110.051EPA | 10886982021236 | LCP WRIST FUSION INSTRUMENT SET | Trauma | EA
01.110.051 | 10886982021212 | LCP WRIST FUSION INSTRUMENT AND IMPLANT SET | Trauma | EA
01.226.042EPI | 10886982026286 | 2.4MM HEADLESS COMPRESSION SCREW IMPLANT SET | Trauma | EA
01.226.044 | 10886982026293 | 2.4MM HEADLESS COMPRESSION SCREW TI IMPLANT SET | Trauma | EA
01.110.051EPI | 10886982021243 | LCP WRIST FUSION IMPLANT SET | Trauma | EA
01.226.062 | 10886982026385 | 3.0MM HEADLESS COMPRESSION SCREW IMPLANT SET | Trauma | EA
01.110.051FE1 | 10886982021250 | LCP WRIST FUSION INSTRUMENT AND IMPLANT SET | Trauma | EA
01.226.064 | 10886982026392 | 3.0MM HEADLESS COMPRESSION SCREW TI IMPLANT SET | Trauma | EA
01.110.051M | 10886982021267 | LCP WRIST FUSION INSTRUMENT AND IMPLANT SET | Trauma | EA
01.226.034 | 10886982026200 | 2.4MM/3.0MM HDLSS COMPRESSION SCREW INSTR AND TI IMPLANT SET | Trauma | EA
01.226.034EPI | 10886982026224 | 2.4MM/3.0MM HDLSS COMPRESSION SCREW TI IMPLANT SET | Trauma | EA
01.110.052 | 10886982021274 | LCP WRIST FUSION IMPLANT MODULE SET | Trauma | EA
01.110.061 | 10886982021281 | TI LCP WRIST FUSION INSTRUMENT AND IMPLANT SET | Trauma | EA
01.110.061EPA | 10886982021304 | TI LCP WRIST FUSION INSTRUMENT SET | Trauma | EA
01.110.061EPI | 10886982021311 | TI LCP WRIST FUSION IMPLANT SET | Trauma | EA
01.110.061E | 10886982021298 | TI LCP WRIST FUSION INSTRUMENT AND IMPLANT SET-EVAL | Trauma | EA
01.226.034E | 10886982026217 | 2.4MM/3.0MM HDLSS COMPRESSION SCREW INSTR/TI IMPL SET-EVAL | Trauma | EA
01.110.061FE1 | 10886982021328 | TI LCP WRIST FUSION INSTRUMENT AND IMPLANT SET | Trauma | EA
01.110.061M | 10886982021335 | TI LCP WRIST FUSION INSTRUMENT AND IMPLANT SET | Trauma | EA
01.110.062 | 10886982021342 | TI LCP WRIST FUSION IMPLANT MODULE SET | Trauma | EA
5114-9/10 | 10886982238252 | TI SHELL SCREW LENGTH 10MM STERILE | Trauma | EA
5114-9/15 | 10886982238269 | TI SHELL SCREW LENGTH 15MM STERILE | Trauma | EA
5114-9/20 | 10886982238276 | TI SHELL SCREW LENGTH 20MM STERILE | Trauma | EA
5118-42 | 10886982238283 | TI METALBACK GLENOID SIZE 42MM STERILE | Trauma | EA
5118-46 | 10886982238290 | TI METALBACK GLENOID SIZE 46MM STERILE | Trauma | EA
5118-50 | 10886982238306 | TI METALBACK GLENOID SIZE 50MM STERILE | Trauma | EA
5118-54 | 10886982238313 | TI METALBACK GLENOID SIZE 54MM STERILE | Trauma | EA
5134-42 | 10886982238665 | TI RECO SUPPORT, SIZE 42 STERILE | Trauma | EA
5134-46 | 10886982238672 | TI RECO SUPPORT, SIZE 44/46 STERILE | Trauma | EA
5134-50 | 10886982238689 | TI RECO SUPPORT, SIZE 48/50 STERILE | Trauma | EA
SD601.075 | 10886982007575 | 6.0MM LOCKING SCREW 75MM LENGTH | Trauma | EA
SD601.085 | 10886982007599 | 6.0MM LOCKING SCREW 85MM LENGTH | Trauma | EA
SD601.095 | 10886982007612 | 6.0MM LOCKING SCREW 95MM LENGTH | Trauma | EA
03.311.623 | 10886982078889 | T-FRAME 1/3 RING 140MM ID | Trauma | EA
03.311.624 | 10886982078896 | T-FRAME 1/3 RING 165MM ID | Trauma | EA
03.311.625 | 10886982078902 | T-FRAME 1/3 RING 205MM ID | Trauma | EA
03.311.720 | 10886982079015 | T-FRAME DISTRACTOR INSTRUMENT | Trauma | EA
03.311.704 | 10886982078957 | 4.0MM SCHANZ SCREW TRANSLATION DEVICE | Trauma | EA
03.311.705 | 10886982078964 | 5.0MM SCHANZ SCREW TRANSLATION DEVICE | Trauma | EA
03.311.706 | 10886982078971 | 6.0MM SCHANZ SCREW TRANSLATION DEVICE | Trauma | EA
03.311.714 | 10886982078988 | 4.0MM SLEEVE FOR TRANSLATION DEVICE | Trauma | EA
03.311.715 | 10886982078995 | 5.0MM SLEEVE FOR TRANSLATION DEVICE | Trauma | EA
03.311.716 | 10886982079008 | 6.0MM SLEEVE FOR TRANSLATION DEVICE | Trauma | EA
04.122.706S | 10886982109989 | 4.5MM TI VA-LCP CONDYLAR PLATE/6H/173MM/RIGHT-STERILE | Trauma | EA
04.122.707S | 10886982109996 | 4.5MM TI VA-LCP CONDYLAR PLATE/6H/173MM/LEFT-STERILE | Trauma | EA
04.122.708S | 10886982110008 | 4.5MM TI VA-LCP CONDYLAR PLATE/8H/209MM/RIGHT-STERILE | Trauma | EA
04.122.709S | 10886982110015 | 4.5MM TI VA-LCP CONDYLAR PLATE/8H/209MM/LEFT-STERILE | Trauma | EA
04.222.114 | 10886982121110 | 5.0MM TI VA LOCKING SCREW SLF-TPNG W/T25 STARDRIVE/14MM | Trauma | EA
04.222.116 | 10886982121127 | 5.0MM TI VA LOCKING SCREW SLF-TPNG W/T25 STARDRIVE/16MM | Trauma | EA
04.222.118 | 10886982121134 | 5.0MM TI VA LOCKING SCREW SLF-TPNG W/T25 STARDRIVE/18MM | Trauma | EA
04.222.120 | 10886982121141 | 5.0MM TI VA LOCKING SCREW SLF-TPNG W/T25 STARDRIVE/20MM | Trauma | EA
04.222.122 | 10886982121158 | 5.0MM TI VA LOCKING SCREW SLF-TPNG W/T25 STARDRIVE/22MM | Trauma | EA
04.222.124 | 10886982121165 | 5.0MM TI VA LOCKING SCREW SLF-TPNG W/T25 STARDRIVE/24MM | Trauma | EA
04.122.710S | 10886982110022 | 4.5MM TI VA-LCP CURV CONDYLAR PLATE/10H/246MM/RIGHT-STERILE | Trauma | EA
04.222.126 | 10886982121172 | 5.0MM TI VA LOCKING SCREW SLF-TPNG W/T25 STARDRIVE/26MM | Trauma | EA
04.122.711S | 10886982110039 | 4.5MM TI VA-LCP CURV CONDYLAR PLATE/10H/246MM/LEFT-STERILE | Trauma | EA
04.222.128 | 10886982121189 | 5.0MM TI VA LOCKING SCREW SLF-TPNG W/T25 STARDRIVE/28MM | Trauma | EA
04.222.130 | 10886982121196 | 5.0MM TI VA LOCKING SCREW SLF-TPNG W/T25 STARDRIVE/30MM | Trauma | EA
04.222.132 | 10886982121202 | 5.0MM TI VA LOCKING SCREW SLF-TPNG W/T25 STARDRIVE/32MM | Trauma | EA
04.122.712S | 10886982110046 | 4.5MM TI VA-LCP CURV CONDYLAR PLATE/12H/282MM/RIGHT-STERILE | Trauma | EA
04.222.134 | 10886982121219 | 5.0MM TI VA LOCKING SCREW SLF-TPNG W/T25 STARDRIVE/34MM | Trauma | EA
04.222.136 | 10886982121226 | 5.0MM TI VA LOCKING SCREW SLF-TPNG W/T25 STARDRIVE/36MM | Trauma | EA
04.222.138 | 10886982121233 | 5.0MM TI VA LOCKING SCREW SLF-TPNG W/T25 STARDRIVE/38MM | Trauma | EA
04.122.713S | 10886982110053 | 4.5MM TI VA-LCP CURV CONDYLAR PLATE/12H/282MM/LEFT-STERILE | Trauma | EA
04.222.140 | 10886982121240 | 5.0MM TI VA LOCKING SCREW SLF-TPNG W/T25 STARDRIVE/40MM | Trauma | EA
04.222.142 | 10886982121257 | 5.0MM TI VA LOCKING SCREW SLF-TPNG W/T25 STARDRIVE/42MM | Trauma | EA
04.222.144 | 10886982121264 | 5.0MM TI VA LOCKING SCREW SLF-TPNG W/T25 STARDRIVE/44MM | Trauma | EA
04.222.146 | 10886982121271 | 5.0MM TI VA LOCKING SCREW SLF-TPNG W/T25 STARDRIVE/46MM | Trauma | EA
04.222.148 | 10886982121288 | 5.0MM TI VA LOCKING SCREW SLF-TPNG W/T25 STARDRIVE/48MM | Trauma | EA
04.222.150 | 10886982121295 | 5.0MM TI VA LOCKING SCREW SLF-TPNG W/T25 STARDRIVE/50MM | Trauma | EA
04.222.155 | 10886982121301 | 5.0MM TI VA LOCKING SCREW SLF-TPNG W/T25 STARDRIVE/55MM | Trauma | EA
04.222.160 | 10886982121318 | 5.0MM TI VA LOCKING SCREW SLF-TPNG W/T25 STARDRIVE/60MM | Trauma | EA
04.222.165 | 10886982121325 | 5.0MM TI VA LOCKING SCREW SLF-TPNG W/T25 STARDRIVE/65MM | Trauma | EA
04.222.170 | 10886982121332 | 5.0MM TI VA LOCKING SCREW SLF-TPNG W/T25 STARDRIVE/70MM | Trauma | EA
04.222.175 | 10886982121349 | 5.0MM TI VA LOCKING SCREW SLF-TPNG W/T25 STARDRIVE/75MM | Trauma | EA
04.222.180 | 10886982121356 | 5.0MM TI VA LOCKING SCREW SLF-TPNG W/T25 STARDRIVE/80MM | Trauma | EA
04.222.185 | 10886982121363 | 5.0MM TI VA LOCKING SCREW SLF-TPNG W/T25 STARDRIVE/85MM | Trauma | EA
04.222.190 | 10886982121370 | 5.0MM TI VA LOCKING SCREW SLF-TPNG W/T25 STARDRIVE/90MM | Trauma | EA
04.122.714S | 10886982110060 | 4.5MM TI VA-LCP CURV CONDYLAR PLATE/14H/318MM/RIGHT-STERILE | Trauma | EA
04.122.715S | 10886982110077 | 4.5MM TI VA-LCP CURV CONDYLAR PLATE/14H/318MM/LEFT-STERILE | Trauma | EA
04.122.716S | 10886982110084 | 4.5MM TI VA-LCP CURV CONDYLAR PLATE/16H/354MM/RIGHT-STERILE | Trauma | EA
04.122.717S | 10886982110091 | 4.5MM TI VA-LCP CURV CONDYLAR PLATE/16H/354MM/LEFT-STERILE | Trauma | EA
04.122.718S | 10886982110107 | 4.5MM TI VA-LCP CURV CONDYLAR PLATE/18H/390MM/RIGHT-STERILE | Trauma | EA
04.122.719S | 10886982110114 | 4.5MM TI VA-LCP CURV CONDYLAR PLATE/18H/390MM/LEFT-STERILE | Trauma | EA
04.122.720S | 10886982110121 | 4.5MM TI VA-LCP CURV CONDYLAR PLATE/20H/426MM/RIGHT-STERILE | Trauma | EA
04.122.721S | 10886982110138 | 4.5MM TI VA-LCP CURV CONDYLAR PLATE/20H/426MM/LEFT-STERILE | Trauma | EA
04.122.722S | 10886982110145 | 4.5MM TI VA-LCP CURV CONDYLAR PLATE/22H/461MM/RIGHT-STERILE | Trauma | EA
04.122.723S | 10886982110152 | 4.5MM TI VA-LCP CURV CONDYLAR PLATE/22H/461MM/LEFT-STERILE | Trauma | EA
103.550 | 10886982133397 | SMALL BATTERY DRIVE SET VETERINARY | Trauma | EA
103.550VTE | 10886982133427 | SMALL BATTERY DRIVE SET VETERINARY EVAL | Trauma | EA
60.212.005 | 10886982248299 | SM FRAG LCP INSTR/IMPL SET GRAPHIC CASE W/O SCR RACK | Trauma | EA
690.470 | 10886982253941 | 3.5MM LCP HOOK PLATE LABEL SHEET F/OLECRANON PLATE TRAY | Trauma | EA
03.122.006 | 10886982074546 | INSERTION HANDLE F/LCP PROX HUMERUS PLATE/HEXDRIVE | Trauma | EA
105.708 | 10886982137159 | STAINLESS STEEL ELASTIC NAIL IMPLANT SET | Trauma | EA
105.708E | 10886982137166 | STAINLESS STEEL ELASTIC NAIL IMPLANT SET-EVAL | Trauma | EA
60.550.018 | 10886982249128 | LABEL SHEET FOR SMALL BATTERY DRIVE ATTACHMENT RACK | Trauma | EA
60.120.101 | 10886982247605 | LID FOR LOCKING ATTACHMENT PLATES | Trauma | EA
60.120.102 | 10886982247612 | TRAY FOR LOCKING ATTACHMENT INSTRUMENTS | Trauma | EA
SD319.310 | 10886982005052 | 2.0MM TROCAR 170MM LENGTH | Trauma | EA
01.100.005 | 10886982020161 | 4.5MM CORTEX SCREW & INSTR SET WITH SELF-TAPPING SCREWS | Trauma | EA
01.100.006 | 10886982020178 | 4.5MM CORTEX SCREW & INSTRUMENT SET | Trauma | EA
01.212.007 | 10886982025760 | SM FRAG LCP INSTR/IMPL SET WITH 4.0MM CANNULATED SCREWS | Trauma | EA
01.212.008 | 10886982025791 | SM FRAG LCP INSTR/TI IMPL SET W/3.5MM STRDRV CORTEX SCREWS | Trauma | EA
01.212.005 | 10886982025746 | SM FRAG LCP INSTR/IMPL SET W/3.5MM STRDRV CORTEX SCREWS | Trauma | EA
01.212.009 | 10886982025807 | SM FRAG LCP INSTR/TI IMPL SET W/3.5MM HEXDRIVE CORTEX SCREWS | Trauma | EA
01.212.006 | 10886982025753 | SM FRAG LCP INSTR/IMPL SET W/3.5MM HEXDRIVE CORTEX SCREWS | Trauma | EA
01.212.007PA | 10886982025777 | SMALL FRAG LCP INSTR SET W/SCR RACK FOR 4.0MM CANN SCREWS | Trauma | EA
E5111-3 | 10886982000576 | T-HANDLE WRENCH EPOCA | Trauma | EA
E5134-40-42 | 10886982001139 | TRIAL SUPPORT EPOCA RECO SIZE 42MM | Trauma | EA
E5134-44-46 | 10886982001146 | TRIAL SUPPORT EPOCA RECO SIZE 46MM | Trauma | EA
E5134-48-50 | 10886982001153 | TRIAL SUPPORT EPOCA RECO SIZE 50MM | Trauma | EA
E5134-52-54 | 10886982001160 | TRIAL SUPPORT EPOCA RECO SIZE 52MM | Trauma | EA
E5333-42L | 10886982001467 | TRIAL INLAY EPOCA RECO SIZE 42MM/LEFT | Trauma | EA
E5333-44L | 10886982001481 | TRIAL PE-INLAY EPOCA RECO SIZE 44MM/LEFT | Trauma | EA
E5333-46L | 10886982001504 | TRIAL PE-INLAY EPOCA RECO SIZE 46MM/LEFT | Trauma | EA
E5333-48L | 10886982001528 | TRIAL PE-INLAY EPOCA RECO SIZE 48MM/LEFT | Trauma | EA
E5333-50L | 10886982001542 | TRIAL PE-INLAY EPOCA RECO SIZE 50MM/LEFT | Trauma | EA
E5333-52L | 10886982001566 | TRIAL PE-INLAY EPOCA RECO SIZE 52MM/LEFT | Trauma | EA
E5333-54L | 10886982001580 | TRIAL PE-INLAY EPOCA RECO SIZE 54MM/LEFT | Trauma | EA
E5333-42R | 10886982001474 | TRIAL PE-INLAY EPOCA RECO SIZE 42MM/RIGHT | Trauma | EA
E5333-44R | 10886982001498 | TRIAL PE-INLAY EPOCA RECO SIZE 44MM/RIGHT | Trauma | EA
E5333-46R | 10886982001511 | TRIAL PE-INLAY EPOCA RECO SIZE 46MM/RIGHT | Trauma | EA
E5333-48R | 10886982001535 | TRIAL PE-INLAY EPOCA RECO SIZE 48MM/RIGHT | Trauma | EA
E5333-50R | 10886982001559 | TRIAL PE-INLAY EPOCA RECO SIZE 50MM/RIGHT | Trauma | EA
E5333-52R | 10886982001573 | TRIAL PE-INLAY EPOCA RECO SIZE 52MM/RIGHT | Trauma | EA
E5333-54R | 10886982001597 | TRIAL PE-INLAY EPOCA RECO SIZE 54MM/RIGHT | Trauma | EA
E5111-1 | 10886982000569 | DRILL BIT EPOCA 7.0MM | Trauma | EA
01.112.050 | 10886982022684 | 3.5MM LCP DISTAL TIBIA T-PLATE IMPLANT SET | Trauma | EA
01.112.050FE | 10886982022707 | 3.5MM LCP DISTAL TIBIA T-PLATE IMPLANT SET | Trauma | EA
01.112.050E | 10886982022691 | 3.5MM LCP DISTAL TIBIA T-PLATE IMPLANT SET-EVAL | Trauma | EA
07.801.101.97S | 10886982131683 | CHRONOS COMPOSITE 50MM X 50MM X 3MM-STERILE | Trauma | EA
07.801.100.97S | 10886982131676 | CHRONOS COMPOSITE 25MM X 50MM X 3MM-STERILE | Trauma | EA
01.001.593 | 10886982018830 | 90000RPM ELECTRIC PEN DRIVE SET | Trauma | EA
01.031.000FE | 10886982019998 | ADOLESCENT LAT ENTRY FEMORAL NAIL SYS-FIELD EQUIPMENT SET | Trauma | EA
01.031.001 | 10886982020000 | ADOLESCENT LAT ENTRY FEMORAL NAIL-EX SYSTEM INSTRUMENT SET | Trauma | EA
01.031.002 | 10886982020079 | ADOLESCENT LAT ENTRY FEMORAL NAIL-EX SYSTEM IMPLANT SET | Trauma | EA
01.031.000E | 10886982019981 | ADOLESCENT LATERAL ENTRY FEMORAL NAIL SYSTEM-EVAL SET | Trauma | EA
03.122.008 | 10886982074560 | DRILL STOP F/2.5MM CALIBRATED DRILL BIT | Trauma | EA
314.550 | 10886982188960 | 2.5MM HEX SCREWDRIVER SHAFT SMALL/QC/165MM | Trauma | EA
60.550.043 | 10886982249234 | INSERT TRAY FOR TRAUMA RECON SYSTEM GRAPHIC CASE | Trauma | EA
60.550.041 | 10886982249227 | LID FOR TRAUMA RECON SYSTEM GRAPHIC CASE | Trauma | EA
242.531 | 10886982168740 | 2.0MM LCP DISTAL ULNA PLATE 7 HOLE | Trauma | EA
442.531 | 10886982223074 | 2.0MM TI LCP DISTAL ULNA PLATE 7 HOLE | Trauma | EA
246.354 | 10886982170576 | 1.5/2.0MM ROTATION CORRECTION PLATE 2 HOLE HEAD/4 HOLE SHAFT | Trauma | EA
246.355 | 10886982170590 | 1.5/2.0MM ROTATION CORRECTION PLATE 2 HOLE HEAD/5 HOLE SHAFT | Trauma | EA
247.354 | 10886982170781 | 2.0MM LCP ROTATION CORRECTION PLATE 2H HEAD/4H SHAFT | Trauma | EA
247.355 | 10886982170804 | 2.0MM LCP ROTATION CORRECTION PLATE 2H HEAD/5H SHAFT | Trauma | EA
60.112.061 | 10886982243553 | GRAPHIC CASE FOR 3.5MM TI LCP LOW BEND MEDIAL DSTL TIBIA PL | Trauma | EA
RH5513-42 | 10886982002372 | GUIDING CYLINDER RESURFACING HEAD SIZE 42MM | Trauma | EA
RH5513-44 | 10886982002389 | GUIDING CYLINDER RESURFACING HEAD SIZE 44MM | Trauma | EA
RH5513-46 | 10886982002396 | GUIDING CYLINDER RESURFACING HEAD SIZE 46MM | Trauma | EA
RH5513-48 | 10886982002402 | GUIDING CYLINDER RESURFACING HEAD SIZE 48MM | Trauma | EA
RH5513-50 | 10886982002419 | GUIDING CYLINDER RESURFACING HEAD SIZE 50MM | Trauma | EA
RH5513-52 | 10886982002426 | GUIDING CYLINDER RESURFACING HEAD SIZE 52MM | Trauma | EA
RH5513-54 | 10886982002433 | GUIDING CYLINDER RESURFACING HEAD SIZE 54MM | Trauma | EA
RH5514-42 | 10886982002464 | TRIAL RESURFACING HEAD SIZE 42MM | Trauma | EA
RH5514-44 | 10886982002471 | TRIAL RESURFACING HEAD SIZE 44MM | Trauma | EA
RH5514-46 | 10886982002488 | TRIAL RESURFACING HEAD SIZE 46MM | Trauma | EA
RH5514-48 | 10886982002495 | TRIAL RESURFACING HEAD SIZE 48MM | Trauma | EA
RH5514-50 | 10886982002501 | TRIAL RESURFACING HEAD SIZE 50MM | Trauma | EA
RH5514-52 | 10886982002518 | TRIAL RESURFACING HEAD SIZE 52MM | Trauma | EA
RH5511-42 | 10886982002181 | REAMER FOR RESURFACING HEAD SIZE 42MM | Trauma | EA
RH5514-54 | 10886982002525 | TRIAL RESURFACING HEAD SIZE 54MM | Trauma | EA
RH5511-44 | 10886982002198 | REAMER FOR RESURFACING HEAD SIZE 44MM | Trauma | EA
RH5511-46 | 10886982002204 | REAMER FOR RESURFACING HEAD SIZE 46MM | Trauma | EA
RH5511-48 | 10886982002211 | REAMER FOR RESURFACING HEAD SIZE 48MM | Trauma | EA
RH5511-50 | 10886982002228 | REAMER FOR RESURFACING HEAD SIZE 50MM | Trauma | EA
RH5511-52 | 10886982002235 | REAMER FOR RESURFACING HEAD SIZE 52MM | Trauma | EA
RH5511-54 | 10886982002242 | REAMER FOR RESURFACING HEAD SIZE 54 MM | Trauma | EA
RH5511-56 | 10886982002259 | REAMER FOR RESURFACING HEAD SIZE 56MM | Trauma | EA
RH5512-42 | 10886982002280 | HOLLOW REAMER FOR RESURFACING HEAD SIZE 42MM | Trauma | EA
RH5512-44 | 10886982002297 | HOLLOW REAMER FOR RESURFACING HEAD SIZE 44MM | Trauma | EA
RH5512-46 | 10886982002303 | HOLLOW REAMER FOR RESURFACING HEAD SIZE 46MM | Trauma | EA
01.112.022 | 10886982022516 | 3.5MM LCP CLAVICLE PLATE SYSTEM SET | Trauma | EA
RH5512-48 | 10886982002310 | HOLLOW REAMER FOR RESURFACING HEAD SIZE 48MM | Trauma | EA
RH5512-50 | 10886982002327 | HOLLOW REAMER FOR RESURFACING HEAD SIZE 50MM | Trauma | EA
RH5512-52 | 10886982002334 | HOLLOW REAMER FOR RESURFACING HEAD SIZE 52MM | Trauma | EA
RH5512-54 | 10886982002341 | HOLLOW REAMER FOR RESURFACING HEAD SIZE 54MM | Trauma | EA
01.112.024 | 10886982022561 | 3.5MM TI LCP CLAVICLE PLATE SYSTEM | Trauma | EA
446.354 | 10886982223630 | 1.5/2.0MM TI ROTATION CORRECTN PLATE 2 HOLE HEAD/4 HOLE SHAFT | Trauma | EA
446.355 | 10886982223654 | 1.5/2.0MM TI ROTATION CORRECTN PLATE 2 HOLE HEAD/5 HOLE SHAFT | Trauma | EA
447.354 | 10886982223876 | 2.0MM TI LCP ROTATION CORRECTN PLATE 2H HEAD/4H SHAFT | Trauma | EA
447.355 | 10886982223890 | 2.0MM TI LCP ROTATION CORRECTN PLATE 2H HEAD/5H SHAFT | Trauma | EA
01.112.024E | 10886982022578 | 3.5MM TI LCP CLAVICLE PLATE SYSTEM EVALUATION SET | Trauma | EA
01.112.022E | 10886982022523 | 3.5MM LCP CLAVICLE PLATE SYSTEM EVALUATION SET | Trauma | EA
02.111.610 | 10886982031914 | 2.4MM VA-LCP 2-CLMN VLR DSTL RADIUS PLATE 6H HD XSHRT/RIGHT | Trauma | EA
02.111.611 | 10886982031938 | 2.4MM VA-LCP 2-CLMN VLR DSTL RADIUS PLATE 6H HD XSHRT/LEFT | Trauma | EA
02.111.710 | 10886982032218 | 2.4MM VA-LCP 2-CLMN VLR DSTL RADIUS PLATE 7H HD/XSHRT/RIGHT | Trauma | EA
02.111.711 | 10886982032232 | 2.4MM VA-LCP 2-CLMN VLR DSTL RADIUS PLATE 7H HD/XSHRT/LEFT | Trauma | EA
02.161.238S | 10886982047021 | 4.5MM CURVED NARROW LCP PLATE/8 HOLES-STERILE | Trauma | EA
02.161.239S | 10886982047045 | 4.5MM CURVED NARROW LCP PLATE/9 HOLES-STERILE | Trauma | EA
02.161.241S | 10886982047083 | 4.5MM CURVED NARROW LCP PLATE/11 HOLES-STERILE | Trauma | EA
02.161.243S | 10886982047120 | 4.5MM CURVED NARROW LCP PLATE/13 HOLES-STERILE | Trauma | EA
02.161.245S | 10886982047168 | 4.5MM CURVED NARROW LCP PLATE/15 HOLES-STERILE | Trauma | EA
02.161.247S | 10886982047205 | 4.5MM CURVED NARROW LCP PLATE/17 HOLES-STERILE | Trauma | EA
02.161.249S | 10886982047243 | 4.5MM CURVED NARROW LCP PLATE/19 HOLES-STERILE | Trauma | EA
02.161.251S | 10886982047281 | 4.5MM CURVED NARROW LCP PLATE/21 HOLES-STERILE | Trauma | EA
02.161.206 | 10886982046673 | 3.5MM CURVED NARROW LCP PLATE/6 HOLES | Trauma | EA
02.161.207 | 10886982046697 | 3.5MM CURVED NARROW LCP PLATE/7 HOLES | Trauma | EA
02.161.208 | 10886982046710 | 3.5MM CURVED NARROW LCP PLATE/8 HOLES | Trauma | EA
02.161.209 | 10886982046734 | 3.5MM CURVED NARROW LCP PLATE/9 HOLES | Trauma | EA
02.161.211 | 10886982046772 | 3.5MM CURVED NARROW LCP PLATE/11 HOLES | Trauma | EA
02.161.213 | 10886982046819 | 3.5MM CURVED NARROW LCP PLATE/13 HOLES | Trauma | EA
02.161.215 | 10886982046857 | 3.5MM CURVED NARROW LCP PLATE/15 HOLES | Trauma | EA
02.161.217 | 10886982046895 | 3.5MM CURVED NARROW LCP PLATE/17 HOLES | Trauma | EA
02.161.219 | 10886982046932 | 3.5MM CURVED NARROW LCP PLATE/19 HOLES | Trauma | EA
02.161.221 | 10886982046970 | 3.5MM CURVED NARROW LCP PLATE/21 HOLES | Trauma | EA
01.550.001E | 10886982027429 | TRAUMA RECON SYSTEM EVALUATION SET | Trauma | EA
04.111.610 | 10886982101747 | 2.4MM TI VA-LCP 2-CLMN VLR DST RADIUS PL 6H HD XSHRT/RT | Trauma | EA
04.111.611 | 10886982101761 | 2.4MM TI VA-LCP 2-CLMN VLR DST RADIUS PL 6H HD XSHRT/LT | Trauma | EA
04.111.710 | 10886982102041 | 2.4MM TI VA-LCP 2-CLMN VLR DST RADIUS PL 7H HD XSHRT/RT | Trauma | EA
04.111.711 | 10886982102065 | 2.4MM TI VA-LCP 2-CLMN VLR DST RADIUS PL 7H HD XSHRT/LT | Trauma | EA
02.161.206S | 10886982046680 | 3.5MM CURVED NARROW LCP PLATE/6 HOLES-STERILE | Trauma | EA
02.161.207S | 10886982046703 | 3.5MM CURVED NARROW LCP PLATE/7 HOLES-STERILE | Trauma | EA
02.161.208S | 10886982046727 | 3.5MM CURVED NARROW LCP PLATE/8 HOLES-STERILE | Trauma | EA
02.161.238 | 10886982047014 | 4.5MM CURVED NARROW LCP PLATE 8 HOLES | Trauma | EA
02.161.209S | 10886982046741 | 3.5MM CURVED NARROW LCP PLATE/9 HOLES-STERILE | Trauma | EA
02.161.211S | 10886982046789 | 3.5MM CURVED NARROW LCP PLATE/11 HOLES-STERILE | Trauma | EA
02.161.213S | 10886982046826 | 3.5MM CURVED NARROW LCP PLATE/13 HOLES-STERILE | Trauma | EA
02.161.239 | 10886982047038 | 4.5MM CURVED NARROW LCP PLATE 9 HOLES | Trauma | EA
02.161.215S | 10886982046864 | 3.5MM CURVED NARROW LCP PLATE/15 HOLES-STERILE | Trauma | EA
02.161.241 | 10886982047076 | 4.5MM CURVED NARROW LCP PLATE 11 HOLES | Trauma | EA
02.161.217S | 10886982046901 | 3.5MM CURVED NARROW LCP PLATE/17 HOLES-STERILE | Trauma | EA
02.161.219S | 10886982046949 | 3.5MM CURVED NARROW LCP PLATE/19 HOLES-STERILE | Trauma | EA
02.161.243 | 10886982047113 | 4.5MM CURVED NARROW LCP PLATE 13 HOLES | Trauma | EA
02.161.221S | 10886982046987 | 3.5MM CURVED NARROW LCP PLATE/21 HOLES-STERILE | Trauma | EA
02.161.245 | 10886982047151 | 4.5MM CURVED NARROW LCP PLATE 15 HOLES | Trauma | EA
02.161.247 | 10886982047199 | 4.5MM CURVED NARROW LCP PLATE 17 HOLES | Trauma | EA
02.161.249 | 10886982047236 | 4.5MM CURVED NARROW LCP PLATE 19 HOLES | Trauma | EA
02.161.251 | 10886982047274 | 4.5MM CURVED NARROW LCP PLATE 21 HOLES | Trauma | EA
03.120.054 | 10886982074362 | TENSION DEVICE FOR LCP TROCHANTERIC PLATE | Trauma | EA
03.120.055 | 10886982074379 | GUIDE BLOCK FOR LCP TROCHANTERIC PLATE/LARGE | Trauma | EA
03.120.063 | 10886982074454 | 5.0MM DRILL SLEEVE FOR TENSION DEVICE/80MM | Trauma | EA
03.120.056 | 10886982074386 | GUIDE BLOCK FOR LCP TROCHANTERIC PLATE/SMALL | Trauma | EA
03.120.064 | 10886982074461 | 5.0MM PROTECTION SLEEVE FOR TENSION DEVICE | Trauma | EA
03.120.057 | 10886982074393 | CONNECTOR FOR TENSION DEVICE F/LCP TROCHANTERIC PLATE/80MM | Trauma | EA
04.120.805S | 10886982109941 | 3.5/4.5MM TI LCP TROCHANTERIC PLATE/LARGE/2 HOLE-STERILE | Trauma | EA
04.120.810S | 10886982109958 | 3.5/4.5MM TI LCP TROCHANTERIC SMALL/2 HOLE-STERILE | Trauma | EA
03.120.058 | 10886982074409 | CONNECTOR FOR TENSION DEVICE F/LCP TROCHANTERIC PLATE/145MM | Trauma | EA
04.120.815S | 10886982109965 | 3.5/4.5MM TI LCP TROCHANTERIC LARGE/4 HOLE-STERILE | Trauma | EA
04.120.820S | 10886982109972 | 3.5/4.5MM TI LCP TROCHANTERIC SMALL/4 HOLE-STERILE | Trauma | EA
03.120.059 | 10886982074416 | CONNECTOR FOR TENSION DEVICE FOR LCP/80MM | Trauma | EA
03.120.060 | 10886982074423 | CONNECTOR FOR TENSION DEVICE FOR LCP/145MM | Trauma | EA
02.120.805S | 10886982040329 | 3.5/4.5MM LCP TROCHANTERIC PL LARGE/2 HOLE-STERILE | Trauma | EA
02.120.810S | 10886982040336 | 3.5/4.5MM LCP TROCHANTERIC PL SMALL/2 HOLE-STERILE | Trauma | EA
02.120.815S | 10886982040343 | 3.5/4.5MM LCP TROCHANTERIC PL LARGE/4 HOLE-STERILE | Trauma | EA
02.120.820S | 10886982040350 | 3.5/4.5MM LCP TROCHANTERIC PL SMALL/4 HOLE-STERILE | Trauma | EA
03.120.061 | 10886982074430 | TRIAL IMPLANT FOR LCP TROCHANTERIC PLATE/LARGE | Trauma | EA
03.120.062 | 10886982074447 | TRIAL IMPLANT FOR LCP TROCHANTERIC PLATE/SMALL | Trauma | EA
03.120.052 | 10886982074355 | REDUCTION INSTRUMENT FOR LCP TROCHANTERIC PLATE | Trauma | EA
03.120.065 | 10886982074478 | TROCAR FOR 5.0MM DRILL SLEEVE- 03.120.063 | Trauma | EA
03.120.066 | 10886982074485 | TROCAR FOR TENSION DEVICE | Trauma | EA
5555-56/22 | 10886982241474 | COCR RESURFACING HEAD PRESS FIT SIZE 56/22.4MM-STERILE | Trauma | EA
5555-58/23 | 10886982241481 | COCR RESURFACING HEAD PRESS FIT SIZE 58/23.2MM-STERILE | Trauma | EA
01.550.001 | 10886982027412 | TRAUMA RECON SYSTEM SET | Trauma | EA
01.550.001LN | 10886982027436 | TRAUMA RECON SYSTEM LOANER SET | Trauma | EA
01.550.001PA | 10886982027443 | TRAUMA RECON SYSTEM GRAPHIC CASE & CHARGER SET | Trauma | EA
01.550.001PI | 10886982027450 | TRAUMA RECON SYSTEM AND ATTACHMENTS SET | Trauma | EA
03.111.000 | 10886982072030 | 1.8MM DRILL GUIDE W/MEASURING FOR VA-LCP GUIDE BLOCK | Trauma | EA
105.995 | 10886982137746 | ORTHOMESH SET | Trauma | EA
01.001.593LN | 10886982018854 | 90,000 RPM ELECTRIC PEN DRIVE LOANER SET | Trauma | EA
04.111.610S | 10886982101754 | 2.4MM TI VA-LCP 2-CLMN VLR DST RADIUS PL 6H HD XSHRT/RT-STER | Trauma | EA
04.111.611S | 10886982101778 | 2.4MM TI VA-LCP 2-CLMN VLR DST RADIUS PL 6H HD XSHRT/LT-STER | Trauma | EA
04.111.710S | 10886982102058 | 2.4MM TI VA-LCP 2-CLMN VLR DST RADIUS PL 7H HD XSHRT/RT-STER | Trauma | EA
04.111.711S | 10886982102072 | 2.4MM TI VA-LCP 2-CLMN VLR DST RADIUS PL 7H HD XSHRT/LT-STER | Trauma | EA
02.111.610S | 10886982031921 | 2.4MM VA-LCP 2-CLMN VLR DSTL RADIUS PL 6H HD XSHRT/RT-STER | Trauma | EA
02.111.611S | 10886982031945 | 2.4MM VA-LCP 2-CLMN VLR DSTL RADIUS PL 6H HD XSHRT/LT-STER | Trauma | EA
02.111.710S | 10886982032225 | 2.4MM VA-LCP 2-CLMN VLR DSTL RADIUS PL 7H HD XSHRT/RT-STER | Trauma | EA
02.111.711S | 10886982032249 | 2.4MM VA-LCP 2-CLMN VLR DSTL RADIUS PL 7H HD XSHRT/LT-STER | Trauma | EA
01.112.025 | 10886982022585 | 3.5MM LCP CLAVICLE PLATE SET | Trauma | EA
01.112.026 | 10886982022592 | 3.5MM TI LCP CLAVICLE PL SET | Trauma | EA
02.161.268 | 10886982047311 | 3.5MM CURVED BROAD LCP PLATE/8 HOLE | Trauma | EA
02.161.269 | 10886982047335 | 3.5MM CURVED BROAD LCP PLATE/9 HOLE | Trauma | EA
02.161.271 | 10886982047373 | 3.5MM CURVED BROAD LCP PLATE/11 HOLE | Trauma | EA
02.161.268S | 10886982047328 | 3.5MM CURVED BROAD LCP PLATE/8 HOLE-STERILE | Trauma | EA
02.161.269S | 10886982047342 | 3.5MM CURVED BROAD LCP PLATE 9 HOLE-STERILE | Trauma | EA
02.161.273 | 10886982047410 | 3.5MM CURVED BROAD LCP PLATE/13 HOLE | Trauma | EA
02.161.271S | 10886982047380 | 3.5MM CURVED BROAD LCP PLATE 11 HOLE-STERILE | Trauma | EA
02.161.273S | 10886982047427 | 3.5MM CURVED BROAD LCP PLATE/13 HOLE-STERILE | Trauma | EA
02.161.275 | 10886982047458 | 3.5MM CURVED BROAD LCP PLATE/15 HOLE | Trauma | EA
02.161.277 | 10886982047496 | 3.5MM CURVED BROAD LCP PLATE/17 HOLE | Trauma | EA
02.161.279 | 10886982047533 | 3.5MM CURVED BROAD LCP PLATE/19 HOLE | Trauma | EA
02.161.275S | 10886982047465 | 3.5MM CURVED BROAD LCP PLATE/15 HOLE-STERILE | Trauma | EA
02.161.281 | 10886982047571 | 3.5MM CURVED BROAD LCP PLATE/21 HOLE | Trauma | EA
02.161.277S | 10886982047502 | 3.5MM CURVED BROAD LCP PLATE/17 HOLE-STERILE | Trauma | EA
02.161.283 | 10886982047618 | 3.5MM CURVED BROAD LCP PLATE/23 HOLE | Trauma | EA
02.161.285 | 10886982047656 | 3.5MM CURVED BROAD LCP PLATE/25 HOLE | Trauma | EA
02.161.287 | 10886982047694 | 3.5MM CURVED BROAD LCP PLATE/27 HOLE | Trauma | EA
02.161.279S | 10886982047540 | 3.5MM CURVED BROAD LCP PLATE/19 HOLE-STERILE | Trauma | EA
02.161.289 | 10886982047731 | 3.5MM CURVED BROAD LCP PLATE/29 HOLE | Trauma | EA
02.161.281S | 10886982047588 | 3.5MM CURVED BROAD LCP PLATE/21 HOLE-STERILE | Trauma | EA
02.161.283S | 10886982047625 | 3.5MM CURVED BROAD LCP PLATE/23 HOLE-STERILE | Trauma | EA
02.161.285S | 10886982047663 | 3.5MM CURVED BROAD LCP PLATE/25 HOLE-STERILE | Trauma | EA
02.161.287S | 10886982047700 | 3.5MM CURVED BROAD LCP PLATE/27 HOLE-STERILE | Trauma | EA
02.161.289S | 10886982047748 | 3.5MM CURVED BROAD LCP PLATE/29 HOLE-STERILE | Trauma | EA
02.114.003S | 10886982034779 | 1.5MM LCP ADAPTION PLATE 6 HOLE - STERILE | Trauma | EA
02.114.005S | 10886982034816 | 1.5MM LCP ADAPTION PLATE 12 HOLE - STERILE | Trauma | EA
02.114.006S | 10886982034830 | 1.5MM LCP T-PLATE/3H HEAD 8 HOLE SHAFT - STERILE | Trauma | EA
02.114.007S | 10886982034854 | 1.5MM LCP T-PLATE/4H HEAD 8 HOLE SHAFT - STERILE | Trauma | EA
02.114.010S | 10886982034892 | 1.5MM LCP EXTENDED H-PLATE RIGHT - STERILE | Trauma | EA
02.114.009S | 10886982034878 | 1.5MM LCP EXTENDED H-PLATE LEFT - STERILE | Trauma | EA
02.114.013S | 10886982034915 | 1.5MM LCP Y-PLATE/3H HEAD 8 HOLE SHAFT - STERILE | Trauma | EA
02.114.014S | 10886982034939 | 1.5MM LCP CONDYLAR PLATE 6 HOLE SHAFT - STERILE | Trauma | EA
02.114.002S | 10886982034755 | 1.5MM LCP PLATE/4 HOLE STERILE | Trauma | EA
02.114.004S | 10886982034793 | 1.5MM LCP PLATE/6 HOLE STERILE | Trauma | EA
04.114.003S | 10886982104359 | 1.5MM TI LCP ADAPTION PLATE 6 HOLE-STERILE | Trauma | EA
04.114.005S | 10886982104397 | 1.5MM TI LCP ADAPTION PLATE 12 HOLE-STERILE | Trauma | EA
04.114.006S | 10886982104410 | 1.5MM TI LCP T-PLATE/3H HEAD 8 HOLE SHAFT-STERILE | Trauma | EA
04.114.007S | 10886982104434 | 1.5MM TI LCP T-PLATE/4H HEAD 8 HOLE SHAFT - STERILE | Trauma | EA
04.114.010S | 10886982104472 | 1.5MM TI LCP EXTENDED H-PLATE RIGHT-STERILE | Trauma | EA
04.114.009S | 10886982104458 | 1.5MM TI LCP EXTENDED H-PLATE LEFT-STERILE | Trauma | EA
04.114.013S | 10886982104496 | 1.5MM TI LCP Y-PLATE/3H HEAD 8 HOLE SHAFT-STERILE | Trauma | EA
04.114.014S | 10886982104519 | 1.5MM TI LCP CONDYLAR PLATE 6 HOLE SHAFT-STERILE | Trauma | EA
04.114.002S | 10886982104335 | 1.5MM TI LCP PLATE/4 HOLE STERILE | Trauma | EA
04.114.004S | 10886982104373 | 1.5MM TI LCP PLATE/6 HOLE STERILE | Trauma | EA
SD312.926 | 10886982004529 | ALIGNMENT WEDGE HINDFOOT NAIL/12 DEGREES | Trauma | EA
60.311.004 | 10886982248923 | LBL SHEET F/DISTN OSTEOGENESIS MONOLATERAL GRAPHIC CASE | Trauma | EA
01.111.151 | 10886982021816 | 6.5MM TI MIDFOOT FUSION BOLT SET | Trauma | EA
01.111.150 | 10886982021786 | 6.5MM MIDFOOT FUSION BOLT SET | Trauma | EA
01.111.151E | 10886982021823 | 6.5MM TI MIDFOOT FUSION BOLT EVAL SET | Trauma | EA
01.111.150E | 10886982021809 | 6.5MM MIDFOOT FUSION BOLT EVAL SET | Trauma | EA
112.00LN | 10886982137838 | MINI COMPRESSED AIR MACHINE LOANER SET | Trauma | EA
690.471 | 10886982253958 | UPPER TRAY F/TI TROCHANTERIC FIXATION NAIL INSERTION SET | Trauma | EA
02.224.203S | 10886982056368 | 130 DEG LCP DHS PLATE-STANDARD BARREL 3 HOLES/76MM-STERILE | Trauma | EA
02.224.205S | 10886982056405 | 130 DEG LCP DHS PLATE-STANDARD BARREL 5 HOLES/108MM-STERILE | Trauma | EA
02.224.206S | 10886982056429 | 130 DEG LCP DHS PLATE-STANDARD BARREL 6 HOLES/124MM-STERILE | Trauma | EA
02.224.208S | 10886982056443 | 130 DEG LCP DHS PLATE-STANDARD BARREL 8 HOLES/156MM-STERILE | Trauma | EA
02.224.210S | 10886982056467 | 130 DEG LCP DHS PLATE-STANDARD BARREL 10 HOLES/188MM-STERILE | Trauma | EA
02.224.212S | 10886982056481 | 130 DEG LCP DHS PLATE-STANDARD BARREL 12 HOLES/220MM-STERILE | Trauma | EA
02.224.214S | 10886982056504 | 130 DEG LCP DHS PLATE-STANDARD BARREL 14 HOLES/252MM-STERILE | Trauma | EA
02.224.302S | 10886982057402 | 130 DEG LCP DHS PLATE-SHORT BARREL 2 HOLES/60MM-STERILE | Trauma | EA
02.224.304S | 10886982057426 | 130 DEG LCP DHS PLATE-SHORT BARREL 4 HOLES/92MM-STERILE | Trauma | EA
02.224.228S | 10886982056627 | 135 DEG LCP DHS PLATE-STANDARD BARREL 8 HOLES/156MM-STERILE | Trauma | EA
02.224.230S | 10886982056641 | 135 DEG LCP DHS PLATE-STANDARD BARREL 10 HOLES/188MM-STERILE | Trauma | EA
02.224.232S | 10886982056665 | 135 DEG LCP DHS PLATE-STANDARD BARREL 12 HOLES/220MM-STERILE | Trauma | EA
02.224.234S | 10886982056689 | 135 DEG LCP DHS PLATE-STANDARD BARREL 14 HOLES/252MM-STERILE | Trauma | EA
02.224.236S | 10886982056702 | 135 DEG LCP DHS PLATE-STANDARD BARREL 16 HOLES/284MM-STERILE | Trauma | EA
02.224.238S | 10886982056726 | 135 DEG LCP DHS PLATE-STANDARD BARREL 18 HOLES/316MM-STERILE | Trauma | EA
02.224.240S | 10886982056740 | 135 DEG LCP DHS PLATE-STANDARD BARREL 20 HOLES/348MM-STERILE | Trauma | EA
02.224.322S | 10886982057440 | 135 DEG LCP DHS PLATE-SHORT BARREL 2 HOLES/60MM-STERILE | Trauma | EA
02.224.324S | 10886982057464 | 135 DEG LCP DHS PLATE-SHORT BARREL 4 HOLES/92MM-STERILE | Trauma | EA
02.224.325S | 10886982057488 | 135 DEG LCP DHS PLATE-SHORT BARREL 5 HOLES/108MM-STERILE | Trauma | EA
02.224.326S | 10886982057501 | 135 DEG LCP DHS PLATE-SHORT BARREL 6 HOLES/124MM-STERILE | Trauma | EA
02.224.243S | 10886982056788 | 140 DEG LCP DHS PLATE-STANDARD BARREL 3 HOLES/76MM-STERILE | Trauma | EA
02.224.245S | 10886982056825 | 140 DEG LCP DHS PLATE-STANDARD BARREL 5 HOLES/108MM-STERILE | Trauma | EA
02.224.246S | 10886982056849 | 140 DEG LCP DHS PLATE-STANDARD BARREL 6 HOLES/124MM-STERILE | Trauma | EA
02.224.248S | 10886982056863 | 140 DEG LCP DHS PLATE-STANDARD BARREL 8 HOLES/156MM-STERILE | Trauma | EA
02.224.250S | 10886982056887 | 140 DEG LCP DHS PLATE-STANDARD BARREL 10 HOLES/188MM-STERILE | Trauma | EA
SD100.002 | 10886982002884 | PRESS RETROFIT KIT | Trauma | EA
02.224.252S | 10886982056900 | 140 DEG LCP DHS PLATE-STANDARD BARREL 12 HOLES/220MM-STERILE | Trauma | EA
02.224.254S | 10886982056924 | 140 DEG LCP DHS PLATE-STANDARD BARREL 14 HOLES/252MM-STERILE | Trauma | EA
02.224.256S | 10886982056948 | 140 DEG LCP DHS PLATE-STANDARD BARREL 16 HOLES/284MM-STERILE | Trauma | EA
02.224.342S | 10886982057525 | 140 DEG LCP DHS PLATE-SHORT BARREL 2 HOLES/60MM-STERILE | Trauma | EA
02.224.263S | 10886982056986 | 145 DEG LCP DHS PLATE-STANDARD BARREL 3 HOLES/76MM-STERILE | Trauma | EA
02.224.265S | 10886982057020 | 145 DEG LCP DHS PLATE-STANDARD BARREL 5 HOLES/108MM-STERILE | Trauma | EA
02.224.266S | 10886982057044 | 145 DEG LCP DHS PLATE-STANDARD BARREL 6 HOLES/124MM-STERILE | Trauma | EA
02.224.268S | 10886982057068 | 145 DEG LCP DHS PLATE-STANDARD BARREL 8 HOLES/156MM-STERILE | Trauma | EA
02.224.270S | 10886982057082 | 145 DEG LCP DHS PLATE-STANDARD BARREL 10 HOLES/188MM-STERILE | Trauma | EA
02.224.272S | 10886982057105 | 145 DEG LCP DHS PLATE-STANDARD BARREL 12 HOLES/220MM-STERILE | Trauma | EA
02.224.274S | 10886982057129 | 145 DEG LCP DHS PLATE-STANDARD BARREL 14 HOLES/252MM-STERILE | Trauma | EA
02.224.276S | 10886982057143 | 145 DEG LCP DHS PLATE-STANDARD BARREL 16 HOLES/284MM-STERILE | Trauma | EA
02.224.362S | 10886982057563 | 145 DEG LCP DHS PLATE-SHORT BARREL 2 HOLES/60MM-STERILE | Trauma | EA
02.224.364S | 10886982057587 | 145 DEG LCP DHS PLATE-SHORT BARREL 4 HOLES/92MM-STERILE | Trauma | EA
02.224.283S | 10886982057181 | 150 DEG LCP DHS PLATE-STANDARD BARREL 3 HOLES/76MM-STERILE | Trauma | EA
02.224.285S | 10886982057228 | 150 DEG LCP DHS PLATE-STANDARD BARREL 5 HOLES/108MM-STERILE | Trauma | EA
02.224.286S | 10886982057242 | 150 DEG LCP DHS PLATE-STANDARD BARREL 6 HOLES/124MM-STERILE | Trauma | EA
02.224.288S | 10886982057266 | 150 DEG LCP DHS PLATE-STANDARD BARREL 8 HOLES/156MM-STERILE | Trauma | EA
02.224.290S | 10886982057280 | 150 DEG LCP DHS PLATE-STANDARD BARREL 10 HOLES/188MM-STERILE | Trauma | EA
02.224.292S | 10886982057303 | 150 DEG LCP DHS PLATE-STANDARD BARREL 12 HOLES/220MM-STERILE | Trauma | EA
02.224.294S | 10886982057327 | 150 DEG LCP DHS PLATE-STANDARD BARREL 14 HOLES/252MM-STERILE | Trauma | EA
02.224.296S | 10886982057341 | 150 DEG LCP DHS PLATE-STANDARD BARREL 16 HOLES/284MM-STERILE | Trauma | EA
02.224.298S | 10886982057365 | 150 DEG LCP DHS PLATE-STANDARD BARREL 18 HOLES/316MM-STERILE | Trauma | EA
02.224.299S | 10886982057389 | 150 DEG LCP DHS PLATE-STANDARD BARREL 20 HOLES/348MM-STERILE | Trauma | EA
02.224.382S | 10886982057600 | 150 DEG LCP DHS PLATE-SHORT BARREL 2 HOLES/60MM-STERILE | Trauma | EA
02.224.384S | 10886982057624 | 150 DEG LCP DHS PLATE-SHORT BARREL 4 HOLES/92MM-STERILE | Trauma | EA
05.001.011LN | 10886982128232 | ELECTRIC PEN DRIVE 90,000 RPM LOANER | Trauma | EA
04.161.268 | 10886982115188 | 3.5MM TI CURVED BROAD LCP PLATE/8 HOLE | Trauma | EA
04.161.269 | 10886982115201 | 3.5MM TI CURVED BROAD LCP PLATE/9 HOLE | Trauma | EA
04.161.270 | 10886982115225 | 3.5MM TI CURVED BROAD LCP PLATE/10 HOLE | Trauma | EA
04.161.271 | 10886982115249 | 3.5MM TI CURVED BROAD LCP PLATE/11 HOLE | Trauma | EA
04.161.272 | 10886982115263 | 3.5MM TI CURVED BROAD LCP PLATE/12 HOLE | Trauma | EA
04.161.273 | 10886982115287 | 3.5MM TI CURVED BROAD LCP PLATE/13 HOLE | Trauma | EA
04.161.274 | 10886982115300 | 3.5MM TI CURVED BROAD LCP PLATE/14 HOLE | Trauma | EA
04.161.275 | 10886982115324 | 3.5MM TI CURVED BROAD LCP PLATE/15 HOLE | Trauma | EA
04.161.276 | 10886982115348 | 3.5MM TI CURVED BROAD LCP PLATE/16 HOLE | Trauma | EA
04.161.277 | 10886982115362 | 3.5MM TI CURVED BROAD LCP PLATE/17 HOLE | Trauma | EA
04.161.278 | 10886982115386 | 3.5MM TI CURVED BROAD LCP PLATE/18 HOLE | Trauma | EA
04.161.279 | 10886982115409 | 3.5MM TI CURVED BROAD LCP PLATE/19 HOLE | Trauma | EA
04.161.280 | 10886982115423 | 3.5MM TI CURVED BROAD LCP PLATE/20 HOLE | Trauma | EA
04.161.281 | 10886982115447 | 3.5MM TI CURVED BROAD LCP PLATE/21 HOLE | Trauma | EA
04.161.282 | 10886982115461 | 3.5MM TI CURVED BROAD LCP PLATE/22 HOLE | Trauma | EA
04.161.283 | 10886982115485 | 3.5MM TI CURVED BROAD LCP PLATE/23 HOLE | Trauma | EA
04.161.284 | 10886982115508 | 3.5MM TI CURVED BROAD LCP PLATE/24 HOLE | Trauma | EA
04.161.285 | 10886982115522 | 3.5MM TI CURVED BROAD LCP PLATE/25 HOLE | Trauma | EA
04.161.238 | 10886982114884 | 4.5MM TI CURVED NARROW LCP PLATE/8 HOLE | Trauma | EA
04.161.286 | 10886982115546 | 3.5MM TI CURVED BROAD LCP PLATE/26 HOLE | Trauma | EA
04.161.287 | 10886982115560 | 3.5MM TI CURVED BROAD LCP PLATE/27 HOLE | Trauma | EA
04.161.239 | 10886982114907 | 4.5MM TI CURVED NARROW LCP PLATE/9 HOLE | Trauma | EA
04.161.240 | 10886982114921 | 4.5MM TI CURVED NARROW LCP PLATE/10 HOLE | Trauma | EA
04.161.288 | 10886982115584 | 3.5MM TI CURVED BROAD LCP PLATE/28 HOLE | Trauma | EA
04.161.241 | 10886982114945 | 4.5MM TI CURVED NARROW LCP PLATE/11 HOLE | Trauma | EA
04.161.242 | 10886982114969 | 4.5MM TI CURVED NARROW LCP PLATE/12 HOLE | Trauma | EA
04.161.289 | 10886982115607 | 3.5MM TI CURVED BROAD LCP PLATE/29 HOLE | Trauma | EA
04.161.243 | 10886982114983 | 4.5MM TI CURVED NARROW LCP PLATE/13 HOLE | Trauma | EA
04.161.290 | 10886982115621 | 3.5MM TI CURVED BROAD LCP PLATE/30 HOLE | Trauma | EA
04.161.244 | 10886982115003 | 4.5MM TI CURVED NARROW LCP PLATE/14 HOLE | Trauma | EA
SD357.037 | 10886982005915 | T40 STARDRIVE SCREWDRIVER SELF-RETAINING 330MM LONG | Trauma | EA
04.161.245 | 10886982115027 | 4.5MM TI CURVED NARROW LCP PLATE/15 HOLE | Trauma | EA
04.161.246 | 10886982115041 | 4.5MM TI CURVED NARROW LCP PLATE/16 HOLE | Trauma | EA
04.161.247 | 10886982115065 | 4.5MM TI CURVED NARROW LCP PLATE/17 HOLE | Trauma | EA
04.161.248 | 10886982115089 | 4.5MM TI CURVED NARROW LCP PLATE/18 HOLE | Trauma | EA
04.161.249 | 10886982115102 | 4.5MM TI CURVED NARROW LCP PLATE/19 HOLE | Trauma | EA
04.161.250 | 10886982115126 | 4.5MM TI CURVED NARROW LCP PLATE/20 HOLE | Trauma | EA
04.161.251 | 10886982115140 | 4.5MM TI CURVED NARROW LCP PLATE/21 HOLE | Trauma | EA
04.161.252 | 10886982115164 | 4.5MM TI CURVED NARROW LCP PLATE/22 HOLE | Trauma | EA
04.161.238S | 10886982114891 | 4.5MM TI CURVED NARROW LCP PLATE/8 HOLE-STERILE | Trauma | EA
04.161.239S | 10886982114914 | 4.5MM TI CURVED NARROW LCP PLATE/9 HOLE-STERILE | Trauma | EA
04.161.241S | 10886982114952 | 4.5MM TI CURVED NARROW LCP PLATE/11 HOLE-STERILE | Trauma | EA
04.161.243S | 10886982114990 | 4.5MM TI CURVED NARROW LCP PLATE/13 HOLE-STERILE | Trauma | EA
04.161.245S | 10886982115034 | 4.5MM TI CURVED NARROW LCP PLATE/15 HOLE-STERILE | Trauma | EA
04.161.247S | 10886982115072 | 4.5MM TI CURVED NARROW LCP PLATE/17 HOLE-STERILE | Trauma | EA
04.161.249S | 10886982115119 | 4.5MM TI CURVED NARROW LCP PLATE/19 HOLE-STERILE | Trauma | EA
04.161.251S | 10886982115157 | 4.5MM TI CURVED NARROW LCP PLATE/21 HOLE-STERILE | Trauma | EA
04.161.268S | 10886982115195 | 3.5MM TI CURVED BROAD LCP PLATE/8 HOLE-STERILE | Trauma | EA
04.161.269S | 10886982115218 | 3.5MM TI CURVED BROAD LCP PLATE/9 HOLE-STERILE | Trauma | EA
04.161.271S | 10886982115256 | 3.5MM TI CURVED BROAD LCP PLATE/11 HOLE-STERILE | Trauma | EA
04.161.275S | 10886982115331 | 3.5MM TI CURVED BROAD LCP PLATE/15 HOLE-STERILE | Trauma | EA
04.161.210 | 10886982114662 | 3.5MM TI CURVED NARROW LCP PLATE/10 HOLE | Trauma | EA
04.161.277S | 10886982115379 | 3.5MM TI CURVED BROAD LCP PLATE/17 HOLE-STERILE | Trauma | EA
04.161.279S | 10886982115416 | 3.5MM TI CURVED BROAD LCP PLATE/19 HOLE-STERILE | Trauma | EA
04.161.281S | 10886982115454 | 3.5MM TI CURVED BROAD LCP PLATE/21 HOLE-STERILE | Trauma | EA
04.161.283S | 10886982115492 | 3.5MM TI CURVED BROAD LCP PLATE/23 HOLE-STERILE | Trauma | EA
04.161.212 | 10886982114686 | 3.5MM TI CURVED NARROW LCP PLATE/12 HOLE | Trauma | EA
04.161.285S | 10886982115539 | 3.5MM TI CURVED BROAD LCP PLATE/25 HOLE-STERILE | Trauma | EA
04.161.287S | 10886982115577 | 3.5MM TI CURVED BROAD LCP PLATE/27 HOLE-STERILE | Trauma | EA
04.161.289S | 10886982115614 | 3.5MM TI CURVED BROAD LCP PLATE/29 HOLE-STERILE | Trauma | EA
04.161.273S | 10886982115294 | 3.5MM TI CURVED BROAD LCP PLATE/13 HOLE-STERILE | Trauma | EA
04.161.214 | 10886982114709 | 3.5MM TI CURVED NARROW LCP PLATE/14 HOLE | Trauma | EA
04.161.215 | 10886982114723 | 3.5MM TI CURVED NARROW LCP PLATE/15 HOLE | Trauma | EA
04.161.216 | 10886982114747 | 3.5MM TI CURVED NARROW LCP PLATE/16 HOLE | Trauma | EA
04.161.217 | 10886982114761 | 3.5MM TI CURVED NARROW LCP PLATE/17 HOLE | Trauma | EA
04.161.218 | 10886982114785 | 3.5MM TI CURVED NARROW LCP PLATE/18 HOLE | Trauma | EA
04.161.219 | 10886982114808 | 3.5MM TI CURVED NARROW LCP PLATE/19 HOLE | Trauma | EA
04.161.220 | 10886982114822 | 3.5MM TI CURVED NARROW LCP PLATE/20 HOLE | Trauma | EA
04.161.221 | 10886982114846 | 3.5MM TI CURVED NARROW LCP PLATE/21 HOLE | Trauma | EA
04.161.222 | 10886982114860 | 3.5MM TI CURVED NARROW LCP PLATE/22 HOLE | Trauma | EA
04.161.215S | 10886982114730 | 3.5MM TI CURVED NARROW LCP PLATE/15 HOLE-STERILE | Trauma | EA
04.161.217S | 10886982114778 | 3.5MM TI CURVED NARROW LCP PLATE/17 HOLE-STERILE | Trauma | EA
04.161.219S | 10886982114815 | 3.5MM TI CURVED NARROW LCP PLATE/19 HOLE-STERILE | Trauma | EA
04.161.221S | 10886982114853 | 3.5MM TI CURVED NARROW LCP PLATE/21 HOLE-STERILE | Trauma | EA
60.113.002 | 10886982243584 | PROXIMAL HUMERUS AIMING ARM PULLOUT TRAY FOR 60.113.001 | Trauma | EA
02.224.344S | 10886982057549 | 140 DEG LCP DHS PLATE-SHORT BARREL 4 HOLES/92MM-STERILE | Trauma | EA
05.001.177LN | 10886982129536 | PERFORATOR WITH HUDSON COUPLING FOR PEN DRIVE LOANER | Trauma | EA
RH5513-56 | 10886982002440 | GUIDING CYLINDER RESURFACING HEAD SIZE 56MM | Trauma | EA
RH5513-58 | 10886982002457 | GUIDING CYLINDER RESURFACING HEAD SIZE 58MM | Trauma | EA
RH5514-56 | 10886982002532 | TRIAL RESURFACING HEAD SIZE 56MM | Trauma | EA
RH5514-58 | 10886982002549 | TRIAL RESURFACING HEAD SIZE 58MM | Trauma | EA
RH5511-58 | 10886982002266 | REAMER FOR RESURFACING HEAD SIZE 58MM | Trauma | EA
RH5511-60 | 10886982002273 | REAMER FOR RESURFACING HEAD SIZE 60MM | Trauma | EA
RH5512-56 | 10886982002358 | HOLLOW REAMER FOR RESURFACING EPOCA/SIZE 56MM | Trauma | EA
RH5512-58 | 10886982002365 | HOLLOW REAMER FOR RESURFACING EPOCA/SIZE 58MM | Trauma | EA
02.226.011S | 10886982057693 | 3.0MM HEADLESS COMPRESSION SCR 11MM/SHORT THREAD-STERILE | Trauma | EA
02.226.013S | 10886982057730 | 3.0MM HEADLESS COMPRESSION SCR 13MM/SHORT THREAD-STERILE | Trauma | EA
02.226.015S | 10886982057778 | 3.0MM HEADLESS COMPRESSION SCR 15MM/SHORT THREAD-STERILE | Trauma | EA
02.226.017S | 10886982057815 | 3.0MM HEADLESS COMPRESSION SCR 17MM/SHORT THREAD-STERILE | Trauma | EA
02.226.019S | 10886982057853 | 3.0MM HEADLESS COMPRESSION SCR 19MM/SHORT THREAD-STERILE | Trauma | EA
02.226.021S | 10886982057891 | 3.0MM HEADLESS COMPRESSION SCR 21MM/SHORT THREAD-STERILE | Trauma | EA
02.226.023S | 10886982057938 | 3.0MM HEADLESS COMPRESSION SCR 23MM/SHORT THREAD-STERILE | Trauma | EA
02.226.025S | 10886982057976 | 3.0MM HEADLESS COMPRESSION SCR 25MM/SHORT THREAD-STERILE | Trauma | EA
02.226.027S | 10886982058010 | 3.0MM HEADLESS COMPRESSION SCR 27MM/SHORT THREAD-STERILE | Trauma | EA
02.226.029S | 10886982058058 | 3.0MM HEADLESS COMPRESSION SCR 29MM/SHORT THREAD-STERILE | Trauma | EA
02.226.117S | 10886982058218 | 3.0MM HEADLESS COMPRESSION SCREW LNG-THRD/17MM-STERILE | Trauma | EA
02.226.119S | 10886982058256 | 3.0MM HEADLESS COMPRESSION SCREW LNG-THRD/19MM-STERILE | Trauma | EA
02.226.121S | 10886982058294 | 3.0MM HEADLESS COMPRESSION SCREW LNG-THRD/21MM-STERILE | Trauma | EA
02.226.123S | 10886982058331 | 3.0MM HEADLESS COMPRESSION SCREW LNG-THRD/23MM-STERILE | Trauma | EA
02.226.125S | 10886982058379 | 3.0MM HEADLESS COMPRESSION SCREW LNG-THRD/25MM-STERILE | Trauma | EA
02.226.127S | 10886982058416 | 3.0MM HEADLESS COMPRESSION SCREW LNG-THRD/27MM-STERILE | Trauma | EA
02.226.129S | 10886982058454 | 3.0MM HEADLESS COMPRESSION SCREW LNG-THRD/29MM-STERILE | Trauma | EA
04.226.011S | 10886982121417 | 3.0MM TI HEADLESS COMPRESSION SCREW 11MM/SHORT THREAD-STER | Trauma | EA
04.226.013S | 10886982121455 | 3.0MM TI HEADLESS COMPRESSION SCREW 13MM/SHORT THREAD-STER | Trauma | EA
04.226.015S | 10886982121493 | 3.0MM TI HEADLESS COMPRESSION SCREW 15MM/SHORT THREAD-STER | Trauma | EA
04.226.017S | 10886982121530 | 3.0MM TI HEADLESS COMPRESSION SCREW 17MM/SHORT THREAD-STER | Trauma | EA
04.226.019S | 10886982121578 | 3.0MM TI HEADLESS COMPRESSION SCREW 19MM/SHORT THREAD-STER | Trauma | EA
04.226.021S | 10886982121615 | 3.0MM TI HEADLESS COMPRESSION SCREW 21MM/SHORT THREAD-STER | Trauma | EA
04.226.023S | 10886982121653 | 3.0MM TI HEADLESS COMPRESSION SCREW 23MM/SHORT THREAD-STER | Trauma | EA
04.226.025S | 10886982121691 | 3.0MM TI HEADLESS COMPRESSION SCREW 25MM/SHORT THREAD-STER | Trauma | EA
04.226.027S | 10886982121738 | 3.0MM TI HEADLESS COMPRESSION SCREW 27MM/SHORT THREAD-STER | Trauma | EA
04.226.029S | 10886982121776 | 3.0MM TI HEADLESS COMPRESSION SCREW 29MM/SHORT THREAD-STER | Trauma | EA
04.226.117S | 10886982121936 | 3.0MM TI HEADLESS COMPRESSION SCREW LNG-THRD/17MM-STERILE | Trauma | EA
04.226.119S | 10886982121974 | 3.0MM TI HEADLESS COMPRESSION SCREW LNG-THRD/19MM-STERILE | Trauma | EA
04.226.121S | 10886982122018 | 3.0MM TI HEADLESS COMPRESSION SCREW LNG-THRD/21MM-STERILE | Trauma | EA
04.226.123S | 10886982122056 | 3.0MM TI HEADLESS COMPRESSION SCREW LNG-THRD/23MM-STERILE | Trauma | EA
04.226.125S | 10886982122094 | 3.0MM TI HEADLESS COMPRESSION SCREW LNG-THRD/25MM-STERILE | Trauma | EA
04.226.127S | 10886982122131 | 3.0MM TI HEADLESS COMPRESSION SCREW LNG-THRD/27MM-STERILE | Trauma | EA
04.226.129S | 10886982122179 | 3.0MM TI HEADLESS COMPRESSION SCREW LNG-THRD/29MM-STERILE | Trauma | EA
SD324.210 | 10886982005342 | DRILL BIT 2.5MM/MODIFIED CALIBRATED/3 FLUTES/300MM QC | Trauma | EA
SD357.038 | 10886982005922 | 13.0MM PROTECTION SLEEVE FOR FEMORAL NAILS | Trauma | EA
SD357.039 | 10886982005939 | 13.0/3.2MM TROCAR FOR FEMORAL NAILS/230MM LONG | Trauma | EA
03.007.025 | 10886982066794 | DEPTH GAUGE FOR 2.7MM SCREWS FOR OLECRANON OSTEOTOMY NAIL | Trauma | EA
04.110.721S | 10886982100719 | TI LCP VOLR CLMN DSTL RADIUS PL 6H HEAD/2H SHAFT/LT-STERILE | Trauma | EA
04.110.720S | 10886982100696 | TI LCP VOLR CLMN DSTL RADIUS PL 6H HEAD/2H SHAFT/RT-STERILE | Trauma | EA
04.110.820S | 10886982100856 | TI LCP VOLR CLMN DSTL RADIUS PL 7H HEAD/2H SHAFT/RT-STERILE | Trauma | EA
04.110.821S | 10886982100870 | TI LCP VOLR CLMN DSTL RADIUS PL 7H HEAD/2H SHAFT/LT-STERILE | Trauma | EA
01.112.022FE | 10886982022530 | 3.5MM LCP CLAVICLE PLATE SYSTEM FIELD EQUIPMENT | Trauma | EA
04.110.720 | 10886982100689 | TI LCP VOLAR COLUMN DISTAL RADIUS PL 6H HEAD/2H SHAFT/RT | Trauma | EA
04.110.721 | 10886982100702 | TI LCP VOLAR COLUMN DISTAL RADIUS PL 6H HEAD/2H SHAFT/LT | Trauma | EA
04.110.820 | 10886982100849 | TI LCP VOLAR COLUMN DISTAL RADIUS PL 7H HEAD/2H SHAFT/RT | Trauma | EA
04.110.821 | 10886982100863 | TI LCP VOLAR COLUMN DISTAL RADIUS PL 7H HEAD/2H SHAFT/LT | Trauma | EA
02.110.720S | 10886982030764 | LCP VOLAR COLUMN DISTAL RADIUS PL 6H HEAD/2H SHAFT/RT-STERILE | Trauma | EA
02.110.721S | 10886982030788 | LCP VOLAR COLUMN DISTAL RADIUS PL 6H HEAD/2H SHAFT/LT-STERILE | Trauma | EA
02.110.820S | 10886982030924 | LCP VOLAR COLUMN DISTAL RADIUS PL 7H HEAD/2H SHAFT/RT-STERILE | Trauma | EA
02.110.821S | 10886982030948 | LCP VOLAR COLUMN DISTAL RADIUS PL 7H HEAD/2H SHAFT/LT-STERILE | Trauma | EA
02.110.720 | 10886982030757 | LCP VOLAR COLUMN DISTAL RADIUS PL 6H HEAD/2H SHAFT/RT | Trauma | EA
02.110.721 | 10886982030771 | LCP VOLAR COLUMN DISTAL RADIUS PL 6H HEAD/2H SHAFT/LT | Trauma | EA
02.110.820 | 10886982030917 | LCP VOLAR COLUMN DISTAL RADIUS PL 7H HEAD/2H SHAFT/RT | Trauma | EA
02.110.821 | 10886982030931 | LCP VOLAR COLUMN DISTAL RADIUS PL 7H HEAD/2H SHAFT/LT | Trauma | EA
03.113.027 | 10886982072931 | PULL REDUCTION DEVICE F/2.8MM PERCUTANEOUS DRILL GUIDE/150MM | Trauma | EA
01.240.016E | 10886982026798 | 3.7MM CANNULATED LOCKING AND CONICAL SCREW EVAL SET | Trauma | EA
01.240.016 | 10886982026781 | 3.7MM CANNULATED LOCKING AND CONICAL SCREW SET | Trauma | EA
01.240.001 | 10886982026705 | SCREW REMOVAL SET | Trauma | EA
01.226.060 | 10886982026309 | 4.5MM HEADLESS COMPRESSION SCREW SET | Trauma | EA
01.226.061 | 10886982026354 | 4.5MM TI HEADLESS COMPRESSION SCREW SET | Trauma | EA
01.227.060 | 10886982026408 | 6.5MM HEADLESS COMPRESSION SCREW SET | Trauma | EA
01.227.061 | 10886982026453 | 6.5MM TI HEADLESS COMPRESSION SCREW SET | Trauma | EA
01.227.060E | 10886982026415 | 6.5MM HEADLESS COMPRESSION SCREW EVAL SET | Trauma | EA
01.226.061E | 10886982026361 | 4.5MM TI HEADLESS COMPRESSION SCREW EVAL SET | Trauma | EA
01.227.061E | 10886982026460 | 6.5MM TI HEADLESS COMPRESSION SCREW EVAL SET | Trauma | EA
SD312.050 | 10886982004345 | 12MM/8.5MM PROTECTION SLEEVE FOR 7.3MM CANNULATED SCREW | Trauma | EA
SD312.020 | 10886982004338 | 2.8MM TROCAR FOR USE WITH SD312.080 | Trauma | EA
SD319.700 | 10886982005083 | CANN SCREW MEASURING DEVICE EXTENDED LENGTH | Trauma | EA
SD312.080 | 10886982004383 | 8.5MM/2.8MM WIRE SLEEVE FOR USE WITH SD312.050 | Trauma | EA
SD312.090 | 10886982004406 | 15.5MM/13MM WASHER SLEEVE FOR 7.3MM CANNULATED SCREW | Trauma | EA
01.226.060E | 10886982026316 | 4.5MM HEADLESS COMPRESSION SCREW EVAL SET | Trauma | EA
532.026VLN | 10886982240675 | OSCILLATING SAW ATTACHMENT LRG F/SM BATTERY DRIVE-VET LOANER | Trauma | EA
532.026LN | 10886982240668 | OSCILLATING SAW ATTACHMENT LRG F/SMALL BATTERY DRIVE-LOANER | Trauma | EA
60.010.002.51 | 10886982241948 | ASSEMBLY POLE FOR SURELOCK GRAPHIC CASE | Trauma | EA
532.010VLN | 10886982240408 | SMALL BATTERY DRIVE VETERINARY LOANER | Trauma | EA
532.022VLN | 10886982240637 | QUICK COUPLING FOR K-WIRES- VETERINARY LOANER | Trauma | EA
511.770VLN | 10886982237767 | TORQUE LIMITING ATTACHMENT 1.5NM/CAD II-VET LOANER | Trauma | EA
511.771VLN | 10886982237798 | TORQUE LIMITING ATTACHMENT 4.0NM/CAD II-VET LOANER | Trauma | EA
511.777VLN | 10886982237903 | TORQUE LIMITING ATTACHMENT 0.4NM-VETERINARY LOANER | Trauma | EA
511.776VLN | 10886982237880 | TORQUE LIMITING ATTACHMENT 0.8NM-VETERINARY LOANER | Trauma | EA
511.773VLN | 10886982237828 | TORQUE LIMITING ATTACHMENT 1.5NM/QC-VET LOANER | Trauma | EA
511.774VLN | 10886982237859 | TORQUE LIMITING ATTACHMENT 4.0NM/AO REAMING-VET LOANER | Trauma | EA
103.550VLN | 10886982133410 | SMALL BATTERY DRIVE SET VETERINARY LOANER | Trauma | EA
150.16VLN | 10886982140838 | COMPACT AIR DRIVE II SET VETERINARY LOANER | Trauma | EA
01.010.004 | 10886982019486 | PERCUTANEOUS INSTR SET F/FEMORAL NAILS-EX | Trauma | EA
01.010.004E | 10886982019493 | PERCUTANEOUS INSTR EVAL SET F/FEMORAL NAILS-EX | Trauma | EA
01.110.045 | 10886982021083 | 2.4MM LCP DISTAL RADIUS SYSTEM | Trauma | EA
01.110.046 | 10886982021113 | 2.4MM TI LCP DISTAL RADIUS SYSTEM | Trauma | EA
01.110.046FE | 10886982021137 | 2.4MM TI LCP DISTAL RADIUS SYSTEM FIELD EQUIPMENT | Trauma | EA
01.110.045FE | 10886982021106 | 2.4MM LCP DISTAL RADIUS SYSTEM FIELD EQUIPMENT | Trauma | EA
01.110.046E | 10886982021120 | 2.4MM TI LCP DISTAL RADIUS SYSTEM EVAL | Trauma | EA
01.110.045E | 10886982021090 | 2.4MM LCP DISTAL RADIUS SYSTEM EVAL | Trauma | EA
690.473 | 10886982253972 | SMALL FRAG LCP SCREW RACK LID NYLON COATED | Trauma | EA
01.226.060EPA | 10886982026323 | 4.5MM HEADLESSS COMPRESSION SCREW INSTRUMENT SET | Trauma | EA
01.226.060EPI | 10886982026330 | 4.5MM HEADLESS COMPRESSION SCREW IMPLANT SET | Trauma | EA
01.226.061EPI | 10886982026378 | 4.5MM TI HEADLESS COMPRESSION SCREW IMPLANT SET | Trauma | EA
01.227.060EPA | 10886982026422 | 6.5MM HEADLESS COMPRESSION SCREW INSTRUMENT SET | Trauma | EA
01.227.060EPI | 10886982026439 | 6.5MM HEADLESS COMPRESSION SCREW IMPLANT SET | Trauma | EA
01.227.061EPI | 10886982026477 | 6.5MM TI HEADLESS COMPRESSION SCREW IMPLANT SET | Trauma | EA
105.311E | 10886982135070 | REAMER/IRRIGATOR/ASPIRATOR STERILE INSTRUMENT EVAL SET | Trauma | EA
105.311 | 10886982135063 | REAMER/IRRIGATOR/ASPIRATOR STERILE INSTRUMENT SET | Trauma | EA
01.111.461 | 10886982021939 | 2.4MM VA-LCP TWO-COLUMN VOLAR DISTAL RADIUS PLATE SET | Trauma | EA
01.111.462 | 10886982021977 | 2.4MM TI VA-LCP TWO-COLUMN VOLAR DISTAL RADIUS SET | Trauma | EA
SD332.175 | 10886982005410 | CANNULATED CHISEL 80MM BLADE LENGTH | Trauma | EA
60.120.103 | 10886982247629 | SCREW RACK FOR 3.5MM LOCKING SCREWS/SLF-TPG/T15 STARDRIVE | Trauma | EA
01.111.461E | 10886982021946 | 2.4MM VA-LCP TWO-COLUMN VOLAR DISTAL RAD PLATE EVAL SET | Trauma | EA
01.111.461EPA | 10886982021953 | 2.4MM VA-LCP 2-COLUMN VOLAR DISTAL RADIUS PL INTRO SET | Trauma | EA
01.111.461FE | 10886982021960 | 2.4MM VA-LCP 2-COLUMN VOLAR DISTAL RAD PL FIELD EQUIP SET | Trauma | EA
01.111.462FE | 10886982021991 | 2.4MM TI VA-LCP 2-COLUMN VOLAR DISTAL RAD PL FIELD EQUIP SET | Trauma | EA
01.111.462E | 10886982021984 | 2.4MM TI VA-LCP 2-COLUMN VOLAR DSTL RADIUS PLATE EVAL SET | Trauma | EA
05.001.108E | 10886982129314 | LIGHT ADAPTOR FOR SMALL BATTERY DRIVE FOR EPD-EVAL | Trauma | EA
SD311.390 | 10886982004222 | 3.0MM CANNULATED SCREW TAP | Trauma | EA
SD311.202 | 10886982004178 | CONNECTING PLATE 2-HOLES | Trauma | EA
SD311.203 | 10886982004185 | CONNECTING PLATE 3-HOLES | Trauma | EA
SD311.204 | 10886982004192 | CONNECTING PLATE 4-HOLES | Trauma | EA
SD311.205 | 10886982004208 | CONNECTING PLATE 5-HOLES | Trauma | EA
05.001.201LN | 10886982129628 | BATTERY HANDPIECE FOR TRAUMA RECON SYSTEM-LOANER | Trauma | EA
05.001.202LN | 10886982129642 | POWER MODULE FOR TRAUMA RECON SYSTEM-LOANER | Trauma | EA
05.001.204LN | 10886982129673 | UNIVERSAL BATTERY CHARGER II- LOANER | Trauma | EA
05.001.205LN | 10886982129703 | AO QUICK COUPLING F/DRILL BITS F/TRAUMA RECON SYSTEM-LOANER | Trauma | EA
05.001.206LN | 10886982129727 | CHUCK WITH KEY/DRILL SPEED F/TRAUMA RECON SYSTEM-LOANER | Trauma | EA
03.000.317S | 10886982065742 | SAW BLADE 22.0X8.0X0.4MM FOR SAGITTAL SAW-STERILE | Trauma | EA
05.001.207LN | 10886982129741 | CHUCK WITH KEY/REAM SPEED F/TRAUMA RECON SYSTEM-LOANER | Trauma | EA
05.001.208LN | 10886982129765 | CHUCK/KEYLESS/DRILL SPEED F/TRAUMA RECON SYSTEM-LOANER | Trauma | EA
05.001.210LN | 10886982129789 | AO REAMING ATTACHMENT F/TRAUMA RECON SYSTEM-LOANER | Trauma | EA
05.001.212LN | 10886982129802 | QUICK COUPLING FOR K-WIRES F/TRAUMA RECON SYSTEM-LOANER | Trauma | EA
05.001.213LN | 10886982129826 | LARGE QUICK COUPLING F/TRAUMA RECON SYSTEM-LOANER | Trauma | EA
05.001.214LN | 10886982129840 | AO SCREW ATTACHMENT F/TRAUMA RECON SYSTEM-LOANER | Trauma | EA
05.001.215LN | 10886982129864 | TORQUE LIMITING ATTCHMNT 1.5NM F/TRAUMA RECON SYSTEM-LOANER | Trauma | EA
05.001.216LN | 10886982129888 | TORQUE LIMITING ATTCHMNT 4.0NM F/TRAUMA RECON SYSTEM-LOANER | Trauma | EA
05.001.217LN | 10886982129901 | HUDSON DRILLING ATTACHMENT F/TRAUMA RECON SYSTEM-LOANER | Trauma | EA
05.001.218LN | 10886982129925 | HUDSON REAMING ATTACHMENT F/TRAUMA RECON SYSTEM-LOANER | Trauma | EA
05.001.219LN | 10886982129949 | TRINKLE DRILLING ATTACHMENT F/TRAUMA RECON SYSTEM-LOANER | Trauma | EA
05.001.220LN | 10886982129963 | TRINKLE REAMING ATTACHMENT F/TRAUMA RECON SYSTEM-LOANER | Trauma | EA
05.001.221LN | 10886982129987 | MOD TRINKLE DRILL ATTACHMENT F/TRAUMA RECON SYSTEM-LOANER | Trauma | EA
05.001.222LN | 10886982130006 | MOD TRINKLE REAM ATTACHMENT F/TRAUMA RECON SYSTEM-LOANER | Trauma | EA
05.001.223LN | 10886982130020 | SAGITTAL SAW ATTACHMENT F/TRAUMA RECON SYSTEM-LOANER | Trauma | EA
05.001.225LN | 10886982130068 | RECIPROCATING SAW ATTACHMENT F/TRAUMA RECON SYSTEM-LOANER | Trauma | EA
05.001.226LN | 10886982130082 | ADAPTOR FOR RADIOLUCENT DRIVE F/TRAUMA RECON SYSTEM-LOANER | Trauma | EA
05.001.227LN | 10886982130105 | LID FOR BATTERY HANDPIECE F/TRAUMA RECON SYSTEM-LOANER | Trauma | EA
SD521.148 | 10886982007414 | 48MM REAMER FOR GLENOID REAM AND RUN | Trauma | EA
SD521.150 | 10886982007421 | 50MM REAMER FOR GLENOID REAM AND RUN | Trauma | EA
SD521.152 | 10886982007438 | 52MM REAMER FOR GLENOID REAM AND RUN | Trauma | EA
SD521.154 | 10886982007445 | 54MM REAMER FOR GLENOID REAM AND RUN | Trauma | EA
SD521.156 | 10886982007452 | 56MM REAMER FOR GLENOID REAM AND RUN | Trauma | EA
04.112.106S | 10886982103116 | 2.7MM/3.5MM TI LCP POSTLAT DSTL FIBULA PL/3H/RT/77MM-STER | Trauma | EA
04.112.107S | 10886982103130 | 2.7MM/3.5MM TI LCP POSTLAT DSTL FIBULA PL/3H/LT/77MM-STER | Trauma | EA
04.112.108S | 10886982103154 | 2.7MM/3.5MM TI LCP POSTLAT DSTL FIBULA PL/4H/RT/90MM-STER | Trauma | EA
04.112.109S | 10886982103178 | 2.7MM/3.5MM TI LCP POSTLAT DSTL FIBULA PL/4H/LT/90MM-STER | Trauma | EA
04.112.110S | 10886982103192 | 2.7MM/3.5MM TI LCP POSTLAT DSTL FIB PL/5H/RT/103MM-STER | Trauma | EA
04.112.111S | 10886982103215 | 2.7MM/3.5MM TI LCP POSTLAT DSTL FIB PL/5H/LT/103MM-STER | Trauma | EA
04.112.112S | 10886982103239 | 2.7MM/3.5MM TI LCP POSTLAT DSTL FIB PL/6H/RT/116MM-STER | Trauma | EA
04.112.113S | 10886982103253 | 2.7MM/3.5MM TI LCP POSTLAT DSTL FIB PL/6H/LT/116MM-STER | Trauma | EA
04.112.114S | 10886982103277 | 2.7MM/3.5MM TI LCP POSTLAT DSTL FIB PL/7H/RT/129MM-STER | Trauma | EA
04.112.115S | 10886982103291 | 2.7MM/3.5MM TI LCP POSTLAT DSTL FIB PL/7H/LT/129MM-STER | Trauma | EA
04.112.118S | 10886982103338 | 2.7MM/3.5MM TI LCP POSTLAT DSTL FIB PL/9H/RT/155MM-STER | Trauma | EA
04.112.119S | 10886982103352 | 2.7MM/3.5MM TI LCP POSTLAT DSTL FIB PL/9H/LT/155MM-STER | Trauma | EA
04.112.122S | 10886982103390 | 2.7MM/3.5MM TI LCP POSTLAT DSTL FIB PL/11H/RT/181MM-STER | Trauma | EA
04.112.123S | 10886982103413 | 2.7MM/3.5MM TI LCP POSTLAT DSTL FIB PL/11H/LT/181MM-STER | Trauma | EA
04.112.127S | 10886982103475 | 2.7MM/3.5MM TI LCP POSTLAT DSTL FIB PL/13H/LT/207MM-STER | Trauma | EA
04.112.130S | 10886982103512 | 2.7MM/3.5MM TI LCP POSTLAT DSTL FIB PL/15H/RT/233MM-STER | Trauma | EA
04.112.131S | 10886982103536 | 2.7MM/3.5MM TI LCP POSTLAT DSTL FIB PL/15H/LT/233MM-STER | Trauma | EA
04.112.126S | 10886982103451 | 2.7MM/3.5MM TI LCP POSTLAT DSTL FIB PL/13H/RT/207MM-STER | Trauma | EA
SD398.005 | 10886982006745 | S SHAPED BALL SPIKE | Trauma | EA
SD398.006 | 10886982006752 | C SHAPED BALL SPIKE | Trauma | EA
SD396.340 | 10886982006684 | FLEXIBLE SHAFT | Trauma | EA
60.111.469 | 10886982243058 | SCREW RACK FOR 2.4MM VA-LCP DSTL RADIUS SYS GRAPHIC CASE | Trauma | EA
60.111.470 | 10886982243065 | SCR RACK LID FOR 2.4MM VA-LCP DSTL RADIUS SYS GRAPHIC CASE | Trauma | EA
01.212.007PI | 10886982025784 | SMALL FRAG LCP IMPLANT SET W/4.0MM CANNULATED SCREWS | Trauma | EA
SD312.118 | 10886982004413 | T40 STARDRIVE SCREWDRIVER W/ ERGO HANDLE/200MM LONG | Trauma | EA
01.108.015 | 10886982020833 | OSTEOTOMY GUIDING DEVICE INSTRUMENT SET | Trauma | EA
SD396.040 | 10886982006660 | 3.2MM DIA DRILL BIT FOR FLEX SHAFT/42MM | Trauma | EA
SD396.050 | 10886982006677 | 3.2MM DIA DRILL BIT FOR FLEX SHAFT/70MM | Trauma | EA
01.401.007 | 10886982027344 | GENERAL SHOULDER INSTRUMENT SET | Trauma | EA
01.401.007FE | 10886982027368 | GENERAL SHOULDER INSTRUMENT SET | Trauma | EA
01.120.102 | 10886982024312 | 3.5MM LOCKING ATTACHMENT PLATE SET | Trauma | EA
01.120.102E | 10886982024329 | 3.5MM LOCKING ATTACHMENT PLATE SET-EVAL | Trauma | EA
01.120.104 | 10886982024336 | 3.5MM TI LOCKING ATTACHMENT PL SET | Trauma | EA
01.120.104E | 10886982024343 | 3.5MM TI LOCKING ATTACHMENT PL SET-EVAL | Trauma | EA
01.007.002 | 10886982019363 | OLECRANON OSTEOTOMY NAIL SET | Trauma | EA
01.007.002FE | 10886982019394 | OLECRANON OSTEOTOMY NAIL SET | Trauma | EA
SD324.200 | 10886982005267 | 5.0MM DRILL GUIDE WITH HANDLE | Trauma | EA
01.007.002E | 10886982019387 | OLECRANON OSTEOTOMY NAIL-EVAL SET | Trauma | EA
01.112.042 | 10886982022608 | 2.7MM/3.5MM LCP LATERAL DISTAL FIBULA PLATE SET | Trauma | EA
01.112.042FE | 10886982022639 | 2.7MM/3.5MM LCP LATERAL DISTAL FIBULA PLATE SET | Trauma | EA
01.112.042EP | 10886982022622 | 2.7MM/3.5MM LCP LATERAL DISTAL FIBULA PLATE SET | Trauma | EA
01.112.042E | 10886982022615 | 2.7MM/3.5MM LCP DISTAL FIBULA PLATE SET-EVALUATIONS | Trauma | EA
01.112.044 | 10886982022646 | 2.7MM/3.5MM TI LCP LATERAL DISTAL FIBULA PLATE SET | Trauma | EA
01.112.044FE | 10886982022677 | 2.7MM/3.5MM TI LCP LATERAL DISTAL FIBULA PLATE SET | Trauma | EA
01.112.044EP | 10886982022660 | 2.7MM/3.5MM TI LCP LATERAL DISTAL FIBULA PLATE SET | Trauma | EA
01.112.044E | 10886982022653 | 2.7MM/3.5MM TI LCP LATERAL DISTAL FIBULA PLATE SET-EVAL | Trauma | EA
01.230.022EPA | 10886982026507 | 1.5MM HEADLESS COMPRESSION SCR INSTRUMENT SET | Trauma | EA
01.230.022EPI | 10886982026514 | 1.5MM HEADLESS COMPRESSION SCR IMPLANT SET | Trauma | EA
01.230.022 | 10886982026484 | 1.5MM HEADLESS COMPRESSION SCR INSTRUMENT AND IMPLANT SET | Trauma | EA
01.230.022E | 10886982026491 | 1.5MM HEADLESS COMPRESSION SCR INSTR AND IMPLANT SET-EVAL | Trauma | EA
01.230.022FE1 | 10886982026521 | 1.5MM HEADLESS COMPRESSION SCR INSTRUMENT AND IMPLANT SET | Trauma | EA
01.230.024 | 10886982026538 | 1.5MM HEADLESS COMPRESSION SCR INSTRUMENT AND TI IMPLANT SET | Trauma | EA
01.230.024E | 10886982026545 | 1.5MM HEADLESS COMPRESSION SCR INST AND TI IMPLANT SET-EVAL | Trauma | EA
01.230.024EPI | 10886982026552 | 1.5MM HEADLESS COMPRESSION SCR TI IMPLANT SET | Trauma | EA
NA0337 | 10886982002068 | CASE F/ANGULAR STABLE LOCKING SYSTEM 6.0MM IMPLANTS | Trauma | EA
01.230.024FE1 | 10886982026569 | 1.5MM HEADLESS COMPRESSION SCR INSTRUMENT AND TI IMPLANT SET | Trauma | EA
NA0338 | 10886982002075 | CASE F/RIA STERILE INSTRUMENTS | Trauma | EA
690.866 | 10886982255259 | LABEL SHEET F/3.5MM DRILL SLEEVE F/690.499 GRAPHIC CASE | Trauma | EA
NA0381 | 10886982002082 | OLECRANON OSTEOTOMY NAIL ENDCAP-DISPLAY | Trauma | EA
E5213-44 | 10886982001351 | TRIAL GLENOID SIZE 44 | Trauma | EA
E5213-48 | 10886982001375 | TRIAL GLENOID SIZE 48 | Trauma | EA
E5213-52 | 10886982001399 | TRIAL GLENOID SIZE 52 | Trauma | EA
E5213-56 | 10886982001412 | TRIAL GLENOID SIZE 56 | Trauma | EA
E5213-58 | 10886982001429 | TRIAL GLENOID SIZE 58 | Trauma | EA
05.001.080LN | 10886982129000 | AIR PEN DRIVE-LOANER | Trauma | EA
05.001.081LN | 10886982129024 | FOOT SWITCH FOR AIR PEN DRIVE- LOANER | Trauma | EA
01.001.595 | 10886982018892 | AIR PEN DRIVE HAND AND FOOT SET | Trauma | EA
01.001.594 | 10886982018861 | AIR PEN DRIVE SET | Trauma | EA
SD399.851 | 10886982007117 | OSTEOTOME/90 DEGREE BEND 500MM | Trauma | EA
SD399.850 | 10886982007100 | OSTEOTOME/STRAIGHT/500MM | Trauma | EA
01.001.594E | 10886982018878 | AIR PEN DRIVE EVALUATION SET | Trauma | EA
SD322.320 | 10886982005151 | 3.5MM DRILL SLEEVE 60MM LENGTH | Trauma | EA
01.025.002 | 10886982019813 | ANGULAR STABLE LOCKING SYSTEM INSTRUMENT SET | Trauma | EA
01.025.002E | 10886982019844 | ANGULAR STABLE LOCKING SYSTEM INSTRUMENT EVALUATION SET | Trauma | EA
691.383 | 10886982255419 | SMALL FRAGMENT LCP CANNULATED SCREW RACK - NYLON COATED | Trauma | EA
691.387 | 10886982255426 | SMALL FRAG LCP CANNULATED SCR INSTRUMENT TRAY-NYLON COATED | Trauma | EA
691.443 | 10886982255433 | SM FRAG LCP SCR RACK F/3.5MM STRDRV CRTX SCREWS - NYLON | Trauma | EA
691.444 | 10886982255440 | SM FRAG LCP SCR RACK F/3.5MM HEXDRV CRTX SCREWS - NYLON | Trauma | EA
60.010.401 | 10886982241962 | SUPRAPATELLAR INSTRUMENT GRAPHIC CASE | Trauma | EA
01.240.001E | 10886982026712 | SCREW REMOVAL SET-EVAL | Trauma | EA
NA0382 | 10886982002099 | OLECRANON OSTEOTOMY NAIL DISPLAY SAWBONE MODEL | Trauma | EA
03.002.115 | 10886982066473 | ULTRASONIC HANDPIECE FOR SYNSONIC NAIL SYSTEM | Trauma | EA
03.002.116 | 10886982066497 | TACK CUTTER FOR SYNSONIC ULNA NAIL SYSTEM | Trauma | EA
03.002.101 | 10886982066336 | 6.5MM PROTECTION SLEEVE FOR SYNSONIC NAIL SYSTEM | Trauma | EA
03.002.102 | 10886982066343 | 1.6MM TROCAR | Trauma | EA
03.002.103 | 10886982066350 | 6.5MM/1.6MM WIRE GUIDE | Trauma | EA
03.002.106 | 10886982066381 | 5.0MM REAMER | Trauma | EA
03.002.110 | 10886982066428 | 4.0MM TACK LOCATOR FOR SYNSONIC NAIL SYSTEM | Trauma | EA
03.002.111 | 10886982066435 | NAIL INSERTION HANDLE FOR SYNSONIC NAIL SYSTEM | Trauma | EA
03.002.112 | 10886982066442 | KNOB FOR INSERTION HANDLE FOR SYNSONIC NAIL SYSTEM | Trauma | EA
03.002.113 | 10886982066459 | CONNECTING SCREW FOR SYNSONIC NAIL SYSTEM | Trauma | EA
03.002.117 | 10886982066503 | TACK EXTRACTOR FOR SYNSONIC NAIL SYSTEM | Trauma | EA
03.002.118 | 10886982066510 | AIMING ARM FOR SYNSONIC NAIL SYSTEM | Trauma | EA
03.002.119 | 10886982066527 | 12.0MM/10.0MM PROTECTION SLEEVE | Trauma | EA
03.002.120 | 10886982066534 | 10.0MM/4.5MM DRILL SLEEVE | Trauma | EA
03.002.121 | 10886982066541 | 4.5MM/1.6MM WIRE GUIDE | Trauma | EA
03.002.122 | 10886982066558 | STABILIZATION WIRE GUIDE FOR SYNSONIC NAIL SYSTEM | Trauma | EA
03.002.104 | 10886982066367 | 6.5MM CANNULATED DRILL BIT FOR SYNSONIC NAIL SYSTEM | Trauma | EA
03.002.105 | 10886982066374 | 5.5MM REAMER | Trauma | EA
01.227.060FE1 | 10886982026446 | 6.5MM HEADLESS COMPRESSION SCREW SET | Trauma | EA
01.226.060FE1 | 10886982026347 | 4.5MM HEADLESS COMPRESSION SCREW SET | Trauma | EA
03.002.107 | 10886982066398 | 12.0MM SPLIT PROTECTION SLEEVE | Trauma | EA
03.002.108 | 10886982066404 | 4.5MM CANNULATED DRILL BIT QUICK COUPLING/150MM | Trauma | EA
03.002.109 | 10886982066411 | 4.5MM DRILL BIT QUICK COUPLING/150MM | Trauma | EA
SD314.114 | 10886982004680 | T15 STARDRIVE SCREWDRIVER SLEEVE ADAPTER/250MM LONG | Trauma | EA
532.070 | 10886982241061 | SAW BLADE 12.5MM WIDTH 70MM/0.89MM CUT THICKNESS | Trauma | EA
05.001.254LN | 10886982130280 | LARGE CHUCK WITH KEY REAMING SPEED-LOANER | Trauma | EA
05.001.253LN | 10886982130259 | LARGE CHUCK WITH KEY DRILLING SPEED-LOANER | Trauma | EA
05.001.252LN | 10886982130235 | SMALL CHUCK WITH KEY DRILLING SPEED-LOANER | Trauma | EA
05.001.251LN | 10886982130211 | AO SCREW ATTACHMENT-LOANER | Trauma | EA
05.001.250LN | 10886982130181 | AO/ASIF QUICK COUPLING FOR DRILL BITS-LOANER | Trauma | EA
NA0387 | 10886982002105 | RUBBER INSERT/BRACKET FOR EPOCA GRAPHIC CASE 60.401.003 | Trauma | EA
SD100.003 | 10886982002891 | EPOCA REMOVAL ADAPTER | Trauma | EA
SD100.004 | 10886982002907 | REPLACEMENT SCREW FOR EPOCA REMOVAL ADAPTER | Trauma | EA
03.122.059 | 10886982074898 | PULL REDUCTION DEVICE FOR DRILL SLEEVE | Trauma | EA
03.122.060 | 10886982074904 | NUT FOR PULL REDUCTION DEVICE | Trauma | EA
01.031.001FE | 10886982020062 | 9MM ADOLESCENT LATERAL ENTRY FEMORAL NAIL SYSTEM SET | Trauma | EA
01.025.008E | 10886982019875 | ANGULAR STABLE LOCKING SYSTEM 4.0MM SCREW EVALUATION SET | Trauma | EA
01.025.009E | 10886982019899 | ANGULAR STABLE LOCKING SYSTEM 5.0MM SCREW EVALUATION SET | Trauma | EA
01.025.010E | 10886982019912 | ANGULAR STABLE LOCKING SYSTEM 6.0MM SCREW EVALUATION SET | Trauma | EA
01.025.002EP | 10886982019851 | ANGULAR STABLE LOCKING SYSTEM INSTRUMENT-SET | Trauma | EA
01.025.001 | 10886982019806 | ANGULAR STABLE LOCKING SYSTEM SCREW SET | Trauma | EA
01.025.008 | 10886982019868 | ANGULAR STABLE LOCKING SYSTEM 4.0MM SCREW SET | Trauma | EA
01.025.009 | 10886982019882 | ANGULAR STABLE LOCKING SYSTEM 5.0MM SCREW SET | Trauma | EA
01.025.010 | 10886982019905 | ANGULAR STABLE LOCKING SYSTEM 6.0MM SCREW SET | Trauma | EA
01.025.000FE | 10886982019790 | ANGULAR STABLE LOCKING SYSTEM SCREW AND INSTRUMENT SET | Trauma | EA
01.025.011FE | 10886982019929 | ANGULAR STABLE LOCKING SYSTEM SLEEVE SET | Trauma | EA
SD324.011 | 10886982005205 | DISTAL FEMUR LISS AIMING ARM ASSY WITH KEY/LEFT | Trauma | EA
SD324.012 | 10886982005212 | DISTAL FEMUR LISS AIMING ARM ASSY WITH KEY/RIGHT | Trauma | EA
SD03.120.008 | 10886982002839 | INSERTION HANDLE WITH KEY FOR RIGHT LCP CONDYLAR | Trauma | EA
SD03.010.045 | 10886982002556 | INSERTION HANDLE WITH KEY STANDARD | Trauma | EA
SD03.120.010 | 10886982002846 | INSERTION HANDLE WITH KEY FOR LEFT LCP CONDYLAR | Trauma | EA
68.221.100 | 10886982251619 | VARIO TRAY F/CERCLAGE PASSER SET-STANDARD INSTRUMENTS | Trauma | EA
68.221.110 | 10886982251626 | VARIO TRAY F/CERCLAGE PASSER SET-ADDITIONAL INSTRUMENTS | Trauma | EA
68.221.120 | 10886982251633 | LABEL CLIP FOR CERCLAGE PASSER VARIO CASE | Trauma | EA
01.112.060 | 10886982022714 | 3.5MM LCP LOW BEND MEDIAL DISTAL TIBIA PLATE SET | Trauma | EA
01.112.060FE | 10886982022745 | 3.5MM LCP LOW BEND MEDIAL DISTAL TIBIA PLATE SET | Trauma | EA
01.112.060EP | 10886982022738 | 3.5MM LCP LOW BEND MEDIAL DISTAL TIBIA PLATE SET | Trauma | EA
01.112.061 | 10886982022752 | 3.5MM TI LCP LOW BEND MEDIAL DISTAL TIBIA PLATE SET | Trauma | EA
01.112.061FE | 10886982022783 | 3.5MM TI LCP LOW BEND MEDIAL DISTAL TIBIA PLATE SET | Trauma | EA
01.112.061EP | 10886982022776 | 3.5MM TI LCP LOW BEND MEDIAL DISTAL TIBIA PLATE SET | Trauma | EA
01.112.060E | 10886982022721 | 3.5MM LCP LOW BEND MEDIAL DISTAL TIBIA PLATE SET-EVAL | Trauma | EA
01.112.061E | 10886982022769 | 3.5MM TI LCP LOW BEND MEDIAL DISTAL TIBIA PLATE SET-EVAL | Trauma | EA
01.114.001 | 10886982023353 | 1.5MM LCP MODULAR MINI FRAG INSTRUMENT & IMPLANT SET | Trauma | EA
01.114.001EPA | 10886982023360 | 1.5MM LCP MODULAR MINI FRAG INSTR WITH MODULE SET | Trauma | EA
01.114.002 | 10886982023377 | 1.5MM TI LCP MODULAR MINI FRAG INSTRUMENT & IMPLANT SET | Trauma | EA
01.114.501 | 10886982023384 | 1.5MM LCP MODULAR MINI FRAG INSTR & IMPL SET W/GUIDES | Trauma | EA
01.114.502 | 10886982023407 | 1.5MM TI LCP MODULAR MINI FRAG INSTR & IMPL SET W/GUIDES | Trauma | EA
01.114.502E | 10886982023414 | 1.5MM TI LCP MODULAR MINI FRAG INSTR & IMPL EVAL SET W/GUIDES | Trauma | EA
01.114.501E | 10886982023391 | 1.5MM LCP MODULAR MINI FRAG INSTR & IMPL EVAL SET W/GUIDES | Trauma | EA
SD360.243 | 10886982006424 | T-HANDLE FOR FINGER REDUCTION TOOL | Trauma | EA
105.995E | 10886982137753 | ORTHOMESH EVAL SET | Trauma | EA
60.211.014 | 10886982248237 | JOINT PREPARATION MODULE LID | Trauma | EA
60.211.016 | 10886982248251 | COMPRESSION-DISTRACTION MODULE LID | Trauma | EA
60.211.018 | 10886982248275 | BONE HARVESTING MODULE LID | Trauma | EA
60.111.473 | 10886982243096 | 1/3 INSTR TRAY FOR DSTL RAD RETRACTORS/HOOK/ELEVATORS | Trauma | EA
60.111.472 | 10886982243089 | 1/3 INSTR TRAY FOR DSTL RADIUS FORCEPS AND BENDING PLIERS | Trauma | EA
60.111.471 | 10886982243072 | 2/3 INSTR TRAY FOR LCP AND VA-LCP DISTAL RADIUS SYSTEMS | Trauma | EA
02.002.930S | 10886982027771 | END CAP FOR SYNSONIC ULNA NAIL STERILE | Trauma | EA
08.002.004.02S | 20886982131741 | 4MM LOCKING TACKS FOR SYNSONIC NAIL SYSTEM-STERILE | Trauma | OP
08.002.004.06S | 20886982131758 | 4MM LOCKING TACKS FOR SYNSONIC NAIL SYSTEM-STERILE | Trauma | P6
08.002.036S | 10886982131768 | 5MM SYNSONIC ULNA NAIL 160MM/RIGHT-STERILE | Trauma | EA
08.002.037S | 10886982131775 | 5MM SYNSONIC ULNA NAIL 160MM/LEFT-STERILE | Trauma | EA
08.002.039S | 10886982131799 | 5MM SYNSONIC ULNA NAIL 180MM/LEFT-STERILE | Trauma | EA
08.002.040S | 10886982131805 | 5MM SYNSONIC ULNA NAIL 200MM/RIGHT-STERILE | Trauma | EA
08.002.041S | 10886982131812 | 5MM SYNSONIC ULNA NAIL 200MM/LEFT-STERILE | Trauma | EA
08.002.042S | 10886982131829 | 5MM SYNSONIC ULNA NAIL 220MM/RIGHT-STERILE | Trauma | EA
08.002.043S | 10886982131836 | 5MM SYNSONIC ULNA NAIL 220MM/LEFT-STERILE | Trauma | EA
08.002.044S | 10886982131843 | 5MM SYNSONIC ULNA NAIL 240MM/RIGHT-STERILE | Trauma | EA
08.002.045S | 10886982131850 | 5MM SYNSONIC ULNA NAIL 240MM/LEFT-STERILE | Trauma | EA
08.002.046S | 10886982131867 | 5MM SYNSONIC ULNA NAIL 260MM/RIGHT-STERILE | Trauma | EA
08.002.047S | 10886982131874 | 5MM SYNSONIC ULNA NAIL 260MM/LEFT-STERILE | Trauma | EA
08.002.048S | 10886982131881 | SYNSONIC ULNA NAIL RIGHT 5MM X 28CM - STERILE | Trauma | EA
08.002.049S | 10886982131898 | SYNSONIC ULNA NAIL LEFT 5MM X 28CM - STERILE | Trauma | EA
08.002.038S | 10886982131782 | 5MM SYNSONIC ULNA NAIL 180MM/RIGHT-STERILE | Trauma | EA
62.006.004 | 10886982250773 | STERILIZATION CONTAINER FULL-FOUR HIGH/PERF BASE | Trauma | EA
SD60.212.005 | 10886982007476 | SMALL FRAG LCP GRAPHIC CASE WITHOUT SCREW RACK | Trauma | EA
1200 | 10886982138651 | TRAUMA RECON SYSTEM USER MANUAL | Trauma | EA
1201 | 10886982138668 | AUTOMATED CLEANING CHART FOR TRAUMA RECON SYSTEM | Trauma | EA
1202 | 10886982138675 | MANUAL CLEANING CHART FOR BATTERY POWERED EQUIPMENT | Trauma | EA
1204 | 10886982138699 | LUBRICATION CHART FOR BATTERY POWERED EQUIPMENT | Trauma | EA
492.18E | 10886982236289 | 1.6MM TI KIRSCHNER WIRE W/TROCAR POINT 285MM | Trauma | EA
01.001.580VTE | 10886982018786 | ELECTRIC PEN DRIVE SET VETERINARY-EVAL | Trauma | EA
SD241.454 | 10886982003386 | 2.7/3.5MM LCP ANTEROLATERAL DISTAL TIBIA PL/18H/R/297MM | Trauma | EA
SD241.455 | 10886982003409 | 2.7/3.5MM LCP ANTEROLATERAL DISTAL TIBIA PL/18H/LEFT/297MM | Trauma | EA
SD441.442 | 10886982007179 | 2.7/3.5MM TI LCP ANTLAT DSTL TIBIA PLATE/3H/RIGHT/102MM | Trauma | EA
SD441.443 | 10886982007186 | 2.7/3.5MM TI LCP ANTLAT DSTL TIBIA PLATE/3H/LEFT/102MM | Trauma | EA
SD441.444 | 10886982007193 | 2.7/3.5MM TI LCP ANTLAT DSTL TIBIA PLATE/5H/RIGHT/128MM | Trauma | EA
SD441.445 | 10886982007209 | 2.7/3.5MM TI LCP ANTLAT DSTL TIBIA PLATE/5H/LEFT/128MM | Trauma | EA
SD441.448 | 10886982007216 | 2.7/3.5MM TI LCP ANTLAT DSTL TIBIA PLATE/9H/RIGHT/180MM | Trauma | EA
SD441.449 | 10886982007223 | 2.7/3.5MM TI LCP ANTLAT DSTL TIBIA PLATE/9H/LEFT/180MM | Trauma | EA
SD441.452 | 10886982007230 | 2.7/3.5MM TI LCP ANTLAT DSTL TIBIA PLATE/13H/RIGHT/232MM | Trauma | EA
SD441.453 | 10886982007247 | 2.7/3.5MM TI LCP ANTLAT DSTL TIBIA PLATE/13H/LEFT/232MM | Trauma | EA
SD441.454 | 10886982007254 | 2.7/3.5MM TI LCP ANTLAT DSTL TIBIA PLATE/18H/RIGHT/297MM | Trauma | EA
SD441.455 | 10886982007261 | 2.7/3.5MM TI LCP ANTLAT DSTL TIBIA PLATE/18H/LEFT/297MM | Trauma | EA
SD241.542S | 10886982003430 | 2.7/3.5MM LCP ANTLAT DSTL TIB PL W/O TABS/3H/RT/97MM-STERILE | Trauma | EA
SD241.543S | 10886982003454 | 2.7/3.5MM LCP ANTLAT DSTL TIB PL W/O TABS/3H/LT/97MM-STERILE | Trauma | EA
SD241.544S | 10886982003478 | 2.7/3.5MM LCP ANTLAT DSTL TIB PL W/O TABS/5H/RT/123MM-STER | Trauma | EA
SD241.545S | 10886982003492 | 2.7/3.5MM LCP ANTLAT DSTL TIB PL W/O TABS/5H/LT/123MM-STER | Trauma | EA
SD241.548S | 10886982003515 | 2.7/3.5MM LCP ANTLAT DSTL TIB PL W/O TABS/9H/RT/175MM-STER | Trauma | EA
SD241.549S | 10886982003539 | 2.7/3.5MM LCP ANTLAT DSTL TIB PL W/O TABS/9H/LT/175MM-STER | Trauma | EA
SD241.552S | 10886982003553 | 2.7/3.5MM LCP ANTLAT DSTL TIB PL W/O TABS/13H/RT/227MM-STER | Trauma | EA
SD241.553S | 10886982003577 | 2.7/3.5MM LCP ANTLAT DSTL TIB PL W/O TABS/13H/LT/227MM-STER | Trauma | EA
SD241.554S | 10886982003591 | 2.7/3.5MM LCP ANTLAT DSTL TIB PL W/O TABS/18H/RT/292MM-STER | Trauma | EA
SD241.555S | 10886982003614 | 2.7/3.5MM LCP ANTLAT DSTL TIB PL W/O TABS/18H/LT/292MM-STER | Trauma | EA
SD351.076 | 10886982005502 | 3MM REAMING ROD/650MM LONG UNIVERSAL NAIL | Trauma | EA
SD441.542 | 10886982007278 | 2.7/3.5MM TI LCP ANTLAT DSTL TIBIA PL W/O TABS/3H/RT/97MM | Trauma | EA
SD441.543 | 10886982007285 | 2.7/3.5MM TI LCP ANTLAT DSTL TIBIA PL W/O TABS/3H/LT/97MM | Trauma | EA
SD441.544 | 10886982007292 | 2.7/3.5MM TI LCP ANTLAT DSTL TIBIA PL W/O TABS/5H/RT/123MM | Trauma | EA
SD441.545 | 10886982007308 | 2.7/3.5MM TI LCP ANTLAT DSTL TIBIA PL W/O TABS/5H/LT/123MM | Trauma | EA
SD441.548 | 10886982007315 | 2.7/3.5MM TI LCP ANTLAT DSTL TIBIA PL W/O TABS/9H/RT/175MM | Trauma | EA
SD241.542 | 10886982003423 | 2.7/3.5MM LCP ANTLAT DSTL TIB PLATE W/O TABS/3H/RT/97MM | Trauma | EA
SD241.543 | 10886982003447 | 2.7/3.5MM LCP ANTLAT DSTL TIB PLATE W/O TABS/3H/LT/97MM | Trauma | EA
SD241.544 | 10886982003461 | 2.7/3.5MM LCP ANTLAT DSTL TIB PLATE W/O TABS/5H/RT/123MM | Trauma | EA
SD241.548 | 10886982003508 | 2.7/3.5MM LCP ANTLAT DSTL TIB PLATE W/O TABS/9H/RT/175MM | Trauma | EA
SD241.549 | 10886982003522 | 2.7/3.5MM LCP ANTLAT DSTL TIB PLATE W/O TABS/9H/LT/175MM | Trauma | EA
SD241.552 | 10886982003546 | 2.7/3.5MM LCP ANTLAT DSTL TIB PLATE W/O TABS/13H/RT/227MM | Trauma | EA
SD241.553 | 10886982003560 | 2.7/3.5MM LCP ANTLAT DSTL TIB PLATE W/O TABS/13H/LT/227MM | Trauma | EA
SD241.554 | 10886982003584 | 2.7/3.5MM LCP ANTLAT DSTL TIB PLATE W/O TABS/18H/RT/292MM | Trauma | EA
SD241.555 | 10886982003607 | 2.7/3.5MM LCP ANTLAT DSTL TIB PLATE W/O TABS/18H/LT/292MM | Trauma | EA
SD241.545 | 10886982003485 | 2.7/3.5MM LCP ANTLAT DSTL TIB PLATE W/O TABS/5H/LT/123MM | Trauma | EA
SD241.442S | 10886982003232 | 2.7/3.5MM LCP ANTLAT DISTAL TIBIA PL/3H/RT/102MM-STERILE | Trauma | EA
SD241.443S | 10886982003256 | 2.7/3.5MM LCP ANTLAT DISTAL TIBIA PL/3H/LT/102MM-STERILE | Trauma | EA
SD241.444S | 10886982003270 | 2.7/3.5MM LCP ANTLAT DISTAL TIBIA PL/5H/RT/128MM-STERILE | Trauma | EA
SD241.445S | 10886982003294 | 2.7/3.5MM LCP ANTLAT DISTAL TIBIA PL/5H/LT/128MM-STERILE | Trauma | EA
SD241.448S | 10886982003317 | 2.7/3.5MM LCP ANTLAT DISTAL TIBIA PL/9H/RT/180MM-STERILE | Trauma | EA
SD241.449S | 10886982003331 | 2.7/3.5MM LCP ANTLAT DISTAL TIBIA PL/9H/LT/180MM-STERILE | Trauma | EA
SD241.452S | 10886982003355 | 2.7/3.5MM LCP ANTLAT DISTAL TIBIA PL/13H/RT/232MM-STERILE | Trauma | EA
SD241.453S | 10886982003379 | 2.7/3.5MM LCP ANTLAT DISTAL TIBIA PL/13H/LT/232MM-STERILE | Trauma | EA
SD241.454S | 10886982003393 | 2.7/3.5MM LCP ANTLAT DISTAL TIBIA PL/18H/RT/297MM-STERILE | Trauma | EA
SD241.455S | 10886982003416 | 2.7/3.5MM LCP ANTLAT DISTAL TIBIA PL/18H/LT/297MM-STERILE | Trauma | EA
SD441.549 | 10886982007322 | 2.7/3.5MM TI LCP ANTLAT DSTL TIBIA PL W/O TABS/9H/LT/175MM | Trauma | EA
SD441.552 | 10886982007339 | 2.7/3.5MM TI LCP ANTLAT DSTL TIBIA PL W/O TABS/13H/RT/227MM | Trauma | EA
SD441.553 | 10886982007346 | 2.7/3.5MM TI LCP ANTLAT DSTL TIBIA PL W/O TABS/13H/LT/227MM | Trauma | EA
SD441.554 | 10886982007353 | 2.7/3.5MM TI LCP ANTLAT DSTL TIBIA PL W/O TABS/18H/RT/292MM | Trauma | EA
SD441.555 | 10886982007360 | 2.7/3.5MM TI LCP ANTLAT DSTL TIBIA PL W/O TABS/18H/LT/292MM | Trauma | EA
01.161.201 | 10886982025180 | 3.5MM/4.5MM CURVED LCP IMPLANT SET | Trauma | EA
01.161.200 | 10886982025135 | 3.5MM/4.5MM CURVED LCP INSTRUMENT SET | Trauma | EA
01.161.200FE | 10886982025173 | 3.5MM/4.5MM CURVED LCP FIELD EQUIPMENT SET | Trauma | EA
01.161.201E | 10886982025197 | 3.5MM/4.5MM CURVED LCP IMPLANT EVALUATION SET | Trauma | EA
01.161.200E | 10886982025142 | 3.5MM/4.5MM CURVED LCP INSTRUMENT EVALUATION SET | Trauma | EA
60.116.001 | 10886982243652 | GRAPHIC CASE/FULL LENGTH 4 BAY/F/MODULAR GC SYSTEM | Trauma | EA
60.116.004 | 10886982243683 | GRAPHIC CASE/2/3 LENGTH 4 BAY F/MODULAR GC SYSTEM | Trauma | EA
60.116.003 | 10886982243676 | GRAPHIC CASE/FULL LENGTH 1 HIGH F/MODULAR GC SYSTEM | Trauma | EA
60.116.006 | 10886982243706 | GRAPHIC CASE/2/3 LENGTH 1 HIGH F/MODULAR GC SYSTEM | Trauma | EA
60.116.002 | 10886982243669 | GRAPHIC CASE/FULL LENGTH 2 BAY F/MODULAR GC SYSTEM | Trauma | EA
60.116.005 | 10886982243690 | GRAPHIC CASE/2/3 LENGTH 2 BAY F/MODULAR GC SYSTEM | Trauma | EA
60.100.300 | 10886982242259 | GRAPHIC CASE FOR HIP PRESERVATION SURGERY SET | Trauma | EA
SD360.267 | 10886982006516 | TROCAR/2 HOLE/14.5/3.2MM | Trauma | EA
SD360.270 | 10886982006523 | 12.5MM PROTECTION SLEEVE TAPERED | Trauma | EA
SD360.271 | 10886982006530 | 12.5MM PROTECTION SLEEVE STRAIGHT | Trauma | EA
SD360.272 | 10886982006547 | 14.5MM PROTECTION SLEEVE TAPERED | Trauma | EA
SD360.273 | 10886982006554 | 14.5MM PROTECTION SLEEVE STRAIGHT | Trauma | EA
SD360.265 | 10886982006493 | HANDLE FOR PROTECTION SLEEVES | Trauma | EA
SD312.760 | 10886982004505 | 7.0/3.2MM PROTECTION SLEEVE 96MM LENGTH | Trauma | EA
SD312.750 | 10886982004499 | 3.2/1.6MM DRILL SLEEVE 100MM LENGTH | Trauma | EA
SD312.770 | 10886982004512 | 9.5/7.0MM PROTECTION SLEEVE 89MM LENGTH | Trauma | EA
01.122.011FE | 10886982024817 | MODULAR BLADE PLATE FIELD EQUIPMENT SET | Trauma | EA
01.122.011E | 10886982024800 | MODULAR BLADE PLATE IMPLANT EVALUATION SET | Trauma | EA
01.122.010E | 10886982024770 | MODULAR BLADE PLATE INSTRUMENT EVALUATION SET | Trauma | EA
03.002.123 | 10886982066565 | 3.5MM REAMER | Trauma | EA
03.002.124 | 10886982066572 | 4.0MM REAMER | Trauma | EA
03.002.125 | 10886982066589 | 4.5MM REAMER | Trauma | EA
03.002.126 | 10886982066596 | RADIOGRAPHIC RULER FOR SYNSONIC NAIL SYSTEM | Trauma | EA
60.002.001 | 10886982241900 | GRAPHIC CASE F/SYNSONIC ULNA NAIL SYSTEM | Trauma | EA
01.122.010FE | 10886982024787 | MODULAR BLADE PLATE FIELD EQUIPMENT SET | Trauma | EA
03.002.100 | 10886982066329 | ULTRASONIC GENERATOR FOR SYNSONIC SYSTEM | Trauma | EA
01.112.022FE2 | 10886982022547 | 3.5MM LCP SUPERIOR CLAVICLE FIELD EQUIPMENT SET | Trauma | EA
01.112.022FE3 | 10886982022554 | 3.5MM LCP SUPERIOR CLAVICLE FIELD EQUIPMENT SET-PL & TRAY | Trauma | EA
60.116.012 | 10886982243751 | FINGER MAT FOR GRAPHIC CASE 1/3 LENGTH | Trauma | EA
60.116.011 | 10886982243744 | FINGER MAT FOR GRAPHIC CASE 2/3 LENGTH | Trauma | EA
60.116.055 | 10886982244079 | 1.3MM MODULAR SCREW BLOCK | Trauma | EA
60.116.056 | 10886982244086 | 1.5MM MODULAR SCREW BLOCK | Trauma | EA
60.116.063 | 10886982244154 | 4.5MM MODULAR SCREW BLOCK | Trauma | EA
60.116.064 | 10886982244161 | 5.0MM MODULAR SCREW BLOCK | Trauma | EA
60.116.076 | 10886982244260 | 4.5MM MODULAR FLIP UP | Trauma | EA
60.116.077 | 10886982244277 | 6.5MM MODULAR FLIP UP | Trauma | EA
SD310.510 | 10886982004048 | CALIBRATED MEASURING DEVICE 2.4MM LCP | Trauma | EA
SD312.740 | 10886982004482 | 1.6MM TROCAR/104MM LONG | Trauma | EA
05.001.404 | 10886982130389 | FLAT WRENCH FOR PIEZOELECTRIC SYSTEM | Trauma | EA
60.110.602 | 10886982242846 | 2.7MM/3.5MM LCP ANTEROLATERAL DISTAL TIBIA PL GRAPHIC CASE | Trauma | EA
03.002.099 | 10886982066312 | FOOT PEDAL FOR SYNSONIC SYSTEM | Trauma | EA
01.111.481 | 10886982022097 | 2.4MM TI VA-LCP NARROW 2-COL VOLAR DISTAL RADIUS PLATE SET | Trauma | EA
01.111.480E | 10886982022073 | 2.4MM VA-LCP NARROW 2-COL VLR DISTAL RAD PL EVALUATION SET | Trauma | EA
01.111.480FE | 10886982022080 | 2.4MM VA-LCP NARROW 2-COL VLR DISTAL RAD PL SET | Trauma | EA
01.111.480 | 10886982022066 | 2.4MM VA-LCP NARROW 2-COLUMN VOLAR DISTAL RADIUS PLATE SET | Trauma | EA
01.111.481E | 10886982022103 | 2.4MM TI VA-LCP NARROW 2-COL VLR DISTAL RAD PL EVAL SET | Trauma | EA
01.111.481FE | 10886982022110 | 2.4MM TI VA-LCP NRW 2-COL VLR DISTAL RAD PL SET | Trauma | EA
05.001.037LN | 10886982128522 | K-WIRE ATTACHMENT FOR PEN DRIVE-LOANER | Trauma | EA
68.401.042 | 10886982251688 | LABELING CLIP FOR EPOCA REVISION SET - VARIO CASE | Trauma | EA
60.116.010 | 10886982243737 | GENERAL INSTRUMENT TRAY/2/3 LENGTH F/MODULAR GC SYSTEM | Trauma | EA
60.116.113 | 10886982244444 | AUXILIARY TRAY/2/3 LENGTH F/MODULAR GRAPHIC CASE SYSTEM | Trauma | EA
60.116.114 | 10886982244451 | AUXILIARY TRAY/1/3 LENGTH F/MODULAR GRAPHIC CASE SYSTEM | Trauma | EA
60.116.212 | 10886982244932 | 3.5MM LC-DCP PLATE TRAY | Trauma | EA
60.116.213 | 10886982244949 | 3.5MM LCP PLATE TRAY | Trauma | EA
60.116.100 | 10886982244338 | SCREW RACK SHELL FOR MODULAR GRAPHIC CASE SYSTEM | Trauma | EA
01.120.700FE | 10886982024589 | 3.5MM LCP POSTEROMEDIAL PROX TIB PL-FIELD EQUIPMENT SET | Trauma | EA
01.113.004 | 10886982023285 | 3.5MM LCP PERC INSTR SYS F/3.5 LCP LW BND MEDL DSTL TIBIA PL | Trauma | EA
01.113.004FE | 10886982023292 | LCP SM FRAG PERCUTANEOUS INSTRUMENT SET F/DSTL TIB | Trauma | EA
01.113.005 | 10886982023308 | 3.5MM LCP PERCUTANEOUS INSTRUMENT SYSTEM | Trauma | EA
01.113.005FE | 10886982023322 | LCP SM FRAG PERCUTANEOUS INSTRUMENT SET | Trauma | EA
01.113.006 | 10886982023339 | 3.5MM LCP PERCUTANEOUS INSTR SYS F/3.5 LCP PROX HUMERUS PL | Trauma | EA
01.113.006FE | 10886982023346 | LCP SM FRAG PERCUTANEOUS INSTRUMENT SET F/PROX HUMERUS | Trauma | EA
01.113.005E | 10886982023315 | LCP SM FRAG PERCUTANEOUS INSTRUMENT SET-EVAL | Trauma | EA
62.010.100 | 10886982250933 | STERILIZATION CONTAINER SET IDENTIFICATION TAG | Trauma | EA
60.116.020 | 10886982243836 | INSTRUMENT TRAY F/2.4MM CRTX/ VAL SCREWS FOR MODULAR GC SYS | Trauma | EA
60.116.021 | 10886982243843 | INSTRUMENT TRAY F/2.4MM CRTX/ LCKNG SCREWS 1/3 LGTH F/GC SYS | Trauma | EA
60.116.022 | 10886982243850 | INSTRUMENT TRAY F/2.7MM CRTX/ LOCKING/VAL SCREWS F/GC SYS | Trauma | EA
60.116.023 | 10886982243867 | INSTRUMENT TRAY F/3.5MM CRTX/ LCKNG & 4.0MM CRTX/CANC SCREWS | Trauma | EA
60.116.026 | 10886982243898 | INSTRUMENT TRAY F/3.0MM CANN SCREWS F/MODULAR GC SYSTEM | Trauma | EA
60.116.027 | 10886982243904 | INSTRUMENT TRAY F/3.5/4.0MM CANNULATED SCREWS 1/3 LGTH | Trauma | EA
60.116.028 | 10886982243911 | INSTR TRAY F/2.4/2.7MM CRTX LCKNG/VA-LCP SCREWS 1/3 LGTH | Trauma | EA
05.001.224LN | 10886982130044 | SAGITTAL SAW ATTACHMENT/LONG FOR TRAUMA RECON SYSTEM-LOANER | Trauma | EA
05.001.405 | 10886982130402 | POWER CORD PLUG TYPE A FOR PIEZOELECTRIC SYSTEM | Trauma | EA
03.000.406 | 10886982066060 | SCALPEL FLAT 21.6X11.1X3.0X 0.5MM FOR PIEZOELECTRIC SYSTEM | Trauma | EA
03.000.407 | 10886982066084 | SCALPEL 17.7X15.5X1.2X0.5MM FOR PIEZOELECTRIC SYSTEM | Trauma | EA
03.000.408 | 10886982066107 | SPADE RND 24X11.05X4.0X0.65MM FOR PIEZOELECTRIC SYSTEM | Trauma | EA
03.000.409 | 10886982066121 | DIAMOND 24.6X12.85X2.6X0.6MM FOR PIEZOELECTRIC SYSTEM | Trauma | EA
03.000.410 | 10886982066145 | DIAMOND RND 21.9X12.4X1.8MM FOR PIEZOELECTRIC SYSTEM | Trauma | EA
03.000.411 | 10886982066169 | SINUS LIFT 22.9X10.1X5X0.4MM FOR PIEZOELECTRIC SYSTEM | Trauma | EA
03.000.412 | 10886982066183 | SAW 105.7X4.0X0.6MM FOR PIEZOELECTRIC SYSTEM | Trauma | EA
03.000.413 | 10886982066206 | POWER CORD PLUG TYPE X FOR PIEZOELECTRIC SYSTEM | Trauma | EA
03.000.414 | 10886982066213 | POWER CORD PLUG TYPE J FOR PIEZOELECTRIC SYSTEM | Trauma | EA
03.000.415 | 10886982066220 | POWER CORD PLUG TYPE T FOR PIEZOELECTRIC SYSTEM | Trauma | EA
03.000.416 | 10886982066237 | POWER CORD PLUG TYPE Z FOR PIEZOELECTRIC SYSTEM | Trauma | EA
01.112.075 | 10886982022790 | 2.7MM/3.5MM LCP POSTLAT DISTAL FIB INSTRUMENT AND IMPLANT SET | Trauma | EA
01.112.076 | 10886982022806 | 2.7MM/3.5MM LCP POSTLAT DISTAL FIBULA PL IMPLANT UPGRADE SET | Trauma | EA
01.112.077 | 10886982022813 | 2.7MM/3.5MM LCP DISTAL FIBULA PL INSTRUMENT AND IMPLANT SET | Trauma | EA
01.112.078 | 10886982022820 | 2.7MM/3.5MM TI LCP POSTLAT DSTL FIBULA INSTR & IMPL SET | Trauma | EA
01.112.079 | 10886982022837 | 2.7MM/3.5MM TI LCP POSTLAT DSTL FIB PL IMPL UPGRADE SET | Trauma | EA
01.112.080 | 10886982022844 | 2.7MM/3.5MM TI LCP DSTL FIBULA PL INSTRUMENT AND IMPLANT SET | Trauma | EA
305.601 | 10886982185044 | SINGLE STERILIZATION LABEL FOR GRAPHIC CASES | Trauma | EA
02.221.061S | 10886982055651 | PARALLEL CRIMP SLEEVE FOR 2.0MM CABLE-STERILE | Trauma | EA
60.116.014 | 10886982243775 | SUPPORT SCREWS F/TRAYS & SCR RACKS F/FULL LGTH GRAPHIC CASE | Trauma | EA
60.116.015 | 10886982243782 | LID/FULL LENGTH/F/MODULAR GRAPHIC CASE SYSTEM | Trauma | EA
60.116.016 | 10886982243799 | LID 2/3 LENGTH F/MODULAR GRAPHIC CASE SYSTEM | Trauma | EA
60.001.402 | 10886982241887 | LID FOR MODULAR GRAPHIC CASE FOR PIEZOELECTRIC SYSTEM | Trauma | EA
60.001.400 | 10886982241849 | SINGLE LVL MODULAR GRAPHIC CSE FOR PIEZOELECTRIC SYSTEM | Trauma | EA
60.001.401 | 10886982241863 | ATTACHMENT TRAY F/MODULAR GRAPHIC CASE FOR PIEZOELECTRIC | Trauma | EA
60.550.025 | 10886982249166 | LABEL SHEET W/OLD PART NUMBERS F/SM BATTERY DRV ATTCHMT RACK | Trauma | EA
01.120.700 | 10886982024572 | 3.5MM LCP POSTEROMEDIAL PROXIMAL TIBIA PLATE SET | Trauma | EA
01.120.700S | 10886982024596 | 3.5MM LCP POSTEROMEDIAL PROX TIBIA PLATE SET - STERILE | Trauma | EA
01.120.710 | 10886982024664 | 3.5MM TI LCP POSTEROMEDIAL PROXIMAL TIBIA PLATE SET | Trauma | EA
01.120.710S | 10886982024671 | 3.5MM TI LCP POSTEROMEDIAL PROX TIB PLATE SET - STERILE | Trauma | EA
03.221.050 | 10886982076793 | OSSE-LIGN FLIP ANCHOR CABLE INSERTER | Trauma | EA
03.221.051 | 10886982076809 | OSSE-LIGN CABLE TENSIONER | Trauma | EA
03.221.052 | 10886982076816 | OSSE-LIGN CABLE CRIMPER | Trauma | EA
03.221.053 | 10886982076823 | OSSE-LIGN CABLE CUTTER | Trauma | EA
03.221.054 | 10886982076830 | OSSE-LIGN CABLE INSTRUMENT TOOL | Trauma | EA
01.110.048 | 10886982021151 | 2.4MM TI LCP VOLAR COLUMN DSTL RAD 6 & 7 HOLE HEAD PLATE SET | Trauma | EA
01.110.049 | 10886982021175 | 2.4MM LCP VOLAR COLUMN DISTAL RAD 6 & 7 HOLE HEAD PLATE SET | Trauma | EA
01.110.049EPA | 10886982021182 | 2.4MM LCP VOLAR COLUMN DISTAL RAD PL 6 & 7H HEAD INSTR SET | Trauma | EA
01.110.049EPI | 10886982021199 | 2.4MM LCP VOLAR COLUMN DISTAL RAD PL 6 & 7H HEAD IMPL SET | Trauma | EA
01.110.048EPI | 10886982021168 | 2.4MM TI LCP VOLAR COLUMN DSTL RAD PL 6 & 7H HEAD IMPL SET | Trauma | EA
01.161.200EPI | 10886982025166 | 3.5MM/4.5MM CURVED LCP IMPLANT SET PROMO | Trauma | EA
01.161.200EPA | 10886982025159 | 3.5MM/4.5MM CURVED LCP INSTRUMENT SET PROMO | Trauma | EA
01.401.005E | 10886982027313 | EPOCA REVISION INSTRUMENTS EVAL SET | Trauma | EA
60.226.027 | 10886982248428 | 1.5/2.4/3.0MM HCS INSTRUMENT MODULE LID | Trauma | EA
01.207.002 | 10886982025227 | SCFE SCREW SYSTEM IMPLANT SET | Trauma | EA
01.207.001 | 10886982025203 | SCFE SCREW SYSTEM INSTRUMENT SET | Trauma | EA
03.311.001LN | 10886982077776 | LOANER TENSIONER | Trauma | EA
60.116.412 | 20886982246070 | LENGTH MARKER PUSH PIN/112MM | Trauma | P5
60.116.413 | 20886982246087 | LENGTH MARKER PUSH PIN/113MM | Trauma | P5
60.116.414 | 20886982246094 | LENGTH MARKER PUSH PIN/114MM | Trauma | P5
60.116.416 | 20886982246117 | LENGTH MARKER PUSH PIN/116MM | Trauma | P5
60.116.417 | 20886982246124 | LENGTH MARKER PUSH PIN/117MM | Trauma | P5
60.116.418 | 20886982246131 | LENGTH MARKER PUSH PIN/118MM | Trauma | P5
60.116.419 | 20886982246148 | LENGTH MARKER PUSH PIN/119MM | Trauma | P5
60.116.421 | 20886982246162 | LENGTH MARKER PUSH PIN/121MM | Trauma | P5
60.116.422 | 20886982246179 | LENGTH MARKER PUSH PIN/122MM | Trauma | P5
60.116.423 | 20886982246186 | LENGTH MARKER PUSH PIN/123MM | Trauma | P5
60.116.424 | 20886982246193 | LENGTH MARKER PUSH PIN/124MM | Trauma | P5
60.116.426 | 20886982246216 | LENGTH MARKER PUSH PIN/126MM | Trauma | P5
60.116.427 | 20886982246223 | LENGTH MARKER PUSH PIN/127MM | Trauma | P5
60.116.428 | 20886982246230 | LENGTH MARKER PUSH PIN/128MM | Trauma | P5
60.116.429 | 20886982246247 | LENGTH MARKER PUSH PIN/129MM | Trauma | P5
60.116.431 | 20886982246261 | LENGTH MARKER PUSH PIN/131MM | Trauma | P5
60.116.432 | 20886982246278 | LENGTH MARKER PUSH PIN/132MM | Trauma | P5
60.116.433 | 20886982246285 | LENGTH MARKER PUSH PIN/133MM | Trauma | P5
60.116.434 | 20886982246292 | LENGTH MARKER PUSH PIN/134MM | Trauma | P5
60.116.435 | 20886982246308 | LENGTH MARKER PUSH PIN/135MM FOR MODULAR GRAPHIC CASE SYS | Trauma | P5
60.116.436 | 20886982246315 | LENGTH MARKER PUSH PIN/136MM | Trauma | P5
60.116.437 | 20886982246322 | LENGTH MARKER PUSH PIN/137MM | Trauma | P5
60.116.438 | 20886982246339 | LENGTH MARKER PUSH PIN/138MM | Trauma | P5
60.116.439 | 20886982246346 | LENGTH MARKER PUSH PIN/139MM | Trauma | P5
60.116.441 | 20886982246360 | LENGTH MARKER PUSH PIN/141MM | Trauma | P5
60.116.442 | 20886982246377 | LENGTH MARKER PUSH PIN/142MM | Trauma | P5
60.116.443 | 20886982246384 | LENGTH MARKER PUSH PIN/143MM | Trauma | P5
60.116.444 | 20886982246391 | LENGTH MARKER PUSH PIN/144MM | Trauma | P5
60.116.446 | 20886982246414 | LENGTH MARKER PUSH PIN/146MM | Trauma | P5
60.116.447 | 20886982246421 | LENGTH MARKER PUSH PIN/147MM | Trauma | P5
60.116.448 | 20886982246438 | LENGTH MARKER PUSH PIN/148MM | Trauma | P5
60.116.449 | 20886982246445 | LENGTH MARKER PUSH PIN/149MM | Trauma | P5
60.116.331 | 20886982245264 | LENGTH MARKER PUSH PIN/31MM | Trauma | P5
60.116.333 | 20886982245288 | LENGTH MARKER PUSH PIN/33MM | Trauma | P5
60.116.339 | 20886982245349 | LENGTH MARKER PUSH PIN/39MM | Trauma | P5
60.116.341 | 20886982245363 | LENGTH MARKER PUSH PIN/41MM | Trauma | P5
60.116.343 | 20886982245387 | LENGTH MARKER PUSH PIN/43MM FOR MODULAR GRAPHIC CASE SYS | Trauma | P5
60.116.349 | 20886982245448 | LENGTH MARKER PUSH PIN/49MM | Trauma | P5
60.116.361 | 20886982245561 | LENGTH MARKER PUSH PIN/61MM | Trauma | P5
60.116.351 | 20886982245462 | LENGTH MARKER PUSH PIN/51MM | Trauma | P5
60.116.363 | 20886982245585 | LENGTH MARKER PUSH PIN/63MM | Trauma | P5
60.116.353 | 20886982245486 | LENGTH MARKER PUSH PIN/53MM | Trauma | P5
60.116.367 | 20886982245622 | LENGTH MARKER PUSH PIN/67MM FOR MODULAR GRAPHIC CASE SYS | Trauma | P5
60.116.369 | 20886982245646 | LENGTH MARKER PUSH PIN/69MM | Trauma | P5
60.116.371 | 20886982245660 | LENGTH MARKER PUSH PIN/71MM | Trauma | P5
60.116.373 | 20886982245684 | LENGTH MARKER PUSH PIN/73MM | Trauma | P5
60.116.377 | 20886982245721 | LENGTH MARKER PUSH PIN/77MM | Trauma | P5
60.116.378 | 20886982245738 | LENGTH MARKER PUSH PIN/78MM | Trauma | P5
60.116.379 | 20886982245745 | LENGTH MARKER PUSH PIN/79MM | Trauma | P5
60.116.381 | 20886982245769 | LENGTH MARKER PUSH PIN/81MM | Trauma | P5
60.116.382 | 20886982245776 | LENGTH MARKER PUSH PIN/82MM | Trauma | P5
60.116.383 | 20886982245783 | LENGTH MARKER PUSH PIN/83MM | Trauma | P5
60.116.384 | 20886982245790 | LENGTH MARKER PUSH PIN/84MM | Trauma | P5
60.116.386 | 20886982245813 | LENGTH MARKER PUSH PIN/86MM | Trauma | P5
60.116.357 | 20886982245523 | LENGTH MARKER PUSH PIN/57MM FOR MODULAR GRAPHIC CASE SYS | Trauma | P5
60.116.387 | 20886982245820 | LENGTH MARKER PUSH PIN/87MM | Trauma | P5
60.116.388 | 20886982245837 | LENGTH MARKER PUSH PIN/88MM | Trauma | P5
60.116.389 | 20886982245844 | LENGTH MARKER PUSH PIN/89MM | Trauma | P5
60.116.359 | 20886982245547 | LENGTH MARKER PUSH PIN/59MM | Trauma | P5
60.116.391 | 20886982245868 | LENGTH MARKER PUSH PIN/91MM | Trauma | P5
60.116.392 | 20886982245875 | LENGTH MARKER PUSH PIN/92MM | Trauma | P5
60.116.393 | 20886982245882 | LENGTH MARKER PUSH PIN/93MM | Trauma | P5
60.116.394 | 20886982245899 | LENGTH MARKER PUSH PIN/94MM | Trauma | P5
60.116.396 | 20886982245912 | LENGTH MARKER PUSH PIN/96MM | Trauma | P5
60.116.397 | 20886982245929 | LENGTH MARKER PUSH PIN/97MM | Trauma | P5
60.116.398 | 20886982245936 | LENGTH MARKER PUSH PIN/98MM | Trauma | P5
60.116.399 | 20886982245943 | LENGTH MARKER PUSH PIN/99MM | Trauma | P5
60.116.400 | 20886982245950 | LENGTH MARKER PUSH PIN/100MM FOR MODULAR GRAPHIC CASE SYS | Trauma | P5
60.116.401 | 20886982245967 | LENGTH MARKER PUSH PIN/101MM | Trauma | P5
60.116.402 | 20886982245974 | LENGTH MARKER PUSH PIN/102MM | Trauma | P5
60.116.403 | 20886982245981 | LENGTH MARKER PUSH PIN/103MM | Trauma | P5
60.116.404 | 20886982245998 | LENGTH MARKER PUSH PIN/104MM | Trauma | P5
60.116.406 | 20886982246018 | LENGTH MARKER PUSH PIN/106MM | Trauma | P5
60.116.407 | 20886982246025 | LENGTH MARKER PUSH PIN/107MM | Trauma | P5
60.116.408 | 20886982246032 | LENGTH MARKER PUSH PIN/108MM | Trauma | P5
60.116.409 | 20886982246049 | LENGTH MARKER PUSH PIN/109MM | Trauma | P5
60.116.411 | 20886982246063 | LENGTH MARKER PUSH PIN/111MM | Trauma | P5
03.211.410S | 10886982076298 | 1.6MM COMPRESSION WIRE 10MM THREAD/150MM LGTH-STER | Trauma | EA
03.211.415S | 10886982076311 | 1.6MM COMPRESSION WIRE 15MM THREAD/150MM LGTH-STER | Trauma | EA
03.211.420S | 10886982076335 | 1.6MM COMPRESSION WIRE 20MM THREAD/150MM LGTH-STER | Trauma | EA
03.211.425S | 10886982076359 | 1.6MM COMPRESSION WIRE 25MM THREAD/150MM LGTH-STER | Trauma | EA
03.211.430S | 10886982076373 | 1.6MM COMPRESSION WIRE 30MM THREAD/150MM LGTH-STER | Trauma | EA
03.211.435S | 10886982076410 | 1.6MM COMPRESSION WIRE 35MM THREAD/150MM LGTH-STER | Trauma | EA
03.211.440S | 10886982076434 | 1.6MM COMPRESSION WIRE 40MM THREAD/150MM LGTH-STER | Trauma | EA
60.211.002 | 10886982248121 | FIRST MTP FUSION MODULE BIN 2 | Trauma | EA
60.211.004 | 10886982248145 | X-PLATE AND STRAIGHT FUSION PLATE MODULE BIN | Trauma | EA
60.116.017 | 10886982243805 | FINGER MAT FOR GRAPHIC CASE 2/3 LENGTH | Trauma | EA
05.001.006 | 10886982128188 | STANDARD CONSOLE-W/IRRIGATION W/O TORQUE-LIMITING-F/EPD | Trauma | EA
60.112.040 | 10886982243409 | CLAVICLE INSTRUMENT TRAY FOR MODULAR SYSTEM | Trauma | EA
03.010.431S | 10886982068729 | 12.0MM TROCAR FOR SUPRAPATELLAR - STERILE | Trauma | EA
03.010.432S | 10886982068736 | 14.5MM TROCAR FOR SUPRAPATELLAR - STERILE | Trauma | EA
SD312.220 | 10886982004444 | 1.5/1.8MM DOUBLE DRILL SLEEVE | Trauma | EA
03.002.114 | 10886982066466 | NAIL EXTRACTION HANDLE FOR SYNSONIC NAIL SYSTEM | Trauma | EA
01.004.306 | 10886982019271 | FLEXIBLE REAMER SET/LONG FOR IM NAILS | Trauma | EA
03.120.067 | 10886982074492 | THIN REDUCTION INSTRUMENT F/LCP TROCHANTERIC PLATE | Trauma | EA
01.004.306E | 10886982019288 | FLEXIBLE REAMER SET/LONG FOR IM NAILS-EVAL | Trauma | EA
01.108.015E | 10886982020840 | OSTEOTOMY GUIDING DEVICE INSTRUMENT SET - EVAL | Trauma | EA
03.019.002 | 10886982069375 | SOFT TISSUE RETRACTOR FOR MULTILOC HUMERAL NAIL | Trauma | EA
62.010.101 | 10886982250940 | INTERMEDIATE FILTER PLATE F/XLRG STERILIZATION CONTAINER | Trauma | EA
62.010.103 | 10886982250957 | FILTER RETENTION PLATE/TOP F/XLRG STERILIZATION CONTAINER | Trauma | EA
62.010.106 | 10886982250964 | FILTER RETENTION PLATE/BOTTOM F/XLRG STERILIZATION CONTAINER | Trauma | EA
62.009.121 | 10886982250865 | DEEP LID FOR EXTENDED XLRG STERILIZATION CONTAINER | Trauma | EA
62.009.011 | 10886982250834 | BASE PLATFORM FOR EXTENDED XLRG STERILIZATION CONTAINER | Trauma | EA
03.019.022 | 10886982069610 | HOLDING SLEEVE W/LCKNG DEVICE FOR 03.019.020 | Trauma | EA
60.019.002 | 10886982241993 | LID F/MULTILOC PROX HUM NAIL INSTRUMENT SET GRAPHIC CASE | Trauma | EA
60.019.003 | 10886982242006 | BASE F/MULTILOC PROX HUM NAIL INSTRUMENT SET GRAPHIC CASE | Trauma | EA
60.019.004 | 10886982242013 | SCREW RACK FOR MULTILOC HUMERAL NAILING SYSTEM | Trauma | EA
60.019.001 | 10886982241986 | GRAPHIC CASE FOR MULTILOC PROX HUMERAL NAIL INSTRUMENT SET | Trauma | EA
105.646 | 10886982136817 | TI TROCHANTERIC FIXATION NAIL AUXILIARY INSTRUMENT SET | Trauma | EA
105.646E | 10886982136824 | TI TROCHANTERIC FIXATION NAIL AUXILIARY INSTRUMENT SET-EVAL | Trauma | EA
105.646FE | 10886982136831 | TI TROCHANTERIC FIXATION NAIL AUX INSTR FIELD EQUIPMENT SET | Trauma | EA
SD397.344 | 10886982006691 | 2.5MM HEX SCREWDRIVER 240MM/SELF-RETAINING | Trauma | EA
60.116.007 | 10886982243713 | AUXILIARY TRAY/2/3 LENGTH 1/2 WIDTH/F/MODULAR GC SYSTEM | Trauma | EA
03.010.424 | 10886982068668 | DRIVING CAP | Trauma | EA
62.009.105 | 10886982250858 | XLRG STERILIZATION CONTAINER EXTENDED-FIVE HIGH/PERF BASE | Trauma | EA
01.207.002E | 10886982025234 | SCFE SCREW SYSTEM IMPLANT EVALUATION SET | Trauma | EA
01.207.001E | 10886982025210 | SCFE SCREW SYSTEM INSTRUMENT EVALUATION SET | Trauma | EA
412.114S | 10886982210531 | 3.5MM TI LOCKING SCR SLF-TPNG W/STARDRIVE RECESS/35MM-STER | Trauma | EA
412.119S | 10886982210630 | 3.5MM TI LOCKING SCR SLF-TPNG W/STARDRIVE RECESS/45MM-STER | Trauma | EA
412.123S | 10886982210715 | 3.5MM TI LOCKING SCR SLF-TPNG W/STARDRIVE RECESS/55MM-STER | Trauma | EA
412.124S | 10886982210739 | 3.5MM TI LOCKING SCR SLF-TPNG W/STARDRIVE RECESS/60MM-STER | Trauma | EA
03.019.034 | 10886982069733 | ARM W/BLADE F/SOFT TISSUE RETRACTOR/FOR 03.019.032 | Trauma | EA
03.019.033 | 10886982069726 | ARM W/PRONGS F/SOFT TISSUE RETRACTOR/FOR 03.019.032 | Trauma | EA
04.112.048 | 10886982102829 | 2.7MM/3.5MM TI VA-LCP LAT ANT CLAVICLE PLATE/11H/113MM | Trauma | EA
04.112.049 | 10886982102843 | 2.7MM/3.5MM TI VA-LCP LAT ANT CLAVICLE PLATE/12H/124MM | Trauma | EA
01.123.002 | 10886982024862 | 3.5MM LCP PERIARTICULAR PROX HUMERUS PLATE SET | Trauma | EA
01.123.002EPA | 10886982024886 | 3.5MM LCP PERIARTICULAR PROX HUMERUS INSTRUMENT SET | Trauma | EA
01.123.002EPI | 10886982024893 | 3.5MM LCP PERIARTICULAR PROX HUMERUS IMPLANT SET | Trauma | EA
01.123.002E | 10886982024879 | 3.5MM LCP PERIARTICULAR PROX HUMERUS PLATE EVAL SET | Trauma | EA
01.111.478 | 10886982022004 | 2.4MM VA-LCP DISTAL RADIUS SYSTEM SET | Trauma | EA
01.111.478FE | 10886982022028 | 2.4MM VA-LCP DISTAL RADIUS SYSTEM FIELD EQUIPMENT SET | Trauma | EA
01.111.478E | 10886982022011 | 2.4MM VA-LCP DISTAL RADIUS SYSTEM EVAL SET | Trauma | EA
01.111.482 | 10886982022127 | 2.4MM VA-LCP EXTRA-ARTICULAR DISTAL RADIUS PLATE SET | Trauma | EA
01.111.483 | 10886982022134 | 2.4MM TI VA-LCP EXTRA-ARTICLR DISTAL RADIUS PLATE SET | Trauma | EA
01.111.486 | 10886982022165 | SCREW SET FOR 2.4MM VA-LCP DISTAL RADIUS SYSTEM | Trauma | EA
01.111.487 | 10886982022172 | SCREW SET FOR 2.4MM TI VA-LCP DISTAL RADIUS SYSTEM | Trauma | EA
01.111.484 | 10886982022141 | 2.4MM LCP & VA-LCP DISTAL RADIUS INSTRUMENT SET | Trauma | EA
01.111.485 | 10886982022158 | 2.4MM TI LCP & VA-LCP DISTAL RADIUS INSTRUMENT SET | Trauma | EA
01.111.479 | 10886982022035 | 2.4MM TI VA-LCP DISTAL RADIUS SYSTEM SET | Trauma | EA
01.111.479FE | 10886982022059 | 2.4MM TI VA-LCP DISTAL RADIUS SYSTEM FIELD EQUIPMENT SET | Trauma | EA
04.019.000 | 10886982089526 | TI MULTILOC END CAP F/MULTILOC NAIL/0MM EXTENSION | Trauma | EA
04.019.002 | 10886982089540 | TI MULTILOC END CAP F/MULTILOC NAIL/2MM EXTENSION | Trauma | EA
04.019.010 | 10886982089588 | TI MULTILOC END CAP F/MULTILOC NAIL/10MM EXTENSION | Trauma | EA
02.124.420 | 10886982043016 | 4.5MM VA-LCP CURVED CONDYLAR PLATE/20 HOLE/405MM/RIGHT | Trauma | EA
02.124.421 | 10886982043030 | 4.5MM VA-LCP CURVED CONDYLAR PLATE/20 HOLE/405MM/LEFT | Trauma | EA
02.124.422 | 10886982043054 | 4.5MM VA-LCP CURVED CONDYLAR PLATE/22 HOLE/439MM/RIGHT | Trauma | EA
02.124.423 | 10886982043078 | 4.5MM VA-LCP CURVED CONDYLAR PLATE/22 HOLE/439MM/LEFT | Trauma | EA
04.124.420 | 10886982111128 | 4.5MM TI VA-LCP CRVD CONDYLAR PLATE/20 HOLE/405MM/RIGHT | Trauma | EA
04.124.421 | 10886982111142 | 4.5MM TI VA-LCP CRVD CONDYLAR PLATE/20 HOLE/405MM/LEFT | Trauma | EA
04.124.422 | 10886982111166 | 4.5MM TI VA-LCP CRVD CONDYLAR PLATE/22 HOLE/439MM/RIGHT | Trauma | EA
04.124.423 | 10886982111180 | 4.5MM TI VA-LCP CRVD CONDYLAR PLATE/22 HOLE/439MM/LEFT | Trauma | EA
02.231.414 | 10886982062413 | 5.0MM VARIABLE ANGLE LOCKING SCREW/SLF-TPNG/HEX/14MM | Trauma | EA
02.231.416 | 10886982062420 | 5.0MM VARIABLE ANGLE LOCKING SCREW/SLF-TPNG/HEX/16MM | Trauma | EA
02.231.418 | 10886982062437 | 5.0MM VARIABLE ANGLE LOCKING SCREW/SLF-TPNG/HEX/18MM | Trauma | EA
02.231.420 | 10886982062444 | 5.0MM VARIABLE ANGLE LOCKING SCREW/SLF-TPNG/HEX/20MM | Trauma | EA
02.231.422 | 10886982062451 | 5.0MM VARIABLE ANGLE LOCKING SCREW/SLF-TPNG/HEX/22MM | Trauma | EA
02.231.424 | 10886982062468 | 5.0MM VARIABLE ANGLE LOCKING SCREW/SLF-TPNG/HEX/24MM | Trauma | EA
02.231.426 | 10886982062475 | 5.0MM VARIABLE ANGLE LOCKING SCREW/SLF-TPNG/HEX/26MM | Trauma | EA
02.231.428 | 10886982062482 | 5.0MM VARIABLE ANGLE LOCKING SCREW/SLF-TPNG/HEX/28MM | Trauma | EA
02.231.430 | 10886982062499 | 5.0MM VARIABLE ANGLE LOCKING SCREW/SLF-TPNG/HEX/30MM | Trauma | EA
02.231.432 | 10886982062505 | 5.0MM VARIABLE ANGLE LOCKING SCREW/SLF-TPNG/HEX/32MM | Trauma | EA
02.231.434 | 10886982062512 | 5.0MM VARIABLE ANGLE LOCKING SCREW/SLF-TPNG/HEX/34MM | Trauma | EA
02.231.436 | 10886982062529 | 5.0MM VARIABLE ANGLE LOCKING SCREW/SLF-TPNG/HEX/36MM | Trauma | EA
02.231.438 | 10886982062536 | 5.0MM VARIABLE ANGLE LOCKING SCREW/SLF-TPNG/HEX/38MM | Trauma | EA
02.231.440 | 10886982062543 | 5.0MM VARIABLE ANGLE LOCKING SCREW/SLF-TPNG/HEX/40MM | Trauma | EA
02.231.442 | 10886982062550 | 5.0MM VARIABLE ANGLE LOCKING SCREW/SLF-TPNG/HEX/42MM | Trauma | EA
02.231.444 | 10886982062567 | 5.0MM VARIABLE ANGLE LOCKING SCREW/SLF-TPNG/HEX/44MM | Trauma | EA
02.231.446 | 10886982062574 | 5.0MM VARIABLE ANGLE LOCKING SCREW/SLF-TPNG/HEX/46MM | Trauma | EA
02.231.448 | 10886982062581 | 5.0MM VARIABLE ANGLE LOCKING SCREW/SLF-TPNG/HEX/48MM | Trauma | EA
02.231.450 | 10886982062598 | 5.0MM VARIABLE ANGLE LOCKING SCREW/SLF-TPNG/HEX/50MM | Trauma | EA
02.231.455 | 10886982062604 | 5.0MM VARIABLE ANGLE LOCKING SCREW/SLF-TPNG/HEX/55MM | Trauma | EA
02.231.460 | 10886982062611 | 5.0MM VARIABLE ANGLE LOCKING SCREW/SLF-TPNG/HEX/60MM | Trauma | EA
02.231.465 | 10886982062628 | 5.0MM VARIABLE ANGLE LOCKING SCREW/SLF-TPNG/HEX/65MM | Trauma | EA
02.231.470 | 10886982062635 | 5.0MM VARIABLE ANGLE LOCKING SCREW/SLF-TPNG/HEX/70MM | Trauma | EA
02.231.475 | 10886982062642 | 5.0MM VARIABLE ANGLE LOCKING SCREW/SLF-TPNG/HEX/75MM | Trauma | EA
02.231.480 | 10886982062659 | 5.0MM VARIABLE ANGLE LOCKING SCREW/SLF-TPNG/HEX/80MM | Trauma | EA
02.231.485 | 10886982062666 | 5.0MM VARIABLE ANGLE LOCKING SCREW/SLF-TPNG/HEX/85MM | Trauma | EA
02.231.490 | 10886982062673 | 5.0MM VARIABLE ANGLE LOCKING SCREW/SLF-TPNG/HEX/90MM | Trauma | EA
02.231.495 | 10886982062680 | 5.0MM VARIABLE ANGLE LOCKING SCREW/SLF-TPNG/HEX/95MM | Trauma | EA
02.231.500 | 10886982062697 | 5.0MM VARIABLE ANGLE LOCKING SCREW/SLF-TPNG/HEX/100MM | Trauma | EA
02.231.505 | 10886982062703 | 5.0MM VARIABLE ANGLE LOCKING SCREW/SLF-TPNG/HEX/105MM | Trauma | EA
02.231.510 | 10886982062710 | 5.0MM VARIABLE ANGLE LOCKING SCREW/SLF-TPNG/HEX/110MM | Trauma | EA
02.231.515 | 10886982062727 | 5.0MM VARIABLE ANGLE LOCKING SCREW/SLF-TPNG/HEX/115MM | Trauma | EA
02.231.520 | 10886982062734 | 5.0MM VARIABLE ANGLE LOCKING SCREW/SLF-TPNG/HEX/120MM | Trauma | EA
02.231.525 | 10886982062741 | 5.0MM VARIABLE ANGLE LOCKING SCREW/SLF-TPNG/HEX/125MM | Trauma | EA
02.231.530 | 10886982062758 | 5.0MM VARIABLE ANGLE LOCKING SCREW/SLF-TPNG/HEX/130MM | Trauma | EA
02.231.535 | 10886982062765 | 5.0MM VARIABLE ANGLE LOCKING SCREW/SLF-TPNG/HEX/135MM | Trauma | EA
02.231.540 | 10886982062772 | 5.0MM VARIABLE ANGLE LOCKING SCREW/SLF-TPNG/HEX/140MM | Trauma | EA
02.231.545 | 10886982062789 | 5.0MM VARIABLE ANGLE LOCKING SCREW/SLF-TPNG/HEX/145MM | Trauma | EA
02.231.695 | 10886982062949 | 5.0MM CANNULATED VA LOCKING SCREW/SLF-TPNG/95MM | Trauma | EA
02.231.700 | 10886982062963 | 5.0MM CANNULATED VA LOCKING SCREW/SLF-TPNG/100MM | Trauma | EA
02.231.705 | 10886982062987 | 5.0MM CANNULATED VA LOCKING SCREW/SLF-TPNG/105MM | Trauma | EA
02.231.710 | 10886982063007 | 5.0MM CANNULATED VA LOCKING SCREW/SLF-TPNG/110MM | Trauma | EA
02.231.715 | 10886982063021 | 5.0MM CANNULATED VA LOCKING SCREW/SLF-TPNG/115MM | Trauma | EA
02.231.720 | 10886982063038 | 5.0MM CANNULATED VA LOCKING SCREW/SLF-TPNG/120MM | Trauma | EA
02.231.725 | 10886982063045 | 5.0MM CANNULATED VA LOCKING SCREW/SLF-TPNG/125MM | Trauma | EA
02.231.730 | 10886982063052 | 5.0MM CANNULATED VA LOCKING SCREW/SLF-TPNG/130MM | Trauma | EA
02.231.735 | 10886982063069 | 5.0MM CANNULATED VA LOCKING SCREW/SLF-TPNG/135MM | Trauma | EA
01.111.479E | 10886982022042 | 2.4MM TI VA-LCP DISTAL RADIUS SYSTEM-EVAL SET | Trauma | EA
02.231.740 | 10886982063076 | 5.0MM CANNULATED VA LOCKING SCREW/SLF-TPNG/140MM | Trauma | EA
02.231.745 | 10886982063083 | 5.0MM CANNULATED VA LOCKING SCREW/SLF-TPNG/145MM | Trauma | EA
04.231.108 | 10886982125637 | 5.0MM TI PERIPROSTHETIC VA LCKNG SCR/SLF-TPNG/HEX/8MM | Trauma | EA
04.231.110 | 10886982125644 | 5.0MM TI PERIPROSTHETIC VA LCKNG SCR/SLF-TPNG/HEX/10MM | Trauma | EA
04.231.112 | 10886982125651 | 5.0MM TI PERIPROSTHETIC VA LCKNG SCR/SLF-TPNG/HEX/12MM | Trauma | EA
04.231.114 | 10886982125668 | 5.0MM TI PERIPROSTHETIC VA LCKNG SCR/SLF-TPNG/HEX/14MM | Trauma | EA
02.231.820 | 10886982063090 | 5.0MM CANNULATED VA SPHERICAL SCREW/PARTIAL THREAD/20MM | Trauma | EA
02.231.825 | 10886982063106 | 5.0MM CANNULATED VA SPHERICAL SCREW/PARTIAL THREAD/25MM | Trauma | EA
02.231.830 | 10886982063113 | 5.0MM CANNULATED VA SPHERICAL SCREW/PARTIAL THREAD/30MM | Trauma | EA
02.231.835 | 10886982063120 | 5.0MM CANNULATED VA SPHERICAL SCREW/PARTIAL THREAD/35MM | Trauma | EA
02.231.840 | 10886982063137 | 5.0MM CANNULATED VA SPHERICAL SCREW/PARTIAL THREAD/40MM | Trauma | EA
02.231.845 | 10886982063144 | 5.0MM CANNULATED VA SPHERICAL SCREW/PARTIAL THREAD/45MM | Trauma | EA
02.231.850 | 10886982063151 | 5.0MM CANNULATED VA SPHERICAL SCREW/PARTIAL THREAD/50MM | Trauma | EA
02.231.855 | 10886982063168 | 5.0MM CANNULATED VA SPHERICAL SCREW/PARTIAL THREAD/55MM | Trauma | EA
02.231.860 | 10886982063175 | 5.0MM CANNULATED VA SPHERICAL SCREW/PARTIAL THREAD/60MM | Trauma | EA
02.231.865 | 10886982063182 | 5.0MM CANNULATED VA SPHERICAL SCREW/PARTIAL THREAD/65MM | Trauma | EA
02.231.870 | 10886982063199 | 5.0MM CANNULATED VA SPHERICAL SCREW/PARTIAL THREAD/70MM | Trauma | EA
02.231.875 | 10886982063205 | 5.0MM CANNULATED VA SPHERICAL SCREW/PARTIAL THREAD/75MM | Trauma | EA
02.231.880 | 10886982063212 | 5.0MM CANNULATED VA SPHERICAL SCREW/PARTIAL THREAD/80MM | Trauma | EA
02.231.885 | 10886982063229 | 5.0MM CANNULATED VA SPHERICAL SCREW/PARTIAL THREAD/85MM | Trauma | EA
02.231.890 | 10886982063236 | 5.0MM CANNULATED VA SPHERICAL SCREW/PARTIAL THREAD/90MM | Trauma | EA
02.231.895 | 10886982063243 | 5.0MM CANNULATED VA CONICAL SCREW/PARTIAL THREAD/95MM | Trauma | EA
02.231.900 | 10886982063267 | 5.0MM CANNULATED VA CONICAL SCREW/PARTIAL THREAD/100MM | Trauma | EA
04.231.116 | 10886982125675 | 5.0MM TI PERIPROSTHETIC VA LCKNG SCR/SLF-TPNG/HEX/16MM | Trauma | EA
02.231.905 | 10886982063281 | 5.0MM CANNULATED VA CONICAL SCREW/PARTIAL THREAD/105MM | Trauma | EA
02.231.910 | 10886982063304 | 5.0MM CANNULATED VA CONICAL SCREW/PARTIAL THREAD/110MM | Trauma | EA
02.231.915 | 10886982063328 | 5.0MM CANNULATED VA CONICAL SCREW/PARTIAL THREAD/115MM | Trauma | EA
02.231.920 | 10886982063335 | 5.0MM CANNULATED VA CONICAL SCREW/PARTIAL THREAD/120MM | Trauma | EA
02.231.925 | 10886982063342 | 5.0MM CANNULATED VA CONICAL SCREW/PARTIAL THREAD/125MM | Trauma | EA
04.231.118 | 10886982125682 | 5.0MM TI PERIPROSTHETIC VA LCKNG SCR/SLF-TPNG/HEX/18MM | Trauma | EA
02.231.930 | 10886982063359 | 5.0MM CANNULATED VA CONICAL SCREW/PARTIAL THREAD/130MM | Trauma | EA
02.231.935 | 10886982063366 | 5.0MM CANNULATED VA CONICAL SCREW/PARTIAL THREAD/135MM | Trauma | EA
02.231.940 | 10886982063373 | 5.0MM CANNULATED VA CONICAL SCREW/PARTIAL THREAD/140MM | Trauma | EA
02.231.945 | 10886982063380 | 5.0MM CANNULATED VA CONICAL SCREW/PARTIAL THREAD/145MM | Trauma | EA
04.231.120 | 10886982125699 | 5.0MM TI PERIPROSTHETIC VA LCKNG SCR/SLF-TPNG/HEX/20MM | Trauma | EA
02.231.108 | 10886982061928 | 5.0MM PERIPROSTHETIC VA LCKNG SCREW/SLF-TPNG/HEX/8MM | Trauma | EA
02.231.110 | 10886982061935 | 5.0MM PERIPROSTHETIC VA LCKNG SCREW/SLF-TPNG/HEX/10MM | Trauma | EA
02.231.112 | 10886982061942 | 5.0MM PERIPROSTHETIC VA LCKNG SCREW/SLF-TPNG/HEX/12MM | Trauma | EA
02.231.114 | 10886982061959 | 5.0MM PERIPROSTHETIC VA LCKNG SCREW/SLF-TPNG/HEX/14MM | Trauma | EA
02.231.116 | 10886982061966 | 5.0MM PERIPROSTHETIC VA LCKNG SCREW/SLF-TPNG/HEX/16MM | Trauma | EA
02.231.118 | 10886982061973 | 5.0MM PERIPROSTHETIC VA LCKNG SCREW/SLF-TPNG/HEX/18MM | Trauma | EA
02.231.120 | 10886982061980 | 5.0MM PERIPROSTHETIC VA LCKNG SCREW/SLF-TPNG/HEX/20MM | Trauma | EA
04.231.414 | 10886982126122 | 5.0MM TI VARIABLE ANGLE LCKNG SCREW/SLF-TPNG/HEX/14MM | Trauma | EA
04.231.416 | 10886982126139 | 5.0MM TI VARIABLE ANGLE LCKNG SCREW/SLF-TPNG/HEX/16MM | Trauma | EA
04.231.418 | 10886982126146 | 5.0MM TI VARIABLE ANGLE LCKNG SCREW/SLF-TPNG/HEX/18MM | Trauma | EA
04.231.420 | 10886982126153 | 5.0MM TI VARIABLE ANGLE LCKNG SCREW/SLF-TPNG/HEX/20MM | Trauma | EA
04.231.422 | 10886982126160 | 5.0MM TI VARIABLE ANGLE LCKNG SCREW/SLF-TPNG/HEX/22MM | Trauma | EA
04.231.424 | 10886982126177 | 5.0MM TI VARIABLE ANGLE LCKNG SCREW/SLF-TPNG/HEX/24MM | Trauma | EA
04.231.426 | 10886982126184 | 5.0MM TI VARIABLE ANGLE LCKNG SCREW/SLF-TPNG/HEX/26MM | Trauma | EA
04.231.428 | 10886982126191 | 5.0MM TI VARIABLE ANGLE LCKNG SCREW/SLF-TPNG/HEX/28MM | Trauma | EA
04.231.430 | 10886982126207 | 5.0MM TI VARIABLE ANGLE LCKNG SCREW/SLF-TPNG/HEX/30MM | Trauma | EA
04.231.432 | 10886982126214 | 5.0MM TI VARIABLE ANGLE LCKNG SCREW/SLF-TPNG/HEX/32MM | Trauma | EA
04.231.434 | 10886982126221 | 5.0MM TI VARIABLE ANGLE LCKNG SCREW/SLF-TPNG/HEX/34MM | Trauma | EA
04.231.436 | 10886982126238 | 5.0MM TI VARIABLE ANGLE LCKNG SCREW/SLF-TPNG/HEX/36MM | Trauma | EA
04.231.438 | 10886982126245 | 5.0MM TI VARIABLE ANGLE LCKNG SCREW/SLF-TPNG/HEX/38MM | Trauma | EA
04.231.440 | 10886982126252 | 5.0MM TI VARIABLE ANGLE LCKNG SCREW/SLF-TPNG/HEX/40MM | Trauma | EA
04.231.442 | 10886982126269 | 5.0MM TI VARIABLE ANGLE LCKNG SCREW/SLF-TPNG/HEX/42MM | Trauma | EA
04.231.444 | 10886982126276 | 5.0MM TI VARIABLE ANGLE LCKNG SCREW/SLF-TPNG/HEX/44MM | Trauma | EA
04.231.446 | 10886982126283 | 5.0MM TI VARIABLE ANGLE LCKNG SCREW/SLF-TPNG/HEX/46MM | Trauma | EA
04.231.448 | 10886982126290 | 5.0MM TI VARIABLE ANGLE LCKNG SCREW/SLF-TPNG/HEX/48MM | Trauma | EA
04.231.450 | 10886982126306 | 5.0MM TI VARIABLE ANGLE LCKNG SCREW/SLF-TPNG/HEX/50MM | Trauma | EA
04.231.455 | 10886982126313 | 5.0MM TI VARIABLE ANGLE LCKNG SCREW/SLF-TPNG/HEX/55MM | Trauma | EA
04.231.620 | 10886982126504 | 5.0MM TI CANNULATED VA LOCKING SCREW/20MM | Trauma | EA
04.231.625 | 10886982126511 | 5.0MM TI CANNULATED VA LOCKING SCREW/25MM | Trauma | EA
04.231.630 | 10886982126528 | 5.0MM TI CANNULATED VA LOCKING SCREW/30MM | Trauma | EA
04.231.635 | 10886982126535 | 5.0MM TI CANNULATED VA LOCKING SCREW/35MM | Trauma | EA
04.231.640 | 10886982126542 | 5.0MM TI CANNULATED VA LOCKING SCREW/40MM | Trauma | EA
04.231.645 | 10886982126559 | 5.0MM TI CANNULATED VA LOCKING SCREW/45MM | Trauma | EA
04.231.650 | 10886982126566 | 5.0MM TI CANNULATED VA LOCKING SCREW/50MM | Trauma | EA
04.231.655 | 10886982126573 | 5.0MM TI CANNULATED VA LOCKING SCREW/55MM | Trauma | EA
04.231.660 | 10886982126580 | 5.0MM TI CANNULATED VA LOCKING SCREW/60MM | Trauma | EA
04.231.665 | 10886982126597 | 5.0MM TI CANNULATED VA LOCKING SCREW/65MM | Trauma | EA
04.231.670 | 10886982126603 | 5.0MM TI CANNULATED VA LOCKING SCREW/70MM | Trauma | EA
04.231.675 | 10886982126610 | 5.0MM TI CANNULATED VA LOCKING SCREW/75MM | Trauma | EA
04.231.680 | 10886982126627 | 5.0MM TI CANNULATED VA LOCKING SCREW/80MM | Trauma | EA
04.231.685 | 10886982126634 | 5.0MM TI CANNULATED VA LOCKING SCREW/85MM | Trauma | EA
04.231.690 | 10886982126641 | 5.0MM TI CANNULATED VA LOCKING SCREW/90MM | Trauma | EA
04.231.695 | 10886982126658 | 5.0MM TI CANNULATED VA LOCKING SCREW/SLF-TPNG/95MM | Trauma | EA
04.231.700 | 10886982126672 | 5.0MM TI CANNULATED VA LOCKING SCREW/SLF-TPNG/100MM | Trauma | EA
04.231.705 | 10886982126696 | 5.0MM TI CANNULATED VA LOCKING SCREW/SLF-TPNG/105MM | Trauma | EA
04.231.710 | 10886982126719 | 5.0MM TI CANNULATED VA LOCKING SCREW/SLF-TPNG/110MM | Trauma | EA
04.231.715 | 10886982126733 | 5.0MM TI CANNULATED VA LOCKING SCREW/SLF-TPNG/115MM | Trauma | EA
04.231.720 | 10886982126740 | 5.0MM TI CANNULATED VA LOCKING SCREW/SLF-TPNG/120MM | Trauma | EA
04.231.725 | 10886982126757 | 5.0MM TI CANNULATED VA LOCKING SCREW/SLF-TPNG/125MM | Trauma | EA
04.231.730 | 10886982126764 | 5.0MM TI CANNULATED VA LOCKING SCREW/SLF-TPNG/130MM | Trauma | EA
04.231.735 | 10886982126771 | 5.0MM TI CANNULATED VA LOCKING SCREW/SLF-TPNG/135MM | Trauma | EA
04.231.740 | 10886982126788 | 5.0MM TI CANNULATED VA LOCKING SCREW/SLF-TPNG/140MM | Trauma | EA
04.231.745 | 10886982126795 | 5.0MM TI CANNULATED VA LOCKING SCREW/SLF-TPNG/145MM | Trauma | EA
04.231.820 | 10886982126801 | 5.0MM TI CANN VA SPHERICAL SCREW/PARTIAL THREAD/20MM | Trauma | EA
04.231.825 | 10886982126818 | 5.0MM TI CANN VA SPHERICAL SCREW/PARTIAL THREAD/25MM | Trauma | EA
04.231.830 | 10886982126825 | 5.0MM TI CANN VA SPHERICAL SCREW/PARTIAL THREAD/30MM | Trauma | EA
04.231.835 | 10886982126832 | 5.0MM TI CANN VA SPHERICAL SCREW/PARTIAL THREAD/35MM | Trauma | EA
04.231.840 | 10886982126849 | 5.0MM TI CANN VA SPHERICAL SCREW/PARTIAL THREAD/40MM | Trauma | EA
04.231.845 | 10886982126856 | 5.0MM TI CANN VA SPHERICAL SCREW/PARTIAL THREAD/45MM | Trauma | EA
04.231.850 | 10886982126863 | 5.0MM TI CANN VA SPHERICAL SCREW/PARTIAL THREAD/50MM | Trauma | EA
04.231.855 | 10886982126870 | 5.0MM TI CANN VA SPHERICAL SCREW/PARTIAL THREAD/55MM | Trauma | EA
04.231.860 | 10886982126887 | 5.0MM TI CANN VA SPHERICAL SCREW/PARTIAL THREAD/60MM | Trauma | EA
04.231.865 | 10886982126894 | 5.0MM TI CANN VA SPHERICAL SCREW/PARTIAL THREAD/65MM | Trauma | EA
04.231.460 | 10886982126320 | 5.0MM TI VARIABLE ANGLE LCKNG SCREW/SLF-TPNG/HEX/60MM | Trauma | EA
04.231.465 | 10886982126337 | 5.0MM TI VARIABLE ANGLE LCKNG SCREW/SLF-TPNG/HEX/65MM | Trauma | EA
04.231.470 | 10886982126344 | 5.0MM TI VARIABLE ANGLE LCKNG SCREW/SLF-TPNG/HEX/70MM | Trauma | EA
04.231.475 | 10886982126351 | 5.0MM TI VARIABLE ANGLE LCKNG SCREW/SLF-TPNG/HEX/75MM | Trauma | EA
04.231.480 | 10886982126368 | 5.0MM TI VARIABLE ANGLE LCKNG SCREW/SLF-TPNG/HEX/80MM | Trauma | EA
04.231.485 | 10886982126375 | 5.0MM TI VARIABLE ANGLE LCKNG SCREW/SLF-TPNG/HEX/85MM | Trauma | EA
04.231.495 | 10886982126399 | 5.0MM TI VARIABLE ANGLE LCKNG SCREW/SLF-TPNG/HEX/95MM | Trauma | EA
04.231.500 | 10886982126405 | 5.0MM TI VARIABLE ANGLE LCKNG SCREW/SLF-TPNG/HEX/100MM | Trauma | EA
04.231.505 | 10886982126412 | 5.0MM TI VARIABLE ANGLE LCKNG SCREW/SLF-TPNG/HEX/105MM | Trauma | EA
04.231.510 | 10886982126429 | 5.0MM TI VARIABLE ANGLE LCKNG SCREW/SLF-TPNG/HEX/110MM | Trauma | EA
04.231.515 | 10886982126436 | 5.0MM TI VARIABLE ANGLE LCKNG SCREW/SLF-TPNG/HEX/115MM | Trauma | EA
04.231.520 | 10886982126443 | 5.0MM TI VARIABLE ANGLE LCKNG SCREW/SLF-TPNG/HEX/120MM | Trauma | EA
04.231.525 | 10886982126450 | 5.0MM TI VARIABLE ANGLE LCKNG SCREW/SLF-TPNG/HEX/125MM | Trauma | EA
04.231.870 | 10886982126900 | 5.0MM TI CANN VA SPHERICAL SCREW/PARTIAL THREAD/70MM | Trauma | EA
04.231.875 | 10886982126917 | 5.0MM TI CANN VA SPHERICAL SCREW/PARTIAL THREAD/75MM | Trauma | EA
04.231.880 | 10886982126924 | 5.0MM TI CANN VA SPHERICAL SCREW/PARTIAL THREAD/80MM | Trauma | EA
04.231.530 | 10886982126467 | 5.0MM TI VARIABLE ANGLE LCKNG SCREW/SLF-TPNG/HEX/130MM | Trauma | EA
04.231.885 | 10886982126931 | 5.0MM TI CANN VA SPHERICAL SCREW/PARTIAL THREAD/85MM | Trauma | EA
04.231.890 | 10886982126948 | 5.0MM TI CANN VA SPHERICAL SCREW/PARTIAL THREAD/90MM | Trauma | EA
04.231.895 | 10886982126955 | 5.0MM TI CANNULATED VA CONICAL SCREW/PARTIAL THREAD/95MM | Trauma | EA
04.231.535 | 10886982126474 | 5.0MM TI VARIABLE ANGLE LCKNG SCREW/SLF-TPNG/HEX/135MM | Trauma | EA
04.231.900 | 10886982126979 | 5.0MM TI CANNULATED VA CONICAL SCREW/PARTIAL THREAD/100MM | Trauma | EA
04.231.905 | 10886982126993 | 5.0MM TI CANNULATED VA CONICAL SCREW/PARTIAL THREAD/105MM | Trauma | EA
04.231.910 | 10886982127013 | 5.0MM TI CANNULATED VA CONICAL SCREW/PARTIAL THREAD/110MM | Trauma | EA
04.231.540 | 10886982126481 | 5.0MM TI VARIABLE ANGLE LCKNG SCREW/SLF-TPNG/HEX/140MM | Trauma | EA
04.231.915 | 10886982127037 | 5.0MM TI CANNULATED VA CONICAL SCREW/PARTIAL THREAD/115MM | Trauma | EA
04.231.920 | 10886982127044 | 5.0MM TI CANNULATED VA CONICAL SCREW/PARTIAL THREAD/120MM | Trauma | EA
04.231.925 | 10886982127051 | 5.0MM TI CANNULATED VA CONICAL SCREW/PARTIAL THREAD/125MM | Trauma | EA
04.231.545 | 10886982126498 | 5.0MM TI VARIABLE ANGLE LCKNG SCREW/SLF-TPNG/HEX/145MM | Trauma | EA
04.231.930 | 10886982127068 | 5.0MM TI CANNULATED VA CONICAL SCREW/PARTIAL THREAD/130MM | Trauma | EA
04.231.935 | 10886982127075 | 5.0MM TI CANNULATED VA CONICAL SCREW/PARTIAL THREAD/135MM | Trauma | EA
04.231.940 | 10886982127082 | 5.0MM TI CANNULATED VA CONICAL SCREW/PARTIAL THREAD/140MM | Trauma | EA
04.231.945 | 10886982127099 | 5.0MM TI CANNULATED VA CONICAL SCREW/PARTIAL THREAD/145MM | Trauma | EA
04.231.490 | 10886982126382 | 5.0MM TI VARIABLE ANGLE LCKNG SCREW/SLF-TPNG/HEX/90MM | Trauma | EA
04.231.008 | 10886982125507 | 5.0MM TI PERIPR VA LOCKING SCREW/SLF-TPNG STRDRV/8MM | Trauma | EA
04.231.010 | 10886982125521 | 5.0MM TI PERIPR VA LOCKING SCREW/SLF-TPNG STRDRV/10MM | Trauma | EA
04.231.012 | 10886982125545 | 5.0MM TI PERIPR VA LOCKING SCREW/SLF-TPNG STRDRV/12MM | Trauma | EA
04.231.014 | 10886982125569 | 5.0MM TI PERIPR VA LOCKING SCREW/SLF-TPNG STRDRV/14MM | Trauma | EA
04.231.016 | 10886982125583 | 5.0MM TI PERIPR VA LOCKING SCREW/SLF-TPNG STRDRV/16MM | Trauma | EA
04.231.018 | 10886982125606 | 5.0MM TI PERIPR VA LOCKING SCREW/SLF-TPNG STRDRV/18MM | Trauma | EA
04.231.020 | 10886982125620 | 5.0MM TI PERIPR VA LOCKING SCREW/SLF-TPNG STRDRV/20MM | Trauma | EA
02.231.008 | 10886982061799 | 5.0MM PERIPROSTHETIC VA LCKNG SCREW/SLF-TPNG/STRDRV/8MM | Trauma | EA
02.231.020 | 10886982061911 | 5.0MM PERIPROSTHETIC VA LCKNG SCREW/SLF-TPNG/STRDRV/20MM | Trauma | EA
04.231.214 | 10886982125705 | 5.0MM TI VARIABLE ANGLE LCKNG SCREW/SLF-TPNG/STRDRV/14MM | Trauma | EA
04.231.216 | 10886982125712 | 5.0MM TI VARIABLE ANGLE LCKNG SCREW/SLF-TPNG/STRDRV/16MM | Trauma | EA
04.231.218 | 10886982125729 | 5.0MM TI VARIABLE ANGLE LCKNG SCREW/SLF-TPNG/STRDRV/18MM | Trauma | EA
04.231.220 | 10886982125736 | 5.0MM TI VARIABLE ANGLE LCKNG SCREW/SLF-TPNG/STRDRV/20MM | Trauma | EA
04.231.222 | 10886982125743 | 5.0MM TI VARIABLE ANGLE LCKNG SCREW/SLF-TPNG/STRDRV/22MM | Trauma | EA
04.231.224 | 10886982125750 | 5.0MM TI VARIABLE ANGLE LCKNG SCREW/SLF-TPNG/STRDRV/24MM | Trauma | EA
04.231.226 | 10886982125767 | 5.0MM TI VARIABLE ANGLE LCKNG SCREW/SLF-TPNG/STRDRV/26MM | Trauma | EA
04.231.228 | 10886982125774 | 5.0MM TI VARIABLE ANGLE LCKNG SCREW/SLF-TPNG/STRDRV/28MM | Trauma | EA
04.231.230 | 10886982125781 | 5.0MM TI VARIABLE ANGLE LCKNG SCREW/SLF-TPNG/STRDRV/30MM | Trauma | EA
04.231.232 | 10886982125798 | 5.0MM TI VARIABLE ANGLE LCKNG SCREW/SLF-TPNG/STRDRV/32MM | Trauma | EA
04.231.234 | 10886982125804 | 5.0MM TI VARIABLE ANGLE LCKNG SCREW/SLF-TPNG/STRDRV/34MM | Trauma | EA
04.231.236 | 10886982125811 | 5.0MM TI VARIABLE ANGLE LCKNG SCREW/SLF-TPNG/STRDRV/36MM | Trauma | EA
04.231.238 | 10886982125828 | 5.0MM TI VARIABLE ANGLE LCKNG SCREW/SLF-TPNG/STRDRV/38MM | Trauma | EA
04.231.240 | 10886982125835 | 5.0MM TI VARIABLE ANGLE LCKNG SCREW/SLF-TPNG/STRDRV/40MM | Trauma | EA
04.231.242 | 10886982125842 | 5.0MM TI VARIABLE ANGLE LCKNG SCREW/SLF-TPNG/STRDRV/42MM | Trauma | EA
04.231.244 | 10886982125859 | 5.0MM TI VARIABLE ANGLE LCKNG SCREW/SLF-TPNG/STRDRV/44MM | Trauma | EA
04.231.246 | 10886982125866 | 5.0MM TI VARIABLE ANGLE LCKNG SCREW/SLF-TPNG/STRDRV/46MM | Trauma | EA
04.231.248 | 10886982125873 | 5.0MM TI VARIABLE ANGLE LCKNG SCREW/SLF-TPNG/STRDRV/48MM | Trauma | EA
04.231.250 | 10886982125880 | 5.0MM TI VARIABLE ANGLE LCKNG SCREW/SLF-TPNG/STRDRV/50MM | Trauma | EA
04.231.255 | 10886982125897 | 5.0MM TI VARIABLE ANGLE LCKNG SCREW/SLF-TPNG/STRDRV/55MM | Trauma | EA
04.231.260 | 10886982125903 | 5.0MM TI VARIABLE ANGLE LCKNG SCREW/SLF-TPNG/STRDRV/60MM | Trauma | EA
04.231.265 | 10886982125910 | 5.0MM TI VARIABLE ANGLE LCKNG SCREW/SLF-TPNG/STRDRV/65MM | Trauma | EA
04.231.270 | 10886982125927 | 5.0MM TI VARIABLE ANGLE LCKNG SCREW/SLF-TPNG/STRDRV/70MM | Trauma | EA
04.231.275 | 10886982125934 | 5.0MM TI VARIABLE ANGLE LCKNG SCREW/SLF-TPNG/STRDRV/75MM | Trauma | EA
04.231.280 | 10886982125941 | 5.0MM TI VARIABLE ANGLE LCKNG SCREW/SLF-TPNG/STRDRV/80MM | Trauma | EA
04.231.285 | 10886982125958 | 5.0MM TI VARIABLE ANGLE LCKNG SCREW/SLF-TPNG/STRDRV/85MM | Trauma | EA
04.231.290 | 10886982125965 | 5.0MM TI VARIABLE ANGLE LCKNG SCREW/SLF-TPNG/STRDRV/90MM | Trauma | EA
04.231.295 | 10886982125972 | 5.0MM TI VARIABLE ANGLE LCKNG SCREW/SLF-TPNG/STRDRV/95MM | Trauma | EA
04.231.300 | 10886982125996 | 5.0MM TI VARIABLE ANGLE LCKNG SCREW/SLF-TPNG/STRDRV/100MM | Trauma | EA
04.231.305 | 10886982126016 | 5.0MM TI VARIABLE ANGLE LCKNG SCREW/SLF-TPNG/STRDRV/105MM | Trauma | EA
04.231.310 | 10886982126030 | 5.0MM TI VARIABLE ANGLE LCKNG SCREW/SLF-TPNG/STRDRV/110MM | Trauma | EA
04.231.315 | 10886982126054 | 5.0MM TI VARIABLE ANGLE LCKNG SCREW/SLF-TPNG/STRDRV/115MM | Trauma | EA
04.231.320 | 10886982126061 | 5.0MM TI VARIABLE ANGLE LCKNG SCREW/SLF-TPNG/STRDRV/120MM | Trauma | EA
04.231.325 | 10886982126078 | 5.0MM TI VARIABLE ANGLE LCKNG SCREW/SLF-TPNG/STRDRV/125MM | Trauma | EA
04.231.330 | 10886982126085 | 5.0MM TI VARIABLE ANGLE LCKNG SCREW/SLF-TPNG/STRDRV/130MM | Trauma | EA
04.231.335 | 10886982126092 | 5.0MM TI VARIABLE ANGLE LCKNG SCREW/SLF-TPNG/STRDRV/135MM | Trauma | EA
04.231.340 | 10886982126108 | 5.0MM TI VARIABLE ANGLE LCKNG SCREW/SLF-TPNG/STRDRV/140MM | Trauma | EA
04.231.345 | 10886982126115 | 5.0MM TI VARIABLE ANGLE LCKNG SCREW/SLF-TPNG/STRDRV/145MM | Trauma | EA
02.231.295 | 10886982062260 | 5.0MM VARIABLE ANGLE LOCKNG SCREW/SLF-TPNG/STRDRV/95MM | Trauma | EA
02.231.300 | 10886982062284 | 5.0MM VARIABLE ANGLE LOCKNG SCREW/SLF-TPNG/STRDRV/100MM | Trauma | EA
02.231.305 | 10886982062307 | 5.0MM VARIABLE ANGLE LOCKNG SCREW/SLF-TPNG/STRDRV/105MM | Trauma | EA
02.231.310 | 10886982062321 | 5.0MM VARIABLE ANGLE LOCKNG SCREW/SLF-TPNG/STRDRV/110MM | Trauma | EA
02.231.315 | 10886982062345 | 5.0MM VARIABLE ANGLE LOCKNG SCREW/SLF-TPNG/STRDRV/115MM | Trauma | EA
02.231.320 | 10886982062352 | 5.0MM VARIABLE ANGLE LOCKNG SCREW/SLF-TPNG/STRDRV/120MM | Trauma | EA
02.231.325 | 10886982062369 | 5.0MM VARIABLE ANGLE LOCKNG SCREW/SLF-TPNG/STRDRV/125MM | Trauma | EA
02.231.330 | 10886982062376 | 5.0MM VARIABLE ANGLE LOCKNG SCREW/SLF-TPNG/STRDRV/130MM | Trauma | EA
02.231.335 | 10886982062383 | 5.0MM VARIABLE ANGLE LOCKNG SCREW/SLF-TPNG/STRDRV/135MM | Trauma | EA
02.231.340 | 10886982062390 | 5.0MM VARIABLE ANGLE LOCKNG SCREW/SLF-TPNG/STRDRV/140MM | Trauma | EA
02.231.345 | 10886982062406 | 5.0MM VARIABLE ANGLE LOCKNG SCREW/SLF-TPNG/STRDRV/145MM | Trauma | EA
SD314.075 | 10886982004666 | 2.5MM HEX SCREWDRIVER CANNULATED/ERGONOMIC HANDLE | Trauma | EA
60.113.003 | 10886982243591 | INSTRUMENT TRAY F/3.5MM LCP PERCUTANEOUS INSTRUMENT SYSTEM | Trauma | EA
532.032VLN | 10886982240736 | SMALL BATTERY DRIVE CASING FOR 14.4V BATTERY-VET LOANER | Trauma | EA
532.021VLN | 10886982240606 | SAGITTAL SAW ATTACHMENT VET LOANER | Trauma | EA
05.001.250VLN | 10886982130198 | AO/ASIF QUICK COUPLING FOR DRILL BITS-VET LOANER | Trauma | EA
05.001.253VLN | 10886982130266 | LARGE CHUCK WITH KEY DRILLING SPEED-VET LOANER | Trauma | EA
05.001.254VLN | 10886982130297 | LARGE CHUCK WITH KEY REAMING SPEED-VET LOANER | Trauma | EA
SD360.030 | 10886982006400 | PNEUMATIC ISOMETER | Trauma | EA
05.001.007 | 10886982128195 | IRRIGATION BOTTLE HOLDER FOR EPD CONSOLE | Trauma | EA
689.509 | 10886982251787 | VARIO CASE FRAME SIZE 1/1 | Trauma | EA
60.111.308 | 10886982242983 | LID FOR 2.4MM VAL INTERCARPAL FUSION SYSTEM MODULE | Trauma | EA
02.111.304.01S | 10886982031631 | 1.25MM KIRSCHNER WIRE WITH TROCAR TIP/80MM-STERILE | Trauma | EA
01.100.300 | 10886982020314 | HIP PRESERVATION SURGERY SET W/ALUMINUM RETRACTORS | Trauma | EA
01.100.301 | 10886982020321 | HIP PRESERVATION SURGERY SET W/STAINLESS STEEL RETRACTORS | Trauma | EA
01.100.301E | 10886982020338 | HIP PRESERVATION SURGERY SET EVAL | Trauma | EA
01.221.000 | 10886982025852 | CERCLAGE PASSER INSTRUMENT SET | Trauma | EA
60.019.006 | 10886982242037 | LID F/MULTILOC HUMERAL NAIL LOCKING SET GRAPHIC CASE | Trauma | EA
60.019.007 | 10886982242044 | BASE F/MULTILOC HUMERAL NAIL LOCKING SET GRAPHIC CASE | Trauma | EA
60.019.005 | 10886982242020 | GRAPHIC CASE FOR MULTILOC HUMERAL NAIL LOCKING SET | Trauma | EA
SD03.010.401 | 10886982002600 | PERCUTANEOUS INSERTION HANDLE FOR TIBIAL NAILS-EX | Trauma | EA
03.002.115.10 | 10886982066480 | ULTRASONIC HANDPIECE SHEATH FOR SYNSONIC NAIL SYSTEM | Trauma | EA
60.019.008 | 10886982242051 | LID F/SCREW RACK F/MULTILOC HUMERAL NAILING SYSTEM | Trauma | EA
01.122.033FE | 10886982024855 | PROXIMAL HUMERUS INSTRUMENT MODULE SET | Trauma | EA
01.122.033 | 10886982024831 | PROXIMAL HUMERUS INSTRUMENT SET/WITH MODULE | Trauma | EA
01.122.032 | 10886982024824 | PROXIMAL HUMERUS INSTRUMENT SET | Trauma | EA
03.231.014 | 10886982077424 | 3.5MM HEX SCREWDRIVER SHAFT FOR 6NM TORQUE LIMIT T-HANDLE | Trauma | EA
03.231.011 | 10886982077387 | 4.3MM VA SPHERICAL DRILL GUIDE SHORT F/5.0MM VA LCKNG SCREWS | Trauma | EA
03.231.012 | 10886982077394 | 2.5MM VA SPHERICAL WIRE GUIDE F/5.0MM VA CANN LCKNG SCREWS | Trauma | EA
60.231.016 | 10886982248596 | GRAPHIC CASE FOR 4.5MM VA-LCP CURVED CONDYLAR AIMING INSTR | Trauma | EA
60.231.015 | 10886982248589 | GRAPHIC CASE FOR 4.5MM VA-LCP CURVED CONDYLAR PLATE SET | Trauma | EA
60.231.017 | 10886982248602 | GRAPHIC CASE FOR 4.5MM VA-LCP INSTRUMENT AND SCREW SET | Trauma | EA
530.625 | 10886982240033 | STERILIZABLE BATTERY FOR BATTERY POWER LINE | Trauma | EA
530.626 | 10886982240040 | ADAPTOR FOR BATTERY CHARGER FOR BPL STERILIZABLE BATTERY | Trauma | EA
60.110.020 | 10886982242624 | SMALL FRAGMENT LCP SCREW SET GRAPHIC CASE | Trauma | EA
60.110.021 | 10886982242631 | SMALL FRAGMENT LCP INSTRUMENT & PLATE SET GRAPHIC CASE | Trauma | EA
60.110.022 | 10886982242648 | LARGE FRAGMENT LCP SCREW SET GRAPHIC CASE | Trauma | EA
05.001.204VLN | 10886982129680 | UNIVERSAL BATTERY CHARGER II VETERINARY LOANER | Trauma | EA
01.550.002 | 10886982027474 | TRAUMA RECON SYSTEM SET MILITARY LEVEL 2 | Trauma | EA
01.550.003 | 10886982027481 | TRAUMA RECON SYSTEM SET MILITARY LEVEL 3 | Trauma | EA
302.711 | 10886982182913 | SMALL INSTRUMENT TRAY FOR USE WITH SMALL CASE | Trauma | EA
302.721 | 10886982182920 | SM INSTRUMENT TRAY W/DIVIDERS FOR USE WITH SMALL CASE | Trauma | EA
03.111.004 | 10886982072061 | 1.8MM VARIABLE ANGLE LOCKING DRILL GUIDE | Trauma | EA
02.111.902.01S | 10886982032515 | 2.0MM KIRSCHNER WIRE W/ DRILL TIP/100MM - STERILE | Trauma | EA
SD357.600 | 10886982006257 | 2.5MM INTRAMEDULLARY CANAL DRILL BIT/950MM | Trauma | EA
SD357.602 | 10886982006271 | 4.0MM INTRAMEDULLARY CANAL DRILL BIT/950MM | Trauma | EA
04.019.005 | 10886982089564 | TI MULTILOC END CAP F/MULTILOC NAIL/5MM EXTENSION | Trauma | EA
04.019.015 | 10886982089601 | TI MULTILOC END CAP F/MULTILOC NAIL/15MM EXTENSION | Trauma | EA
2219 | 10886982156396 | SYNTHES TRAUMA PRICE LIST 2010-2011 | Trauma | EA
2519 | 10886982171832 | SYNTHES VET PRICE LIST 2010-2011 | Trauma | EA
60.120.475 | 10886982247759 | TENSION DEVICE GRAPHIC CASE | Trauma | EA
60.120.474 | 10886982247742 | LCP TROCHANTERIC PLATE INSTRUMENT SET GRAPHIC CASE | Trauma | EA
60.221.001 | 10886982248336 | OSSE-LIGN CABLE SYSTEM GRAPHIC CASE | Trauma | EA
03.124.003 | 10886982074973 | PERC INSERTN HANDLE F/3.5MM LCP PROX TIB PL LOW BEND/LEFT | Trauma | EA
03.124.001 | 10886982074959 | PERCUTANEOUS AIMING ARM F/3.5 LCP PROX TIB LOW BEND PL | Trauma | EA
03.124.002 | 10886982074966 | PERC INSERTN HANDLE F/3.5MM LCP PROX TIB PL LOW BEND/RT | Trauma | EA
02.122.803S | 10886982041951 | 4.5MM VA BUSHING LCP PROX TIB PLATE/3H/LEFT/82MM-STERILE | Trauma | EA
02.122.804S | 10886982041968 | 4.5MM VA BUSHING LCP PROX TIB PLATE/3H/RIGHT/82MM-STERILE | Trauma | EA
02.122.805S | 10886982041975 | 4.5MM VA BUSHING LCP PROX TIB PLATE/5H/LEFT/118MM-STERILE | Trauma | EA
02.122.806S | 10886982041982 | 4.5MM VA BUSHING LCP PROX TIB PLATE/5H/RIGHT/118MM-STERILE | Trauma | EA
02.122.807S | 10886982041999 | 4.5MM VA BUSHING LCP PROX TIB PLATE/7H/LEFT/154MM-STERILE | Trauma | EA
02.122.808S | 10886982042002 | 4.5MM VA BUSHING LCP PROX TIB PLATE/7H/RIGHT/154MM-STERILE | Trauma | EA
02.122.809S | 10886982042019 | 4.5MM VA BUSHING LCP PROX TIB PLATE/9H/LEFT/190MM-STERILE | Trauma | EA
02.122.810S | 10886982042026 | 4.5MM VA BUSHING LCP PROX TIB PLATE/9H/RIGHT/190MM-STERILE | Trauma | EA
01.124.200 | 10886982025036 | 3.5MM LCP PROXIMAL TIBIA PLATE LOW BEND IMPLANT SET | Trauma | EA
01.124.200FE | 10886982025050 | 3.5MM LCP PROXIMAL TIBIA PLATE LOW BEND FIELD EQUIPMENT SET | Trauma | EA
01.124.201 | 10886982025067 | 3.5MM TI LCP PROX TIBIA PLATE LOW BEND IMPLANT SET | Trauma | EA
01.124.200E | 10886982025043 | 3.5MM LCP PROXIMAL TIBIA PLATE LOW BEND IMPLANT EVAL SET | Trauma | EA
01.124.201E | 10886982025074 | 3.5MM TI LCP PROX TIBIA PLATE LOW BEND IMPLANT EVAL SET | Trauma | EA
01.120.704 | 10886982024602 | 3.5MM LCP TIBIAL PLATEAU SET W/PL & 3.7MM CANN LCKNG SCREWS | Trauma | EA
01.120.705 | 10886982024619 | 3.7MM CANN LCKNG & CONICAL SCR TRAY WITH IMPLANTS AND INSTR | Trauma | EA
01.120.706 | 10886982024626 | 3.5MM LCP MEDL & POSTEROMEDIAL PLATE TRAY WITH IMPLANTS | Trauma | EA
01.120.707 | 10886982024633 | 3.5MM LCP PROX TIB PL TRAY W/ LOW BEND PL & 3.5MM LCKNG SCR | Trauma | EA
01.120.708 | 10886982024640 | SMALL FRAG INSTR AND SCR TRAY W/INSTR AND SCR F/TIB PLATEAU | Trauma | EA
01.120.709 | 10886982024657 | 3.5MM LCP TIB PLATEAU SET WITH PL & SMALL FRAG INSTR & SCREWS | Trauma | EA
01.001.600.97 | 10886982018922 | PIEZOELECTRIC SYSTEM CUTTING TIP SET | Trauma | EA
01.001.598.97E | 10886982018915 | PIEZOELECTRIC SYSTEM EVALUATION SET | Trauma | EA
03.110.900 | 10886982072023 | TEMPLATE FOR VA-LCP DIA-META 2-CLMN VOLAR DSTL RADIUS PL | Trauma | EA
68.001.603 | 10886982251466 | WASHING BASKET SIZE 1/2 FOR TRAUMA RECON SYSTEM | Trauma | EA
03.401.084 | 10886982079855 | CURETTE/OVAL/WITH TEETH LENGTH 300MM | Trauma | EA
05.001.136 | 10886982129390 | MEDICAL GRADE POWER CORD THREE PRONGS/EUROPE | Trauma | EA
05.001.137 | 10886982129406 | MEDICAL GRADE POWER CORD THREE PRONGS/AUSTRALIA | Trauma | EA
05.001.138 | 10886982129413 | MEDICAL GRADE POWER CORD THREE PRONGS/GREAT BRITAIN | Trauma | EA
05.001.139 | 10886982129420 | MEDICAL GRADE POWER CORD THREE PRONGS/DENMARK | Trauma | EA
05.001.141 | 10886982129444 | MEDICAL GRADE POWER CORD THREE PRONGS/SWITZERLAND | Trauma | EA
05.001.142 | 10886982129451 | MEDICAL GRADE POWER CORD THREE PRONGS/INDIA/S AFRICA | Trauma | EA
05.001.143 | 10886982129468 | MEDICAL GRADE POWER CORD THREE PRONGS/ITALY | Trauma | EA
05.001.144 | 10886982129475 | MEDICAL GRADE POWER CORD THREE PRONGS/CHINA | Trauma | EA
05.001.145 | 10886982129482 | MEDICAL GRADE POWER CORD THREE PRONGS/JAPAN | Trauma | EA
05.001.146 | 10886982129499 | MEDICAL GRADE POWER CORD THREE PRONGS/ARGENTINA | Trauma | EA
05.001.147 | 10886982129505 | MEDICAL GRADE POWER CORD THREE PRONGS/ISRAEL | Trauma | EA
SD398.228 | 10886982006813 | PROXIMAL FEMUR REDUCTION CLAMP | Trauma | EA
103.516VTE | 10886982133144 | SMALL FRAGMENT LCP PLATE SET VETERINARY EVAL | Trauma | EA
105.435 | 10886982135896 | SMALL FRAGMENT LCP INSTRUMENT/ IMPLANT SET - MILITARY | Trauma | EA
01.110.047 | 10886982021144 | MINI FRAG LCP INSTR/IMPL SET & 2.4MM VA DSTL RAD PL/MILITARY | Trauma | EA
115.406 | 10886982138088 | LARGE FRAGMENT LCP INSTRUMENT/ IMPLANT BASIC SET - MILITARY | Trauma | EA
115.407 | 10886982138095 | LARGE FRAGMENT LCP INSTRUMENT/ IMPLANT EXPANDED SET -MILITARY | Trauma | EA
01.111.125 | 10886982021656 | MINI FRAGMENT LCP INSTRUMENT/ IMPLANT SET - MILITARY | Trauma | EA
02.108.200E | 10886982029577 | 3.0MM DRILL TIP GUIDE WIRE WITH THREADS 230MM | Trauma | EA
05.001.002LN | 10886982128171 | BASIC CONSOLE FOR ELECTRIC PEN DRIVE | Trauma | EA
08.901.001.97S | 20886982131932 | HEMOSTATIC BONE PUTTY STERILE | Trauma | TP
01.211.414 | 10886982025579 | TI COMPRESSION INSTRUMENTS X AND STRAIGHT PLATE SET | Trauma | EA
01.211.215 | 10886982025371 | TMT AND GENERAL FUSION PLATE SET | Trauma | EA
01.210.110 | 10886982025241 | 2.4MM VA LOCKING AND CORTEX SCREW INSTRUMENT SET | Trauma | EA
01.211.112 | 10886982025333 | 14MM-24MM PROXIMAL AND DISTAL REAMER SET | Trauma | EA
01.211.415 | 10886982025586 | TI TMT AND GENERAL FUSION PLATE SET | Trauma | EA
01.211.113 | 10886982025340 | 6MM - 12MM PROXIMAL AND DISTAL REAMER SET | Trauma | EA
01.210.210 | 10886982025258 | 2.4MM VA LOCKING AND CORTEX SCREW SET | Trauma | EA
01.210.410 | 10886982025265 | 2.4MM TITANIUM VA LOCKING AND CORTEX SCREW SET | Trauma | EA
01.211.111 | 10886982025326 | 2.7MM VA LOCKING AND CORTEX SCREW INSTRUMENT SET | Trauma | EA
01.211.211 | 10886982025357 | 2.7MM VA LOCKING AND CORTEX SCREW SET | Trauma | EA
01.211.216 | 10886982025388 | FIRST MTP FUSION PLATE SET | Trauma | EA
01.211.411 | 10886982025562 | 2.7MM TITANIUM VA LOCKING AND CORTEX SCREW SET | Trauma | EA
01.211.214 | 10886982025364 | COMPRESSION INSTRUMENTS X AND STRAIGHT PLATE SET | Trauma | EA
01.211.217 | 10886982025395 | OPENING WEDGE PLATE AND INSTRUMENT SET | Trauma | EA
01.211.218 | 10886982025401 | TARSAL AND MESH PLATE SET | Trauma | EA
01.211.416 | 10886982025593 | TI FIRST MTP FUSION PLATE SET | Trauma | EA
01.211.417 | 10886982025609 | TI OPENING WEDGE PLATE AND INSTRUMENT SET | Trauma | EA
01.211.418 | 10886982025616 | TI TARSAL AND MESH PLATE SET | Trauma | EA
D88 | 10886982000491 | INSERT FOR PROXIMAL HUMERUS INSTRUMENTS MODULE | Trauma | EA
60.550.140 | 10886982249425 | GRAPHIC CASE - NYLON FOR TRAUMA RECON SYSTEM | Trauma | EA
01.211.219 | 10886982025418 | 2.4MM VA-LCP FOREFOOT MIDFOOT SYSTEM SET | Trauma | EA
01.211.220 | 10886982025487 | 2.7MM VA-LCP FOREFOOT MIDFOOT SYSTEM SET | Trauma | EA
01.211.419 | 10886982025623 | 2.4MM TI VA-LCP FOREFOOT MIDFOOT SYSTEM SET | Trauma | EA
01.211.420 | 10886982025678 | 2.7MM TI VA-LCP FOREFOOT MIDFOOT SYSTEM SET | Trauma | EA
01.211.219FE1 | 10886982025463 | 2.4MM VA-LCP FOREFOOT MIDFOOT SYSTEM SET | Trauma | EA
01.211.220FE1 | 10886982025524 | 2.7MM VA-LCP FOREFOOT MIDFOOT SYSTEM SET | Trauma | EA
01.211.419FE1 | 10886982025654 | 2.4MM TI VA-LCP FOREFOOT MIDFOOT SYSTEM SET | Trauma | EA
60.116.009 | 10886982243720 | AUXILIARY TRAY FULL LENGTH F/MODULAR GRAPHIC CASE SYSTEM | Trauma | EA
60.116.031 | 10886982243935 | INSTRUMENT TRAY F/SMALL FRAG PLATE/WIRE INSTRUMENT 1/3 LGTH | Trauma | EA
60.116.033 | 10886982243959 | INSTRUMENT TRAY F/MINI FRAG GENERAL INSTR 1/3LGTH F/GC SYS | Trauma | EA
60.116.098 | 10886982244321 | LID FOR SCREW RACK SHELL F/MODULAR GRAPHIC CASE SYSTEM | Trauma | EA
01.116.532 | 10886982024220 | LENGTH MARKER PUSH PIN SET 6-30MM/2MM INCREMENTS F/GC SYS | Trauma | EA
01.116.533 | 10886982024237 | LENGTH MARKER PUSH PIN SET 6-40MM/2MM INCREMENTS F/GC SYS | Trauma | EA
01.116.534 | 10886982024244 | LENGTH MARKER PUSH PIN SET 6-60MM/2MM INCREMENTS F/GC SYS | Trauma | EA
01.116.535 | 10886982024251 | LENGTH MARKER PUSH PIN SET 6-60MM/ALL SIZES F/MODULAR SYS | Trauma | EA
01.116.530 | 10886982024206 | SCREW TYPE MARKER PUSH PIN SET F/MODULAR GRAPHIC CASE SYSTEM | Trauma | EA
01.116.536 | 10886982024268 | LENGTH MARKER PUSH PIN SET 65-95MM/5MM INCREMENT F/GC SYS | Trauma | EA
01.116.531 | 10886982024213 | LENGTH MARKER PUSH PIN SET 6-30MM/ALL SIZES F/MODULAR SYS | Trauma | EA
01.211.420FE1 | 10886982025708 | 2.7MM TI VA-LCP FOREFOOT MIDFOOT SYSTEM SET | Trauma | EA
01.211.219EPI | 10886982025456 | 2.4MM VA-LCP FOREFOOT MIDFOOT SYSTEM IMPLANT SET | Trauma | EA
60.116.029 | 10886982243928 | INSTR TRAY F/2.7 CRTX/LOCK/VAL 3.5 CRTX/LOCK 4.0 CANC SCREWS | Trauma | EA
01.211.220EPA | 10886982025500 | 2.7MM VA-LCP FOREFOOT MIDFOOT SYSTEM INSTRUMENT SET | Trauma | EA
01.211.220EPI | 10886982025517 | 2.7MM VA-LCP FOREFOOT MIDFOOT SYSTEM IMPLANT SET | Trauma | EA
01.211.419EPI | 10886982025647 | 2.4MM TI VA-LCP FOREFOOT MIDFOOT SYSTEM IMPLANT SET | Trauma | EA
01.211.420EPI | 10886982025692 | 2.7MM TI VA-LCP FOREFOOT MIDFOOT SYSTEM IMPLANT SET | Trauma | EA
01.211.219FE2 | 10886982025470 | 2.4MM VA-LCP FOREFOOT MIDFOOT SYSTEM SET | Trauma | EA
01.211.220FE2 | 10886982025531 | 2.7MM VA-LCP FOREFOOT MIDFOOT SYSTEM SET | Trauma | EA
01.211.419FE2 | 10886982025661 | 2.4MM TI VA-LCP FOREFOOT MIDFOOT SYSTEM SET | Trauma | EA
01.211.420FE2 | 10886982025715 | 2.7MM TI VA-LCP FOREFOOT MIDFOOT SYSTEM SET | Trauma | EA
01.211.219EPA | 10886982025449 | 2.4MM VA-LCP FOREFOOT MIDFOOT SYSTEM INSTRUMENT SET | Trauma | EA
01.211.220E | 10886982025494 | 2.7MM VA-LCP FOREFOOT MIDFOOT SYSTEM SET-EVAL | Trauma | EA
01.211.219E | 10886982025432 | 2.4MM VA-LCP FOREFOOT MIDFOOT SYSTEM SET-EVAL | Trauma | EA
01.211.420E | 10886982025685 | 2.7MM TI VA-LCP FOREFOOT MIDFOOT SYSTEM SET-EVAL | Trauma | EA
01.211.419E | 10886982025630 | 2.4MM TI VA-LCP FOREFOOT MIDFOOT SYSTEM SET-EVAL | Trauma | EA
SD324.206 | 10886982005328 | 3.2MM PERCUTANEOUS THREADED DRILL GUIDE/MODIFIED | Trauma | EA
SD324.207 | 10886982005335 | 4.3MM PERCUTANEOUS THREADED DRILL GUIDE/MODIFIED | Trauma | EA
07.704.115S | 10886982131669 | NORIAN DRILLABLE FAST SET PUTTY 15CC-STERILE | Trauma | EA
01.111.507 | 10886982022257 | 2.4MM & 2.7MM TI LCP & VA-LOCK SCREW MODULE F/DISTAL RADIUS | Trauma | EA
01.111.500 | 10886982022189 | 2/3 INSTR TRAY FOR LCP AND VA-LCP DISTAL RADIUS SYSTEMS | Trauma | EA
01.111.508 | 10886982022264 | 2.4MM LCP & VA-LOCKING SCREW MODULE F/DISTAL RADIUS | Trauma | EA
01.111.509 | 10886982022271 | 2.4MM TI LCP & VA-LOCKING SCREW MODULE F/DISTAL RADIUS | Trauma | EA
01.111.501 | 10886982022196 | 2/3 TI INSTR TRAY FOR LCP AND VA-LCP DISTAL RADIUS SYSTEMS | Trauma | EA
01.111.502 | 10886982022202 | 2.4MM & 2.7MM VA-LOCKING SCREW MODULE F/DISTAL RADIUS | Trauma | EA
01.111.503 | 10886982022219 | 2.4MM & 2.7MM TI VA-LOCKING SCREW MODULE F/DISTAL RADIUS | Trauma | EA
01.111.504 | 10886982022226 | 2.4MM & 2.7MM LCP SCREW MODULE F/DISTAL RADIUS | Trauma | EA
01.111.505 | 10886982022233 | 2.4MM & 2.7MM TI LCP SCREW MODULE F/DISTAL RADIUS | Trauma | EA
01.111.506 | 10886982022240 | 2.4MM & 2.7MM LCP & VA-LOCKING SCREW MODULE F/DISTAL RADIUS | Trauma | EA
01.111.510 | 10886982022288 | 2.4MM VA-LCP TWO COLUMN PLATE MODULE WITH BINS | Trauma | EA
01.111.511 | 10886982022295 | 2.4MM TI VA-LCP TWO-COLUMN PLATE MODULE WITH BINS | Trauma | EA
01.111.512 | 10886982022301 | 2.4MM LCP VOLAR COLUMN PLATE MODULE WITH BINS | Trauma | EA
01.111.513 | 10886982022318 | 2.4MM TI LCP VOLAR COLUMN PLATE MODULE WITH BINS | Trauma | EA
01.111.514 | 10886982022325 | 2.4MM 2-COLUMN & VOLAR COLUMN PLATE MODULE WITH BINS | Trauma | EA
01.111.515 | 10886982022332 | 2.4MM TI 2-COLUMN & VOLAR COL PLATE MODULE WITH BINS | Trauma | EA
04.231.695S | 10886982126665 | 5.0MM TI CANNULATED VA LOCKING SCREW/95MM-STERILE | Trauma | EA
04.231.700S | 10886982126689 | 5.0MM TI CANNULATED VA LOCKING SCREW/100MM-STERILE | Trauma | EA
04.231.705S | 10886982126702 | 5.0MM TI CANNULATED VA LOCKING SCREW/105MM-STERILE | Trauma | EA
04.231.710S | 10886982126726 | 5.0MM TI CANNULATED VA LOCKING SCREW/110MM-STERILE | Trauma | EA
02.231.895S | 10886982063250 | 5.0MM CANNULATED VA SPHERICAL SCR/PARTIAL THREAD/95MM-STER | Trauma | EA
02.231.900S | 10886982063274 | 5.0MM CANNULATED VA SPHERICAL SCR/PARTIAL THREAD/100MM-STER | Trauma | EA
02.231.905S | 10886982063298 | 5.0MM CANNULATED VA SPHERICAL SCR/PARTIAL THREAD/105MM-STER | Trauma | EA
02.231.910S | 10886982063311 | 5.0MM CANNULATED VA SPHERICAL SCR/PARTIAL THREAD/110MM-STER | Trauma | EA
01.116.020 | 10886982023599 | 2.4MM CORTEX/VA LOCKING INSTR SET 1/3LENGTH F/MODULAR GC SYS | Trauma | EA
04.231.895S | 10886982126962 | 5.0MM TI CANN VA SPHERICAL SCR/PARTIAL THREAD/95MM-STER | Trauma | EA
04.231.900S | 10886982126986 | 5.0MM TI CANN VA SPHERICAL SCR/PARTIAL THREAD/100MM-STER | Trauma | EA
04.231.905S | 10886982127006 | 5.0MM TI CANN VA SPHERICAL SCR/PARTIAL THREAD/105MM-STER | Trauma | EA
04.231.910S | 10886982127020 | 5.0MM TI CANN VA SPHERICAL SCR/PARTIAL THREAD/110MM-STER | Trauma | EA
04.231.008S | 10886982125514 | 5.0MM TI PERIPR VA LCKNG SCR SLF-TPNG/STRDRV/8MM-STER | Trauma | EA
04.231.010S | 10886982125538 | 5.0MM TI PERIPR VA LCKNG SCR SLF-TPNG/STRDRV/10MM-STER | Trauma | EA
04.231.012S | 10886982125552 | 5.0MM TI PERIPR VA LCKNG SCR SLF-TPNG/STRDRV/12MM-STER | Trauma | EA
04.231.014S | 10886982125576 | 5.0MM TI PERIPR VA LCKNG SCR SLF-TPNG/STRDRV/14MM-STER | Trauma | EA
04.231.016S | 10886982125590 | 5.0MM TI PERIPR VA LCKNG SCR SLF-TPNG/STRDRV/16MM-STER | Trauma | EA
04.231.018S | 10886982125613 | 5.0MM TI PERIPR VA LCKNG SCR SLF-TPNG/STRDRV/18MM-STER | Trauma | EA
04.231.295S | 10886982125989 | 5.0MM TI VA LOCKING SCREW SLF-TPNG/STRDRV/95MM-STER | Trauma | EA
04.231.300S | 10886982126009 | 5.0MM TI VA LOCKING SCREW SLF-TPNG/STRDRV/100MM-STER | Trauma | EA
04.231.305S | 10886982126023 | 5.0MM TI VA LOCKING SCREW SLF-TPNG/STRDRV/105MM-STER | Trauma | EA
04.231.310S | 10886982126047 | 5.0MM TI VA LOCKING SCREW SLF-TPNG/STRDRV/110MM-STER | Trauma | EA
04.536.033 | 10886982329042 | 3.5MM VOLT(TM) T-PLATE 3H HEAD/3H SHAFT/49MM | Trauma | EA
02.536.033S | 10886982329059 | 3.5MM VOLT(TM) T-PLATE 3H HEAD/3H SHAFT/49MM/STERILE | Trauma | EA
04.536.033S | 10886982329066 | 3.5MM VOLT(TM) T-PLATE 3H HEAD/3H SHAFT/49MM/STERILE | Trauma | EA
04.536.035 | 10886982329080 | 3.5MM VOLT(TM) T-PLATE 3H HEAD/5H SHAFT/67MM | Trauma | EA
02.536.035S | 10886982329097 | 3.5MM VOLT(TM) T-PLATE 3H HEAD/5H SHAFT/67MM/STERILE | Trauma | EA
04.536.035S | 10886982329103 | 3.5MM VOLT(TM) T-PLATE 3H HEAD/5H SHAFT/67MM/STERILE | Trauma | EA
04.536.037 | 10886982329127 | 3.5MM VOLT(TM) T-PLATE 3H HEAD/7H SHAFT/90MM | Trauma | EA
02.536.037S | 10886982329134 | 3.5MM VOLT(TM) T-PLATE 3H HEAD/7H SHAFT/90MM/STERILE | Trauma | EA
04.536.037S | 10886982329141 | 3.5MM VOLT(TM) T-PLATE 3H HEAD/7H SHAFT/90MM/STERILE | Trauma | EA
04.536.034 | 10886982329165 | 3.5MM VOLT(TM) T-PLATE 4H HEAD/4H SHAFT/56MM | Trauma | EA
02.536.034S | 10886982329172 | 3.5MM VOLT(TM) T-PLATE 4H HEAD/4H SHAFT/56MM/STERILE | Trauma | EA
04.536.034S | 10886982329189 | 3.5MM VOLT(TM) T-PLATE 4H HEAD/4H SHAFT/56MM/STERILE | Trauma | EA
04.536.036 | 10886982329202 | 3.5MM VOLT(TM) T-PLATE 4H HEAD/6H SHAFT/78MM | Trauma | EA
02.536.036S | 10886982329219 | 3.5MM VOLT(TM) T-PLATE 4H HEAD/6H SHAFT/78MM/STERILE | Trauma | EA
04.536.036S | 10886982329226 | 3.5MM VOLT(TM) T-PLATE 4H HEAD/6H SHAFT/78MM/STERILE | Trauma | EA
02.420.001S | 10886982329240 | 2.0MM VOLT(TM) COMP STRGHT PL 5H/29MM/STERILE | Trauma | EA
02.420.002S | 10886982329264 | 2.0MM VOLT(TM) COMP STRGHT PL 6H/34MM/STERILE | Trauma | EA
02.420.003S | 10886982329288 | 2.0MM VOLT(TM) COMP STRGHT PL 7H/38MM/STERILE | Trauma | EA
02.420.004S | 10886982329301 | 2.0MM VOLT(TM) COMP STRGHT PL 8H/43MM/STERILE | Trauma | EA
02.420.005S | 10886982329325 | 2.0MM VOLT(TM) COMP STRGHT PL 10H/52MM/STERILE | Trauma | EA
02.420.006S | 10886982329349 | 2.0MM VOLT(TM) STRAIGHT PLATE 6H/45MM/STERILE | Trauma | EA
02.420.008S | 10886982329363 | 2.0MM VOLT(TM) STRAIGHT PLATE 8H/58MM/STERILE | Trauma | EA
02.420.010S | 10886982329387 | 2.0MM VOLT(TM) STRAIGHT PLATE 10H/72MM/STERILE | Trauma | EA
02.420.014S | 10886982329400 | 2.0MM VOLT(TM) STRAIGHT PLATE 14H/99MM/STERILE | Trauma | EA
02.420.020S | 10886982329424 | 2.0MM VOLT(TM) STRAIGHT PLATE 18H/126MM/STERILE | Trauma | EA
02.420.026S | 10886982329448 | 2.0MM VOLT(TM) ADAPTION PLATE 6H/33MM/STERILE | Trauma | EA
02.420.032S | 10886982329462 | 2.0MM VOLT(TM) ADAPTION PLATE 12H/65MM/STERILE | Trauma | EA
02.420.040S | 10886982329486 | 2.0MM VOLT(TM) ADAPTION PLATE 20H/108MM/STERILE | Trauma | EA
02.420.050S | 10886982329509 | 2.0MM VOLT(TM) HOOK PLATE 6H/47MM/STERILE | Trauma | EA
02.420.052 | 10886982329516 | 2.0mm NEXGEN HOOK PLATE 8H/99MM | Trauma | EA
02.420.052S | 10886982329523 | 2.0mm NEXGEN HOOK PLATE 8H/99MM/STERILE | Trauma | EA
02.420.053S | 10886982329547 | 2.0MM VOLT(TM) T-PLATE 3H HEAD/6H/45MM/STERILE | Trauma | EA
02.420.054 | 10886982329554 | 2.0mm NEXGEN T-PLATE 3H head/8H shaft/99MM | Trauma | EA
02.420.054S | 10886982329561 | 2.0mm NEXGEN T-PLATE 3H head/8H shaft/99MM/STERILE | Trauma | EA
02.420.055 | 10886982329578 | 2.0MM VOLT(TM) T-PLATE 5H HEAD/6H SHAFT/44MM | Trauma | EA
02.420.055S | 10886982329585 | 2.0MM VOLT(TM) T-PLATE 5H HEAD/6H SHAFT/44MM/STERILE | Trauma | EA
02.420.056 | 10886982329592 | 2.0mm NEXGEN T-PLATE 5H head/8H shaft/99MM | Trauma | EA
02.420.056S | 10886982329608 | 2.0mm NEXGEN T-PLATE 5H head/8H shaft/99MM/STERILE | Trauma | EA
02.420.061 | 10886982329615 | 2.0mm NEXGEN Y-PLATE 5H head/8H shaft/99MM | Trauma | EA
02.420.061S | 10886982329622 | 2.0mm NEXGEN Y-PLATE 5H head/8H shaft/99MM/STERILE | Trauma | EA
02.420.062 | 10886982329639 | 2.0mm NEXGEN CONDYLAR PLATE 2H head/8H shaft/99MM | Trauma | EA
02.420.062S | 10886982329646 | 2.0mm NEXGEN CONDYLAR PLATE 2H head/8H shaft/99MM/STERILE | Trauma | EA
02.424.000S | 10886982329660 | 2.4MM VOLT(TM) COMPACT STRT PL 4H/31MM/STERILE | Trauma | EA
02.424.001S | 10886982329684 | 2.4MM VOLT(TM) COMPACT STRT PL 5H/38MM/STERILE | Trauma | EA
02.424.002S | 10886982329707 | 2.4MM VOLT(TM) COMPACT STRT PL 6H/44MM/STERILE | Trauma | EA
02.424.003S | 10886982329721 | 2.4MM VOLT(TM) COMPACT STRT PL 7H/51MM/STERILE | Trauma | EA
02.424.004S | 10886982329745 | 2.4MM VOLT(TM) COMPACT STRT PL 8H/57MM/STERILE | Trauma | EA
02.424.005S | 10886982329769 | 2.4MM VOLT(TM) COMPACT STRT PL 10H/70MM/STERILE | Trauma | EA
02.424.006S | 10886982329783 | 2.4MM VOLT(TM) STRAIGHT PLATE 6H/60MM/STERILE | Trauma | EA
02.424.008S | 10886982329806 | 2.4MM VOLT(TM) STRAIGHT PLATE 8H/78MM/STERILE | Trauma | EA
02.424.010S | 10886982329820 | 2.4MM VOLT(TM) STRAIGHT PLATE 10H/96MM/STERILE | Trauma | EA
02.424.014S | 10886982329844 | 2.4MM VOLT(TM) STRAIGHT PLATE 14H/132MM/STERILE | Trauma | EA
02.424.020S | 10886982329868 | 2.4MM VOLT(TM) STRAIGHT PLATE 18H/168MM/STERILE | Trauma | EA
02.424.026S | 10886982329882 | 2.4MM VOLT(TM) ADAPTION PLATE 6H/38MM/STERILE | Trauma | EA
02.424.032S | 10886982329905 | 2.4MM VOLT(TM) ADAPTION PLATE 12H/75MM/STERILE | Trauma | EA
02.424.040S | 10886982329929 | 2.4MM VOLT(TM) ADAPTION PLATE 20H/125MM/STERILE | Trauma | EA
02.424.050S | 10886982329943 | 2.4MM VOLT(TM) HOOK PLATE 6H/56MM/STERILE | Trauma | EA
02.424.052 | 10886982329950 | 2.4mm NEXGEN HOOK PLATE 8H/99MM | Trauma | EA
02.424.052S | 10886982329967 | 2.4mm NEXGEN HOOK PLATE 8H/99MM/STERILE | Trauma | EA
02.424.053S | 10886982329981 | 2.4MM VOLT(TM) T-PLATE 3H HEAD/6H/53MM/STERILE | Trauma | EA
02.424.054 | 10886982329998 | 2.4mm NEXGEN T-PLATE 3H head/8H shaft/99MM | Trauma | EA
02.424.054S | 10886982330000 | 2.4mm NEXGEN T-PLATE 3H head/8H shaft/99MM/STERILE | Trauma | EA
02.424.055 | 10886982330017 | 2.4MM VOLT(TM) T-PLATE 5H HEAD/6H SHAFT/53MM | Trauma | EA
02.424.055S | 10886982330024 | 2.4MM VOLT(TM) T-PLATE 5H HEAD/6H SHAFT/53MM/STERILE | Trauma | EA
02.424.056 | 10886982330031 | 2.4mm NEXGEN T-PLATE 5H head/8H shaft/99MM | Trauma | EA
02.424.056S | 10886982330048 | 2.4mm NEXGEN T-PLATE 5H head/8H shaft/99MM/STERILE | Trauma | EA
02.424.061 | 10886982330055 | 2.4mm NEXGEN Y-PLATE 5H head/8H shaft/99MM | Trauma | EA
02.424.061S | 10886982330062 | 2.4mm NEXGEN Y-PLATE 5H head/8H shaft/99MM/STERILE | Trauma | EA
02.424.062 | 10886982330079 | 2.4mm NEXGEN CONDYLAR PLATE 2H head/8H shaft/99MM | Trauma | EA
02.424.062S | 10886982330086 | 2.4mm NEXGEN CONDYLAR PLATE 2H head/8H shaft/99MM/STERILE | Trauma | EA
02.424.063 | 10886982330093 | 2.4MM VOLT(TM) TRIANGLE PLATE 5H HEAD/6H SHAFT/60MM | Trauma | EA
02.424.063S | 10886982330109 | 2.4MM VOLT(TM) TRIANGLE PLATE 5H HEAD/6H SHAFT/60MM/STERILE | Trauma | EA
02.424.064 | 10886982330116 | 2.4mm NEXGEN TRIANGLE PLATE 5H head/8H shaft/99MM | Trauma | EA
02.424.064S | 10886982330123 | 2.4mm NEXGEN TRIANGLE PLATE 5H head/8H shaft/99MM/STERILE | Trauma | EA
02.426.430 | 10886982330130 | 2.4/2.7 NEX 2CL DIS RAD PL 3H HEAD 5H/R/NARROW/99MM | Trauma | EA
02.426.430S | 10886982330147 | 2.4/2.7 NEX 2CL DIS RAD PL 3H HEAD 5H/R/NARROW/99MM/STERILE | Trauma | EA
02.426.431 | 10886982330154 | 2.4/2.7 NEX 2CL DIS RAD PL 3H HEAD 5H/L/NARROW/99MM | Trauma | EA
02.426.431S | 10886982330161 | 2.4/2.7 NEX 2CL DIS RAD PL 3H HEAD 5H/L/NARROW/99MM/STERILE | Trauma | EA
02.426.530 | 10886982330178 | 2.4/2.7 NEX 2CL DIS RAD PL 3H HEAD 6H/R/SMALL/99MM | Trauma | EA
02.426.530S | 10886982330185 | 2.4/2.7 NEX 2CL DIS RAD PL 3H HEAD 6H/R/SMALL/99MM/STERILE | Trauma | EA
02.426.531 | 10886982330192 | 2.4/2.7 NEX 2CL DIS RAD PL 3H HEAD 6H/L/SMALL/99MM | Trauma | EA
02.426.531S | 10886982330208 | 2.4/2.7 NEX 2CL DIS RAD PL 3H HEAD 6H/L/SMALL/99MM/STERILE | Trauma | EA
02.426.630 | 10886982330215 | 2.4/2.7 NEX 2CL DIS RAD PL 3H HEAD 6H/R/MEDIUM/99MM | Trauma | EA
02.426.630S | 10886982330222 | 2.4/2.7 NEX 2CL DIS RAD PL 3H HEAD 6H/R/MEDIUM/99MM/STERILE | Trauma | EA
02.426.631 | 10886982330239 | 2.4/2.7 NEX 2CL DIS RAD PL 3H HEAD 6H/L/MEDIUM/99MM | Trauma | EA
02.426.631S | 10886982330246 | 2.4/2.7 NEX 2CL DIS RAD PL 3H HEAD 6H/L/MEDIUM/99MM/STERILE | Trauma | EA
02.426.730 | 10886982330253 | 2.4/2.7 NEX 2CL DIS RAD PL 3H HEAD 7H/R/LARGE/99MM | Trauma | EA
02.426.730S | 10886982330260 | 2.4/2.7 NEX 2CL DIS RAD PL 3H HEAD 7H/R/LARGE/99MM/STERILE | Trauma | EA
02.426.731 | 10886982330277 | 2.4/2.7 NEX 2CL DIS RAD PL 3H HEAD 7H/L/LARGE/99MM | Trauma | EA
02.426.731S | 10886982330284 | 2.4/2.7 NEX 2CL DIS RAD PL 3H HEAD 7H/L/LARGE/99MM/STERILE | Trauma | EA
02.527.000S | 10886982330307 | 2.7MM VOLT(TM) COMPACT STRT PL 4H/34MM/STERILE | Trauma | EA
02.527.001S | 10886982330321 | 2.7MM VOLT(TM) COMPACT STRT PL 5H/41MM/STERILE | Trauma | EA
02.527.002S | 10886982330345 | 2.7MM VOLT(TM) COMPACT STRT PL 6H/48MM/STERILE | Trauma | EA
02.527.003S | 10886982330369 | 2.7MM VOLT(TM) COMPACT STRT PL 7H/55MM/STERILE | Trauma | EA
02.527.004S | 10886982330383 | 2.7MM VOLT(TM) COMPACT STRT PL 8H/62MM/STERILE | Trauma | EA
02.527.005S | 10886982330406 | 2.7MM VOLT(TM) COMPACT STRT PL 10H/76MM/STERILE | Trauma | EA
02.527.006S | 10886982330420 | 2.7MM VOLT(TM) STRAIGHT PLATE 6H/64MM/STERILE | Trauma | EA
02.527.008S | 10886982330444 | 2.7MM VOLT(TM) STRAIGHT PLATE 8H/84MM/STERILE | Trauma | EA
02.527.010S | 10886982330468 | 2.7MM VOLT(TM) STRAIGHT PLATE 10H/104MM/STERILE | Trauma | EA
02.527.014S | 10886982330482 | 2.7MM VOLT(TM) STRAIGHT PLATE 14H/144MM/STERILE | Trauma | EA
02.527.020S | 10886982330505 | 2.7MM VOLT(TM) STRAIGHT PLATE 18H/184MM/STERILE | Trauma | EA
02.527.026S | 10886982330529 | 2.7MM VOLT(TM) ADAPTION PLATE 6H/42MM/STERILE | Trauma | EA
02.527.032S | 10886982330543 | 2.7MM VOLT(TM) ADAPTION PLATE 12H/84MM/STERILE | Trauma | EA
02.527.040S | 10886982330567 | 2.7MM VOLT(TM) ADAPTION PLATE 20H/140MM/STERILE | Trauma | EA
02.527.050S | 10886982330581 | 2.7MM VOLT(TM) HOOK PLATE 6H/61MM/STERILE | Trauma | EA
02.527.052 | 10886982330598 | 2.7mm NEXGEN HOOK PLATE 8H/99MM | Trauma | EA
02.527.052S | 10886982330604 | 2.7mm NEXGEN HOOK PLATE 8H/99MM/STERILE | Trauma | EA
02.527.053S | 10886982330628 | 2.7MM VOLT(TM) T-PLATE 3H HEAD/6H/58MM/STERILE | Trauma | EA
02.527.054 | 10886982330635 | 2.7mm NEXGEN T-PLATE 3H head/8H shaft/99MM | Trauma | EA
02.527.054S | 10886982330642 | 2.7mm NEXGEN T-PLATE 3H head/8H shaft/99MM/STERILE | Trauma | EA
02.527.055 | 10886982330659 | 2.7MM VOLT(TM) T-PLATE 5H HEAD/6H SHAFT/58MM | Trauma | EA
02.527.055S | 10886982330666 | 2.7MM VOLT(TM) T-PLATE 5H HEAD/6H SHAFT/58MM/STERILE | Trauma | EA
02.527.056 | 10886982330673 | 2.7mm NEXGEN T-PLATE 5H head/8H shaft/99MM | Trauma | EA
02.527.056S | 10886982330680 | 2.7mm NEXGEN T-PLATE 5H head/8H shaft/99MM/STERILE | Trauma | EA
02.527.061 | 10886982330697 | 2.7mm NEXGEN Y-PLATE 5H head/8H shaft/99MM | Trauma | EA
02.527.061S | 10886982330703 | 2.7mm NEXGEN Y-PLATE 5H head/8H shaft/99MM/STERILE | Trauma | EA
02.527.062 | 10886982330710 | 2.7mm NEXGEN CONDYLAR PLATE 2H head/8H shaft/99MM | Trauma | EA
02.527.062S | 10886982330727 | 2.7mm NEXGEN CONDYLAR PLATE 2H head/8H shaft/99MM/STERILE | Trauma | EA
02.527.063 | 10886982330734 | 2.7MM VOLT(TM) TRIANGLE PLATE 5H HEAD/6H SHAFT/64MM | Trauma | EA
02.527.063S | 10886982330741 | 2.7MM VOLT(TM) TRIANGLE PLATE 5H HEAD/6H SHAFT/64MM/STERILE | Trauma | EA
02.527.064 | 10886982330758 | 2.7mm NEXGEN TRIANGLE PLATE 5H head/8H shaft/99MM | Trauma | EA
02.527.064S | 10886982330765 | 2.7mm NEXGEN TRIANGLE PLATE 5H head/8H shaft/99MM/STERILE | Trauma | EA
04.420.001 | 10886982330772 | 2.0MM VOLT(TM) COMP STRGHT PL 5H/29MM | Trauma | EA
04.420.001S | 10886982330789 | 2.0MM VOLT(TM) COMPACT STRT PL 5H/29MM/STERILE | Trauma | EA
04.420.002 | 10886982330796 | 2.0MM VOLT(TM) COMP STRGHT PL 6H/34MM | Trauma | EA
04.420.002S | 10886982330802 | 2.0MM VOLT(TM) COMPACT STRT PL 6H/34MM/STERILE | Trauma | EA
04.420.003 | 10886982330819 | 2.0MM VOLT(TM) COMP STRGHT PL 7H/38MM | Trauma | EA
04.420.003S | 10886982330826 | 2.0MM VOLT(TM) COMPACT STRT PL 7H/38MM/STERILE | Trauma | EA
04.420.004 | 10886982330833 | 2.0MM VOLT(TM) COMP STRGHT PL 8H/43MM | Trauma | EA
04.420.004S | 10886982330840 | 2.0MM VOLT(TM) COMPACT STRT PL 8H/43MM/STERILE | Trauma | EA
04.420.005 | 10886982330857 | 2.0MM VOLT(TM) COMP STRGHT PL 10H/52MM | Trauma | EA
04.420.005S | 10886982330864 | 2.0MM VOLT(TM) COMPACT STRT PL 10H/52MM/STERILE | Trauma | EA
04.420.006 | 10886982330871 | 2.0MM VOLT(TM) STRAIGHT PLATE 6H/45MM | Trauma | EA
04.420.006S | 10886982330888 | 2.0MM VOLT(TM) STRAIGHT PLATE 6H/45MM/STERILE | Trauma | EA
04.420.008 | 10886982330895 | 2.0MM VOLT(TM) STRAIGHT PLATE 8H/58MM | Trauma | EA
04.420.008S | 10886982330901 | 2.0MM VOLT(TM) STRAIGHT PLATE 8H/58MM/STERILE | Trauma | EA
04.420.010 | 10886982330918 | 2.0MM VOLT(TM) STRAIGHT PLATE 10H/72MM | Trauma | EA
04.420.010S | 10886982330925 | 2.0MM VOLT(TM) STRAIGHT PLATE 10H/72MM/STERILE | Trauma | EA
04.420.014 | 10886982330932 | 2.0MM VOLT(TM) STRAIGHT PLATE 14H/99MM | Trauma | EA
04.420.014S | 10886982330949 | 2.0MM VOLT(TM) STRAIGHT PLATE 14H/99MM/STERILE | Trauma | EA
04.420.020 | 10886982330956 | 2.0MM VOLT(TM) STRAIGHT PLATE 18H/126MM | Trauma | EA
04.420.020S | 10886982330963 | 2.0MM VOLT(TM) STRAIGHT PLATE 18H/126MM/STERILE | Trauma | EA
04.420.026 | 10886982330970 | 2.0MM VOLT(TM) ADAPTION PLATE 6H/33MM | Trauma | EA
04.420.026S | 10886982330987 | 2.0MM VOLT(TM) ADAPTION PLATE 6H/33MM/STERILE | Trauma | EA
04.420.032 | 10886982330994 | 2.0MM VOLT(TM) ADAPTION PLATE 12H/65MM | Trauma | EA
04.420.032S | 10886982331007 | 2.0MM VOLT(TM) ADAPTION PLATE 12H/65MM/STERILE | Trauma | EA
04.420.040 | 10886982331014 | 2.0MM VOLT(TM) ADAPTION PLATE 20H/108MM | Trauma | EA
04.420.040S | 10886982331021 | 2.0MM VOLT(TM) ADAPTION PLATE 20H/108MM/STERILE | Trauma | EA
04.420.050 | 10886982331038 | 2.0MM VOLT(TM) HOOK PLATE 6H/47MM | Trauma | EA
04.420.050S | 10886982331045 | 2.0MM VOLT(TM) HOOK PLATE 6H/47MM/STERILE | Trauma | EA
04.420.052 | 10886982331052 | 2.0mm NEXGEN HOOK PLATE 8H/99MM | Trauma | EA
04.420.052S | 10886982331069 | 2.0mm NEXGEN HOOK PLATE 8H/99MM/STERILE | Trauma | EA
04.420.053 | 10886982331076 | 2.0MM VOLT(TM) T-PLATE 3H HEAD/6H/45MM | Trauma | EA
04.420.053S | 10886982331083 | 2.0MM VOLT(TM) T-PLATE 3H HEAD/6H/45MM/STERILE | Trauma | EA
04.420.054 | 10886982331090 | 2.0mm NEXGEN T-PLATE 3H head/8H shaft/99MM | Trauma | EA
04.420.054S | 10886982331106 | 2.0mm NEXGEN T-PLATE 3H head/8H shaft/99MM/STERILE | Trauma | EA
04.420.055 | 10886982331113 | 2.0MM VOLT(TM) T-PLATE 5H HEAD/6H SHAFT/44MM | Trauma | EA
04.420.055S | 10886982331120 | 2.0MM VOLT(TM) T-PLATE 5H HEAD/6H SHAFT/44MM/STERILE | Trauma | EA
04.420.056 | 10886982331137 | 2.0mm NEXGEN T-PLATE 5H head/8H shaft/99MM | Trauma | EA
04.420.056S | 10886982331144 | 2.0mm NEXGEN T-PLATE 5H head/8H shaft/99MM/STERILE | Trauma | EA
04.420.061 | 10886982331151 | 2.0mm NEXGEN Y-PLATE 5H head/8H shaft/99MM | Trauma | EA
04.420.061S | 10886982331168 | 2.0mm NEXGEN Y-PLATE 5H head/8H shaft/99MM/STERILE | Trauma | EA
04.420.062 | 10886982331175 | 2.0mm NEXGEN CONDYLAR PLATE 2H head/8H shaft/99MM | Trauma | EA
04.420.062S | 10886982331182 | 2.0mm NEXGEN CONDYLAR PLATE 2H head/8H shaft/99MM/STERILE | Trauma | EA
04.424.000 | 10886982331199 | 2.4MM VOLT(TM) COMP STRGHT PL 4H/31MM | Trauma | EA
04.424.000S | 10886982331205 | 2.4MM VOLT(TM) COMPACT STRT PL 4H/31MM/STERILE | Trauma | EA
04.424.001 | 10886982331212 | 2.4MM VOLT(TM) COMP STRGHT PL 5H/38MM | Trauma | EA
04.424.001S | 10886982331229 | 2.4MM VOLT(TM) COMPACT STRT PL 5H/38MM/STERILE | Trauma | EA
SD03.033.006 | 10886982334190 | FRN PERC CONNECTING SCREW | Trauma | EA
60.045.041 | 10886982334237 | ADVANCED NAIL BASE TRAY OPENING AND INSERTION INSTR | Trauma | EA
60.045.042 | 10886982334244 | ADVANCED NAIL BASE TRAY LOCKING / POWER INSTRUMENTS | Trauma | EA
60.045.043 | 10886982334251 | ADVANCED NAIL BASE TRAY OPENING AND INSERTION INSTR | Trauma | EA
60.045.044 | 10886982334268 | ADVANCED NAIL BASE TRAY LOCKING INSTRUMENTS | Trauma | EA
CONPATLAT | 10886982334275 | DEPUY SYNTHES PRO-PAKÂ® PATELLA PLATING - LATERAL | Trauma | EA
CONWRSTSPAN | 10886982334282 | DEPUY SYNTHES PRO-PAKÂ® WRIST SPANNING | Trauma | EA
CONWRSTFUS | 10886982334299 | DEPUY SYNTHES PRO-PAKÂ® WRIST FUSION | Trauma | EA
04.424.002 | 10886982334305 | 2.4MM VOLT(TM) COMP STRGHT PL 6H/44MM | Trauma | EA
04.424.002S | 10886982334312 | 2.4MM VOLT(TM) COMPACT STRT PL 6H/44MM/STERILE | Trauma | EA
04.424.003 | 10886982334329 | 2.4MM VOLT(TM) COMP STRGHT PL 7H/51MM | Trauma | EA
04.424.003S | 10886982334336 | 2.4MM VOLT(TM) COMPACT STRT PL 7H/51MM/STERILE | Trauma | EA
04.424.004 | 10886982334343 | 2.4MM VOLT(TM) COMP STRGHT PL 8H/57MM | Trauma | EA
04.424.004S | 10886982334350 | 2.4MM VOLT(TM) COMPACT STRT PL 8H/57MM/STERILE | Trauma | EA
04.424.005 | 10886982334367 | 2.4MM VOLT(TM) COMP STRGHT PL 10H/70MM | Trauma | EA
04.424.005S | 10886982334374 | 2.4MM VOLT(TM) COMPACT STRT PL 10H/70MM/STERILE | Trauma | EA
04.424.006 | 10886982334381 | 2.4MM VOLT(TM) STRAIGHT PLATE 6H/60MM | Trauma | EA
04.424.006S | 10886982334398 | 2.4MM VOLT(TM) STRAIGHT PLATE 6H/60MM/STERILE | Trauma | EA
04.424.008 | 10886982334404 | 2.4MM VOLT(TM) STRAIGHT PLATE 8H/78MM | Trauma | EA
04.424.008S | 10886982334411 | 2.4MM VOLT(TM) STRAIGHT PLATE 8H/78MM/STERILE | Trauma | EA
04.424.010 | 10886982334428 | 2.4MM VOLT(TM) STRAIGHT PLATE 10H/96MM | Trauma | EA
04.424.010S | 10886982334435 | 2.4MM VOLT(TM) STRAIGHT PLATE 10H/96MM/STERILE | Trauma | EA
04.424.014 | 10886982334442 | 2.4MM VOLT(TM) STRAIGHT PLATE 14H/132MM | Trauma | EA
04.424.014S | 10886982334459 | 2.4MM VOLT(TM) STRAIGHT PLATE 14H/132MM/STERILE | Trauma | EA
04.424.020 | 10886982334466 | 2.4MM VOLT(TM) STRAIGHT PLATE 18H/168MM | Trauma | EA
04.424.020S | 10886982334473 | 2.4MM VOLT(TM) STRAIGHT PLATE 18H/168MM/STERILE | Trauma | EA
04.424.026 | 10886982334480 | 2.4MM VOLT(TM) ADAPTION PLATE 6H/38MM | Trauma | EA
04.424.026S | 10886982334497 | 2.4MM VOLT(TM) ADAPTION PLATE 6H/38MM/STERILE | Trauma | EA
04.424.032 | 10886982334503 | 2.4MM VOLT(TM) ADAPTION PLATE 12H/75MM | Trauma | EA
04.424.032S | 10886982334510 | 2.4MM VOLT(TM) ADAPTION PLATE 12H/75MM/STERILE | Trauma | EA
04.424.040 | 10886982334527 | 2.4MM VOLT(TM) ADAPTION PLATE 20H/125MM | Trauma | EA
04.424.040S | 10886982334534 | 2.4MM VOLT(TM) ADAPTION PLATE 20H/125MM/STERILE | Trauma | EA
04.424.050 | 10886982334541 | 2.4MM VOLT(TM) HOOK PLATE 6H/56MM | Trauma | EA
04.424.050S | 10886982334558 | 2.4MM VOLT(TM) HOOK PLATE 6H/56MM/STERILE | Trauma | EA
04.424.052 | 10886982334565 | 2.4mm NEXGEN HOOK PLATE 8H/99MM | Trauma | EA
04.424.052S | 10886982334572 | 2.4mm NEXGEN HOOK PLATE 8H/99MM/STERILE | Trauma | EA
04.424.053 | 10886982334589 | 2.4MM VOLT(TM) T-PLATE 3H HEAD/6H/53MM | Trauma | EA
04.424.053S | 10886982334596 | 2.4MM VOLT(TM) T-PLATE 3H HEAD/6H/53MM/STERILE | Trauma | EA
04.424.054 | 10886982334602 | 2.4mm NEXGEN T-PLATE 3H head/8H shaft/99MM | Trauma | EA
04.424.054S | 10886982334619 | 2.4mm NEXGEN T-PLATE 3H head/8H shaft/99MM/STERILE | Trauma | EA
04.424.055 | 10886982334626 | 2.4MM VOLT(TM) T-PLATE 5H HEAD/6H SHAFT/53MM | Trauma | EA
04.424.055S | 10886982334633 | 2.4MM VOLT(TM) T-PLATE 5H HEAD/6H SHAFT/53MM/STERILE | Trauma | EA
04.424.056 | 10886982334640 | 2.4mm NEXGEN T-PLATE 5H head/8H shaft/99MM | Trauma | EA
04.424.056S | 10886982334657 | 2.4mm NEXGEN T-PLATE 5H head/8H shaft/99MM/STERILE | Trauma | EA
04.424.061 | 10886982334664 | 2.4mm NEXGEN Y-PLATE 5H head/8H shaft/99MM | Trauma | EA
04.424.061S | 10886982334671 | 2.4mm NEXGEN Y-PLATE 5H head/8H shaft/99MM/STERILE | Trauma | EA
04.424.062 | 10886982334688 | 2.4mm NEXGEN CONDYLAR PLATE 2H head/8H shaft/99MM | Trauma | EA
04.424.062S | 10886982334695 | 2.4mm NEXGEN CONDYLAR PLATE 2H head/8H shaft/99MM/STERILE | Trauma | EA
04.424.063 | 10886982334701 | 2.4MM VOLT(TM) TRIANGLE PLATE 5H HEAD/6H SHAFT/60MM | Trauma | EA
04.424.063S | 10886982334718 | 2.4MM VOLT(TM) TRIANGLE PLATE 5H HEAD/6H SHAFT/60MM/STERILE | Trauma | EA
04.424.064 | 10886982334725 | 2.4mm NEXGEN TRIANGLE PLATE 5H head/8H shaft/99MM | Trauma | EA
04.424.064S | 10886982334732 | 2.4mm NEXGEN TRIANGLE PLATE 5H head/8H shaft/99MM/STERILE | Trauma | EA
04.426.430 | 10886982334749 | 2.4/2.7 NEX 2CL DIS RAD PL 3H HEAD 5H/R/NARROW/99MM | Trauma | EA
04.426.430S | 10886982334756 | 2.4/2.7 NEX 2CL DIS RAD PL 3H HEAD 5H/R/NARROW/99MM/STERILE | Trauma | EA
04.426.431 | 10886982334763 | 2.4/2.7 NEX 2CL DIS RAD PL 3H HEAD 5H/L/NARROW/99MM | Trauma | EA
04.426.431S | 10886982334770 | 2.4/2.7 NEX 2CL DIS RAD PL 3H HEAD 5H/L/NARROW/99MM/STERILE | Trauma | EA
04.426.530 | 10886982334787 | 2.4/2.7 NEX 2CL DIS RAD PL 3H HEAD 6H/R/SMALL/99MM | Trauma | EA
04.426.530S | 10886982334794 | 2.4/2.7 NEX 2CL DIS RAD PL 3H HEAD 6H/R/SMALL/99MM/STERILE | Trauma | EA
04.426.531 | 10886982334800 | 2.4/2.7 NEX 2CL DIS RAD PL 3H HEAD 6H/L/SMALL/99MM | Trauma | EA
04.426.531S | 10886982334817 | 2.4/2.7 NEX 2CL DIS RAD PL 3H HEAD 6H/L/SMALL/99MM/STERILE | Trauma | EA
04.426.630 | 10886982334824 | 2.4/2.7 NEX 2CL DIS RAD PL 3H HEAD 6H/R/MEDIUM/99MM | Trauma | EA
04.426.630S | 10886982334831 | 2.4/2.7 NEX 2CL DIS RAD PL 3H HEAD 6H/R/MEDIUM/99MM/STERILE | Trauma | EA
04.426.631 | 10886982334848 | 2.4/2.7 NEX 2CL DIS RAD PL 3H HEAD 6H/L/MEDIUM/99MM | Trauma | EA
04.426.631S | 10886982334855 | 2.4/2.7 NEX 2CL DIS RAD PL 3H HEAD 6H/L/MEDIUM/99MM/STERILE | Trauma | EA
04.426.730 | 10886982334862 | 2.4/2.7 NEX 2CL DIS RAD PL 3H HEAD 7H/R/LARGE/99MM | Trauma | EA
04.426.730S | 10886982334879 | 2.4/2.7 NEX 2CL DIS RAD PL 3H HEAD 7H/R/LARGE/99MM/STERILE | Trauma | EA
04.426.731 | 10886982334886 | 2.4/2.7 NEX 2CL DIS RAD PL 3H HEAD 7H/L/LARGE/99MM | Trauma | EA
04.426.731S | 10886982334893 | 2.4/2.7 NEX 2CL DIS RAD PL 3H HEAD 7H/L/LARGE/99MM/STERILE | Trauma | EA
04.527.000 | 10886982334909 | 2.7MM VOLT(TM) COMP STRGHT PL 4H/34MM | Trauma | EA
04.527.000S | 10886982334916 | 2.7MM VOLT(TM) COMPACT STRT PL 4H/34MM/STERILE | Trauma | EA
04.527.001 | 10886982334923 | 2.7MM VOLT(TM) COMP STRGHT PL 5H/41MM | Trauma | EA
04.527.001S | 10886982334930 | 2.7MM VOLT(TM) COMPACT STRT PL 5H/41MM/STERILE | Trauma | EA
04.527.002 | 10886982334947 | 2.7MM VOLT(TM) COMP STRGHT PL 6H/48MM | Trauma | EA
04.527.002S | 10886982334954 | 2.7MM VOLT(TM) COMPACT STRT PL 6H/48MM/STERILE | Trauma | EA
04.527.003 | 10886982334961 | 2.7MM VOLT(TM) COMP STRGHT PL 7H/55MM | Trauma | EA
04.527.003S | 10886982334978 | 2.7MM VOLT(TM) COMPACT STRT PL 7H/55MM/STERILE | Trauma | EA
04.527.004 | 10886982334985 | 2.7MM VOLT(TM) COMP STRGHT PL 8H/62MM | Trauma | EA
04.527.004S | 10886982334992 | 2.7MM VOLT(TM) COMPACT STRT PL 8H/62MM/STERILE | Trauma | EA
04.527.005 | 10886982335005 | 2.7MM VOLT(TM) COMP STRGHT PL 10H/76MM | Trauma | EA
04.527.005S | 10886982335012 | 2.7MM VOLT(TM) COMPACT STRT PL 10H/76MM/STERILE | Trauma | EA
04.527.006 | 10886982335029 | 2.7MM VOLT(TM) STRAIGHT PLATE 6H/64MM | Trauma | EA
04.527.006S | 10886982335036 | 2.7MM VOLT(TM) STRAIGHT PLATE 6H/64MM/STERILE | Trauma | EA
04.527.008 | 10886982335043 | 2.7MM VOLT(TM) STRAIGHT PLATE 8H/84MM | Trauma | EA
04.527.008S | 10886982335050 | 2.7MM VOLT(TM) STRAIGHT PLATE 8H/84MM/STERILE | Trauma | EA
04.527.010 | 10886982335067 | 2.7MM VOLT(TM) STRAIGHT PLATE 10H/104MM | Trauma | EA
04.527.010S | 10886982335074 | 2.7MM VOLT(TM) STRAIGHT PLATE 10H/104MM/STERILE | Trauma | EA
04.527.014 | 10886982335081 | 2.7MM VOLT(TM) STRAIGHT PLATE 14H/144MM | Trauma | EA
04.527.014S | 10886982335098 | 2.7MM VOLT(TM) STRAIGHT PLATE 14H/144MM/STERILE | Trauma | EA
04.527.020 | 10886982335104 | 2.7MM VOLT(TM) STRAIGHT PLATE 18H/184MM | Trauma | EA
04.527.020S | 10886982335111 | 2.7MM VOLT(TM) STRAIGHT PLATE 18H/184MM/STERILE | Trauma | EA
04.527.026 | 10886982335128 | 2.7MM VOLT(TM) ADAPTION PLATE 6H/42MM | Trauma | EA
04.527.026S | 10886982335135 | 2.7MM VOLT(TM) ADAPTION PLATE 6H/42MM/STERILE | Trauma | EA
04.527.032 | 10886982335142 | 2.7MM VOLT(TM) ADAPTION PLATE 12H/84MM | Trauma | EA
04.527.032S | 10886982335159 | 2.7MM VOLT(TM) ADAPTION PLATE 12H/84MM/STERILE | Trauma | EA
04.527.040 | 10886982335166 | 2.7MM VOLT(TM) ADAPTION PLATE 20H/140MM | Trauma | EA
04.527.040S | 10886982335173 | 2.7MM VOLT(TM) ADAPTION PLATE 20H/140MM/STERILE | Trauma | EA
04.527.050 | 10886982335180 | 2.7MM VOLT(TM) HOOK PLATE 6H/61MM | Trauma | EA
04.527.050S | 10886982335197 | 2.7MM VOLT(TM) HOOK PLATE 6H/61MM/STERILE | Trauma | EA
04.527.052 | 10886982335203 | 2.7mm NEXGEN HOOK PLATE 8H/99MM | Trauma | EA
04.527.052S | 10886982335210 | 2.7mm NEXGEN HOOK PLATE 8H/99MM/STERILE | Trauma | EA
04.527.053 | 10886982335227 | 2.7MM VOLT(TM) T-PLATE 3H HEAD/6H/58MM | Trauma | EA
04.527.053S | 10886982335234 | 2.7MM VOLT(TM) T-PLATE 3H HEAD/6H/58MM/STERILE | Trauma | EA
04.527.054 | 10886982335241 | 2.7mm NEXGEN T-PLATE 3H head/8H shaft/99MM | Trauma | EA
04.527.054S | 10886982335258 | 2.7mm NEXGEN T-PLATE 3H head/8H shaft/99MM/STERILE | Trauma | EA
04.527.055 | 10886982335265 | 2.7MM VOLT(TM) T-PLATE 5H HEAD/6H SHAFT/58MM | Trauma | EA
04.527.055S | 10886982335272 | 2.7MM VOLT(TM) T-PLATE 5H HEAD/6H SHAFT/58MM/STERILE | Trauma | EA
04.527.056 | 10886982335289 | 2.7mm NEXGEN T-PLATE 5H head/8H shaft/99MM | Trauma | EA
04.527.056S | 10886982335296 | 2.7mm NEXGEN T-PLATE 5H head/8H shaft/99MM/STERILE | Trauma | EA
04.527.061 | 10886982335302 | 2.7mm NEXGEN Y-PLATE 5H head/8H shaft/99MM | Trauma | EA
04.527.061S | 10886982335319 | 2.7mm NEXGEN Y-PLATE 5H head/8H shaft/99MM/STERILE | Trauma | EA
04.527.062 | 10886982335326 | 2.7mm NEXGEN CONDYLAR PLATE 2H head/8H shaft/99MM | Trauma | EA
04.527.062S | 10886982335333 | 2.7mm NEXGEN CONDYLAR PLATE 2H head/8H shaft/99MM/STERILE | Trauma | EA
04.527.063 | 10886982335340 | 2.7MM VOLT(TM) TRIANGLE PLATE 5H HEAD/6H SHAFT/64MM | Trauma | EA
04.527.063S | 10886982335357 | 2.7MM VOLT(TM) TRIANGLE PLATE 5H HEAD/6H SHAFT/64MM/STERILE | Trauma | EA
04.527.064 | 10886982335364 | 2.7mm NEXGEN TRIANGLE PLATE 5H head/8H shaft/99MM | Trauma | EA
04.527.064S | 10886982335371 | 2.7mm NEXGEN TRIANGLE PLATE 5H head/8H shaft/99MM/STERILE | Trauma | EA
02.420.007S | 10886982335395 | 2.0MM VOLT(TM) STRAIGHT PLATE 7H/52MM/STERILE | Trauma | EA
02.424.007S | 10886982335418 | 2.4MM VOLT(TM) STRAIGHT PLATE 7H/70MM/STERILE | Trauma | EA
02.527.007S | 10886982335432 | 2.7MM VOLT(TM) STRAIGHT PLATE 7H/74MM/STERILE | Trauma | EA
04.420.007 | 10886982335449 | 2.0MM VOLT(TM) STRAIGHT PLATE 7H/52MM | Trauma | EA
04.420.007S | 10886982335456 | 2.0MM VOLT(TM) STRAIGHT PLATE 7H/52MM/STERILE | Trauma | EA
04.424.007 | 10886982335463 | 2.4MM VOLT(TM) STRAIGHT PLATE 7H/70MM | Trauma | EA
04.424.007S | 10886982335470 | 2.4MM VOLT(TM) STRAIGHT PLATE 7H/70MM/STERILE | Trauma | EA
04.527.007 | 10886982335487 | 2.7MM VOLT(TM) STRAIGHT PLATE 7H/74MM | Trauma | EA
04.527.007S | 10886982335494 | 2.7MM VOLT(TM) STRAIGHT PLATE 7H/74MM/STERILE | Trauma | EA
01.019.010ACL | 10886982335531 | MULTILOC HUMERAL NAIL FULL IMPLANT & INSTRUMENT SET | Trauma | EA
01.031.001ACL | 10886982335548 | ADOLESCENT LAT ENTRY FEMORAL NAIL-EX SYSTEM INSTRUMENT SET | Trauma | EA
01.116.046ACL | 10886982335555 | RAFN-EX INSERTION INSTRUMENT SET COMPLETE | Trauma | EA
01.211.041ACL | 10886982335562 | VA-LOCKING CALCANEAL INSTRUMENT & IMPLANT SET | Trauma | EA
105.272ACL | 10886982335579 | 4.5MM LCP(TM) PROXIMAL FEMUR PLATE SET | Trauma | EA
105.273ACL | 10886982335586 | 4.5MM LCP(TM) PROXIMAL FEMUR HOOK PLATE SET | Trauma | EA
105.352ACL | 10886982335593 | DHSÂ® ONE-STEP IMPLANT SET | Trauma | EA
01.045.039ACL | 10886982335609 | MONOBLOC FLEXIBLE REAMER FULL LONG SET | Trauma | EA
01.045.038ACL | 10886982335616 | MONOBLOC FLEXIBLE REAMER FULL STANDARD SET | Trauma | EA
SD03.010.080 | 10886982335623 | FRN POWER TAP SHAFT WITH LARGE AO QC | Trauma | EA
01.210.659 | 10886982335647 | 2.4/2.7MM CORTEX SCREW SET STAINLESS STEEL/65-90MM | Trauma | EA
01.210.660 | 10886982335654 | 2.4/2.7MM TI CORTEX SCREW SET TITANIUM/65-90MM | Trauma | EA
01.168.031ACL | 10886982335685 | FEM NECK IMPLANT SET | Trauma | EA
01.333.001ACL | 10886982335692 | CCHS FLEX SMALL SET | Trauma | EA
01.004.300ACL | 10886982335708 | TIBIAL NAIL EX SET | Trauma | EA
01.013.300ACL | 10886982335715 | RETRO/ANT FEM NL INSTR/IMP SET | Trauma | EA
01.221.101ACL | 10886982335722 | SCR RACK PPFX SCREW SET | Trauma | EA
01.221.180ACL | 10886982335739 | SCR INSERT INSTR VA PPFX SET | Trauma | EA
01.221.170ACL | 10886982335746 | SIZING TMPL VA PPFX PLATE SET | Trauma | EA
01.221.150ACL | 10886982335753 | VA PPFX PROX FEM PLATE SET | Trauma | EA
01.221.160ACL | 10886982335760 | VA PPFX PROX FEM HK PLATE SET | Trauma | EA
01.231.020ACL | 10886982335777 | 4.5 TI VA INSTR & IMPL SET | Trauma | EA
03.420.126 | 10886982335814 | TAP FOR 2.0MM CORTEX SCREWS TAP TO 50MM | Trauma | EA
03.426.120S | 10886982336064 | TEMPLATE F/NEXGEN 2C DIST RAD PLATE/ 3 HOLE SHAFT/ STERILE | Trauma | EA
03.426.400 | 10886982336071 | GUIDE BLOCK F/NEXGEN 2C DISTAL RADIUS PLATE/ NARROW/ RIGHT | Trauma | EA
03.426.401 | 10886982336088 | GUIDE BLOCK F/NEXGEN 2C DISTAL RADIUS PLATE/ NARROW/ LEFT | Trauma | EA
03.426.500 | 10886982336095 | GUIDE BLOCK F/NEXGEN 2C DISTAL RADIUS PLATE/ SMALL/ RIGHT | Trauma | EA
03.426.501 | 10886982336101 | GUIDE BLOCK F/NEXGEN 2C DISTAL RADIUS PLATE/ SMALL/ LEFT | Trauma | EA
03.426.600 | 10886982336118 | GUIDE BLOCK F/NEXGEN 2C DISTAL RADIUS PLATE/ MEDIUM/ RIGHT | Trauma | EA
03.426.601 | 10886982336125 | GUIDE BLOCK F/NEXGEN 2C DISTAL RADIUS PLATE/ MEDIUM/ LEFT | Trauma | EA
03.426.700 | 10886982336132 | GUIDE BLOCK F/NEXGEN 2C DISTAL RADIUS PLATE/ LARGE/ RIGHT | Trauma | EA
03.426.701 | 10886982336149 | GUIDE BLOCK F/NEXGEN 2C DISTAL RADIUS PLATE/ LARGE/ LEFT | Trauma | EA
03.430.015 | 10886982336163 | REDUCTION FORCEPS/ TOOTHED LONG RATCHET/ 143MM | Trauma | EA
03.430.016 | 10886982336170 | REDUCTION FORCEPS/ WIDE LONG RATCHET/ 131MM | Trauma | EA
03.430.017 | 10886982336187 | REDUCTION FORCEPS/ NARROW LONG RATCHET/ 131MM | Trauma | EA
03.535.211 | 10886982336460 | 2.5MM NEUTRAL SLEEVE FOR NEXGEN PLATES | Trauma | EA
03.420.150S | 10886982336521 | 1.5MM VOLT(TM) DRILL BIT AO QC 100MM/30MM CALIB/STERILE | Trauma | EA
03.420.200S | 10886982336538 | 2.0MM VOLT(TM) DRILL BIT AO QUICK COUPLING/125MM/STER | Trauma | EA
03.424.180S | 10886982336545 | 1.8MM VOLT(TM) DRILL BIT AO QC 115MM/30MM CALIB/STERILE | Trauma | EA
03.424.181S | 10886982336552 | 1.8MM VOLT(TM) DRILL BIT AO QC 145MM/60MM CALIB/STERILE | Trauma | EA
03.424.240S | 10886982336569 | 2.4MM VOLT(TM) DRILL BIT AO QUICK COUPLING 135MM/STER | Trauma | EA
03.527.201S | 10886982336576 | 2.0MM VOLT(TM) DRILL BIT AO QC 115MM/30MM CALIB/STERILE | Trauma | EA
03.527.202S | 10886982336583 | 2.0MM VOLT(TM) DRILL BIT AO QC 145MM/60MM CALIB/STERILE | Trauma | EA
03.527.270S | 10886982336590 | 2.7MM VOLT(TM) DRILL BIT AO QUICK COUPLING 135MM/STER | Trauma | EA
03.535.251S | 10886982336606 | 2.5MM VOLT(TM) DRILL BIT AO QC 140MM/45MM CALIB/ STER | Trauma | EA
03.535.252S | 10886982336613 | 2.5MM VOLT(TM) DRILL BIT AO QC 155MM/60MM CALIB/ STER | Trauma | EA
03.535.253S | 10886982336620 | 2.5MM VOLT(TM) DRILL BIT AO QC 205MM/110MM CALIB/ STER | Trauma | EA
03.535.280S | 10886982336637 | 2.8MM VOLT(TM) DRILL BIT AO QC 140MM/45MM CALIB/ STER | Trauma | EA
03.535.281S | 10886982336644 | 2.8MM VOLT(TM) DRILL BIT AO QC 155MM/60MM CALIB/ STER | Trauma | EA
03.535.350S | 10886982336651 | 3.5MM VOLT(TM) DRILL BIT AO QUICK COUPLING 150MM/ STER | Trauma | EA
03.420.151S | 10886982336668 | 1.5MM VOLT(TM) DRILL BIT AO QC 120MM/50MM CALIB/STERILE | Trauma | EA
03.424.182S | 10886982336675 | 1.8MM VOLT(TM) DRILL BIT AO QC 175MM/90MM CALIB/STERILE | Trauma | EA
03.527.203S | 10886982336682 | 2.0MM VOLT(TM) DRILL BIT AO QC 175MM/90MM CALIB/STERILE | Trauma | EA
03.424.191 | 10886982336729 | 1.8MM NEUTRAL SLEEVE FOR 2.4MM DRILL GUIDE/ NEXGEN | Trauma | EA
03.527.211 | 10886982336736 | 2.0MM NEUTRAL SLEEVE FOR 2.7MM DRILL GUIDE/ NEXGEN | Trauma | EA
03.535.282S | 10886982336750 | 2.8MM VOLT(TM) DRILL BIT AO QC 205MM/110MM CALIB/ STER | Trauma | EA
03.426.430 | 10886982336767 | SIZING TEMPL F/NEXGEN 2C DIST RADIUS PLATE 3H/HD 5H/NARROW | Trauma | EA
03.426.530 | 10886982336774 | SIZING TEMPL F/NEXGEN 2C DIST RADIUS PLATE 3H/HD 6H/SMALL | Trauma | EA
03.426.630 | 10886982336781 | SIZING TEMPL F/NEXGEN 2C DIST RADIUS PLATE 3H/HD 6H/MEDIUM | Trauma | EA
03.426.730 | 10886982336798 | SIZING TEMPL F/NEXGEN 2C DIST RADIUS PLATE 3H/HD 7H/LARGE | Trauma | EA
04.420.057S | 10886982336811 | 2.0MM VOLT(TM) TINE PLATE 6H/47MM/STERILE | Trauma | EA
04.420.059S | 10886982336828 | 2.0MM VOLT(TM) TINE PLATE 10H/75MM/STERILE | Trauma | EA
04.527.057S | 10886982336835 | 2.7MM VOLT(TM) TINE PLATE 6H/61MM/STERILE | Trauma | EA
04.527.059S | 10886982336842 | 2.7MM VOLT(TM) TINE PLATE 10H/98MM/STERILE | Trauma | EA
02.424.027S | 10886982336880 | 2.4MM VOLT(TM) ADPTN COMBI PL 6H/54MM/STERILE | Trauma | EA
02.424.033S | 10886982336897 | 2.4MM VOLT(TM) ADPTN COMBI PL 12H/107MM/STERILE | Trauma | EA
02.424.041S | 10886982336903 | 2.4MM VOLT(TM) ADPTN COMBI PL 20H/179MM/STERILE | Trauma | EA
04.424.027S | 10886982336910 | 2.4MM VOLT(TM) ADPTN COMBI PL 6H/54MM/STERILE | Trauma | EA
04.424.033S | 10886982336927 | 2.4MM VOLT(TM) ADPTN COMBI PL 12H/107MM/STERILE | Trauma | EA
04.424.041S | 10886982336934 | 2.4MM VOLT(TM) ADPTN COMBI PL 20H/179MM/STERILE | Trauma | EA
02.420.027S | 10886982336972 | 2.0MM VOLT(TM) ADPTN COMBI PL 6H/47MM/STERILE | Trauma | EA
02.420.033S | 10886982336989 | 2.0MM VOLT(TM) ADPTN COMBI PL 12H/93MM/STERILE | Trauma | EA
02.420.041S | 10886982336996 | 2.0MM VOLT(TM) ADPTN COMBI PL 20H/153MM/STERILE | Trauma | EA
04.420.027S | 10886982337009 | 2.0MM VOLT(TM) ADPTN COMBI PL 6H/47MM/STERILE | Trauma | EA
04.420.033S | 10886982337016 | 2.0MM VOLT(TM) ADPTN COMBI PL 12H/93MM/STERILE | Trauma | EA
04.420.041S | 10886982337023 | 2.0MM VOLT(TM) ADPTN COMBI PL 20H/153MM/STERILE | Trauma | EA
02.527.027S | 10886982337061 | 2.7MM VOLT(TM) ADPTN COMBI PL 6H/54MM/STERILE | Trauma | EA
02.527.033S | 10886982337078 | 2.7MM VOLT(TM) ADPTN COMBI PL 12H/107MM/STERILE | Trauma | EA
02.527.041S | 10886982337085 | 2.7MM VOLT(TM) ADPTN COMBI PL 20H/177MM/STERILE | Trauma | EA
04.527.027S | 10886982337092 | 2.7MM VOLT(TM) ADPTN COMBI PL 6H/54MM/STERILE | Trauma | EA
04.527.033S | 10886982337108 | 2.7MM VOLT(TM) ADPTN COMBI PL 12H/107MM/STERILE | Trauma | EA
04.527.041S | 10886982337115 | 2.7MM VOLT(TM) ADPTN COMBI PL 20H/177MM/STERILE | Trauma | EA
02.424.065 | 10886982337122 | 2.4MM NEXGEN TRIANGLE PLATE 10H/99MM | Trauma | EA
02.424.065S | 10886982337139 | 2.4MM NEXGEN TRIANGLE PLATE 10H/99MM/STERILE | Trauma | EA
02.527.065 | 10886982337146 | 2.7MM NEXGEN TRIANGLE PLATE 10H/99MM | Trauma | EA
02.527.065S | 10886982337153 | 2.7MM NEXGEN TRIANGLE PLATE 10H/99MM/STERILE | Trauma | EA
04.424.065S | 10886982337160 | 2.4MM NEXGEN TRIANGLE PLATE 10H/99MM/STERILE | Trauma | EA
02.420.066S | 10886982337184 | 2.0MM VOLT(TM) T-PLATE 3H HEAD/10H/73MM/STERILE | Trauma | EA
02.420.067S | 10886982337207 | 2.0MM VOLT(TM) T-PLATE 5H HEAD/10H/73MM/STERILE | Trauma | EA
02.424.066S | 10886982337221 | 2.4MM VOLT(TM) T-PLATE 3H HEAD/10H/87MM/STERILE | Trauma | EA
02.424.067S | 10886982337245 | 2.4MM VOLT(TM) T-PLATE 5H HEAD/10H/87MM/STERILE | Trauma | EA
02.527.066S | 10886982337269 | 2.7MM VOLT(TM) T-PLATE 3H HEAD/10H/95MM/STERILE | Trauma | EA
02.527.067S | 10886982337283 | 2.7MM VOLT(TM) T-PLATE 5H HEAD/10H/95MM/STERILE | Trauma | EA
04.420.066S | 10886982337290 | 2.0MM VOLT(TM) T-PLATE 3H HEAD/10H/73MM/STERILE | Trauma | EA
04.420.067S | 10886982337306 | 2.0MM VOLT(TM) T-PLATE 5H HEAD/10H/73MM/STERILE | Trauma | EA
04.424.066S | 10886982337313 | 2.4MM VOLT(TM) T-PLATE 3H HEAD/10H/87MM/STERILE | Trauma | EA
04.424.067S | 10886982337320 | 2.4MM VOLT(TM) T-PLATE 5H HEAD/10H/87MM/STERILE | Trauma | EA
04.527.066S | 10886982337337 | 2.7MM VOLT(TM) T-PLATE 3H HEAD/10H/95MM/STERILE | Trauma | EA
04.527.067S | 10886982337344 | 2.7MM VOLT(TM) T-PLATE 5H HEAD/10H/95MM/STERILE | Trauma | EA
02.420.068S | 10886982337368 | 2.0MM VOLT(TM) HOOK PLATE 10H/76MM/STERILE | Trauma | EA
02.424.068S | 10886982337382 | 2.4MM VOLT(TM) HOOK PLATE 10H/89MM/STERILE | Trauma | EA
02.527.068S | 10886982337405 | 2.7MM VOLT(TM) HOOK PLATE 10H/98MM/STERILE | Trauma | EA
04.420.068S | 10886982337412 | 2.0MM VOLT(TM) HOOK PLATE 10H/76MM/STERILE | Trauma | EA
04.424.068S | 10886982337429 | 2.4MM VOLT(TM) HOOK PLATE 10H/89MM/STERILE | Trauma | EA
04.527.068S | 10886982337436 | 2.7MM VOLT(TM) HOOK PLATE 10H/98MM/STERILE | Trauma | EA
02.420.069S | 10886982337450 | 2.0MM VOLT(TM) CONDYLAR PLATE 6H/45MM/STERILE | Trauma | EA
02.420.071S | 10886982337474 | 2.0MM VOLT(TM) CONDYLAR PLATE 10H/73MM/STERILE | Trauma | EA
02.424.069S | 10886982337498 | 2.4MM VOLT(TM) CONDYLAR PLATE 6H/54MM/STERILE | Trauma | EA
02.424.071S | 10886982337511 | 2.4MM VOLT(TM) CONDYLAR PLATE 10H/88MM/STERILE | Trauma | EA
02.527.069S | 10886982337535 | 2.7MM VOLT(TM) CONDYLAR PLATE 6H/58MM/STERILE | Trauma | EA
02.527.071S | 10886982337559 | 2.7MM VOLT(TM) CONDYLAR PLATE 10H/95MM/STERILE | Trauma | EA
04.420.069S | 10886982337566 | 2.0MM VOLT(TM) CONDYLAR PLATE 6H/45MM/STERILE | Trauma | EA
04.420.071S | 10886982337573 | 2.0MM VOLT(TM) CONDYLAR PLATE 10H/73MM/STERILE | Trauma | EA
04.424.069S | 10886982337580 | 2.4MM VOLT(TM) CONDYLAR PLATE 6H/54MM/STERILE | Trauma | EA
04.424.071S | 10886982337597 | 2.4MM VOLT(TM) CONDYLAR PLATE 10H/88MM/STERILE | Trauma | EA
04.527.069S | 10886982337603 | 2.7MM VOLT(TM) CONDYLAR PLATE 6H/58MM/STERILE | Trauma | EA
04.527.071S | 10886982337610 | 2.7MM VOLT(TM) CONDYLAR PLATE 10H/95MM/STERILE | Trauma | EA
02.420.072S | 10886982337634 | 2.0MM VOLT(TM) Y-PLATE 10H/80MM/STERILE | Trauma | EA
02.424.072S | 10886982337658 | 2.4MM VOLT(TM) Y-PLATE 10H/95MM/STERILE | Trauma | EA
02.527.072S | 10886982337672 | 2.7MM VOLT(TM) Y-PLATE 10H/104MM/STERILE | Trauma | EA
04.420.072S | 10886982337689 | 2.0MM VOLT(TM) Y-PLATE 10H/80MM/STERILE | Trauma | EA
04.424.072S | 10886982337696 | 2.4MM VOLT(TM) Y-PLATE 10H/95MM/STERILE | Trauma | EA
04.527.072S | 10886982337702 | 2.7MM VOLT(TM) Y-PLATE 10H/104MM/STERILE | Trauma | EA
04.420.057 | 10886982337719 | 2.0MM VOLT(TM) TINE PLATE 6H/47MM | Trauma | EA
04.420.059 | 10886982337726 | 2.0MM VOLT(TM) TINE PLATE 10H/75MM | Trauma | EA
04.527.057 | 10886982337733 | 2.7MM VOLT(TM) TINE PLATE 6H/61MM | Trauma | EA
04.527.059 | 10886982337740 | 2.7MM VOLT(TM) TINE PLATE 10H/98MM | Trauma | EA
04.424.027 | 10886982337757 | 2.4MM VOLT(TM) ADPTN COMBI PL 6H/54MM | Trauma | EA
04.424.033 | 10886982337764 | 2.4MM VOLT(TM) ADPTN COMBI PL 12H/107MM | Trauma | EA
04.424.041 | 10886982337771 | 2.4MM VOLT(TM) ADPTN COMBI PL 20H/179MM | Trauma | EA
04.420.027 | 10886982337788 | 2.0MM VOLT(TM) ADPTN COMBI PL 6H/47MM | Trauma | EA
04.420.033 | 10886982337795 | 2.0MM VOLT(TM) ADPTN COMBI PL 12H/93MM | Trauma | EA
04.420.041 | 10886982337801 | 2.0MM VOLT(TM) ADPTN COMBI PL 20H/153MM | Trauma | EA
04.527.027 | 10886982337818 | 2.7MM VOLT(TM) ADPTN COMBI PL 6H/54MM | Trauma | EA
04.527.033 | 10886982337825 | 2.7MM VOLT(TM) ADPTN COMBI PL 12H/107MM | Trauma | EA
04.527.041 | 10886982337832 | 2.7MM VOLT(TM) ADPTN COMBI PL 20H/177MM | Trauma | EA
04.424.065 | 10886982337849 | 2.4MM NEXGEN TRIANGLE PLATE 10H/99MM | Trauma | EA
04.420.066 | 10886982337856 | 2.0MM VOLT(TM) T-PLATE 3H HEAD/10H/73MM | Trauma | EA
04.420.067 | 10886982337863 | 2.0MM VOLT(TM) T-PLATE 5H HEAD/10H/73MM | Trauma | EA
04.424.066 | 10886982337870 | 2.4MM VOLT(TM) T-PLATE 3H HEAD/10H/87MM | Trauma | EA
04.424.067 | 10886982337887 | 2.4MM VOLT(TM) T-PLATE 5H HEAD/10H/87MM | Trauma | EA
04.527.066 | 10886982337894 | 2.7MM VOLT(TM) T-PLATE 3H HEAD/10H/95MM | Trauma | EA
04.527.067 | 10886982337900 | 2.7MM VOLT(TM) T-PLATE 5H HEAD/10H/95MM | Trauma | EA
04.420.068 | 10886982337917 | 2.0MM VOLT(TM) HOOK PLATE 10H/76MM | Trauma | EA
04.424.068 | 10886982337924 | 2.4MM VOLT(TM) HOOK PLATE 10H/89MM | Trauma | EA
04.527.068 | 10886982337931 | 2.7MM VOLT(TM) HOOK PLATE 10H/98MM | Trauma | EA
04.420.069 | 10886982337948 | 2.0MM VOLT(TM) CONDYLAR PLATE 6H/45MM | Trauma | EA
04.420.071 | 10886982337955 | 2.0MM VOLT(TM) CONDYLAR PLATE 10H/73MM | Trauma | EA
04.424.069 | 10886982337962 | 2.4MM VOLT(TM) CONDYLAR PLATE 6H/54MM | Trauma | EA
04.424.071 | 10886982337979 | 2.4MM VOLT(TM) CONDYLAR PLATE 10H/88MM | Trauma | EA
04.527.069 | 10886982337986 | 2.7MM VOLT(TM) CONDYLAR PLATE 6H/58MM | Trauma | EA
04.527.071 | 10886982337993 | 2.7MM VOLT(TM) CONDYLAR PLATE 10H/95MM | Trauma | EA
04.420.072 | 10886982338006 | 2.0MM VOLT(TM) Y-PLATE 10H/80MM | Trauma | EA
04.424.072 | 10886982338013 | 2.4MM VOLT(TM) Y-PLATE 10H/95MM | Trauma | EA
04.527.072 | 10886982338020 | 2.7MM VOLT(TM) Y-PLATE 10H/104MM | Trauma | EA
513.090-15 |  | 1.5MM DRILL BIT/MINI QC/67MM | Trauma
513.080-15 |  | 1.5MM DRILL BIT/MINI QC/52MM | Trauma
513.035-15 |  | 1.3MM 2 FLUTE DRILL BIT/46MM | Trauma
513.010-15 |  | 1.1MM DRILL BIT/MINI QC/28MM | Trauma
317.871-15 |  | 2.4MM DRILL BIT/MINI QC/80MM | Trauma
317.861-15 |  | 1.8MM DRILL BIT/MINI QC/80MM | Trauma
316.494-15 |  | 0.8MM DRILL BIT/STRYKER J-LATCH F/THREADED HOLE/56MM | Trauma
316.402-15 |  | 1.3MM DRILL BIT/MINI QC/55MM | Trauma
316.385-15 |  | 0.8MM DRILL BIT/MQC FOR THREADED HOLE/47MM | Trauma
316.292-15 |  | 0.76MM DRILL BIT/MINI QC WITH 12MM STOP/44.5MM | Trauma
316.290-15 |  | 0.76MM DRILL BIT/MINI QC WITH 10MM STOP/44.5MM | Trauma
316.288-15 |  | 0.76MM DRILL BIT/MINI QC WITH 8MM STOP/44.5MM | Trauma
316.286-15 |  | 0.76MM DRILL BIT/MINI QC WITH 6MM STOP/44.5MM | Trauma
310.972-15 |  | COUNTERSINK FOR 2.0MM/2.4MM SCREWS | Trauma
310.971-15 |  | COUNTERSINK FOR 1.3MM/1.5MM SCREWS | Trauma
310.804-15 |  | CANNULATED COUNTERSINK FOR 3.0MM CANNULATED SCREWS | Trauma
310.803-15 |  | CANNULATED COUNTERSINK FOR 2.4MM CANNULATED SCREWS | Trauma
310.680-15 |  | 3.5MM CANNULATED DRILL BIT QC 160MM | Trauma
310.670-15 |  | 2.7MM CANNULATED DRILL BIT QC 160MM | Trauma
310.660-15 |  | 4.5MM CANNULATED DRILL BIT/QC 170MM | Trauma
310.634-15 |  | 4.3MM CANNULATED DRILL BIT/QC 200MM | Trauma
310.632-15 |  | 5.0MM CANNULATED DRILL BIT/QC 200MM | Trauma
310.630-15 |  | 5.0MM CANNULATED DRILL BIT LARGE QC/300MM | Trauma
310.60J-15 |  | 6.0MM DRILL BIT/JC/195MM | Trauma
310.508-15 |  | 1.8MM 2 FLUTE DRILL BIT 96MM/ W/MARKING | Trauma
310.221-15 |  | 2.0MM CANNULATED DRILL BIT/QC 150MM | Trauma
310.215-15 |  | 1.7MM CANNULATED DRILL BIT/QC 100MM | Trauma
310.205-15 |  | 2.0MM 2 FLUTE DRILL BIT/ 70MM/40MM TO STOP | Trauma
310.163-15 |  | 2.0MM 2 FLUTE DRILL BIT/ 110MM W/ MARKING | Trauma
310.162-15 |  | 1.8MM DRILL BIT W/DEPTH MARK STRYKER J-LATCH/110MM | Trauma
310.161-15 |  | 1.5MM DRILL BIT W/DEPTH MARK STRYKER J-LATCH/110MM | Trauma
310.158-15 |  | 1.8MM 2 FLUTE DRILL BIT/ 110MM W/ MARKING | Trauma
310.157-15 |  | 1.5MM 2 FLUTE DRILL BIT/ 110MM W/ MARKING | Trauma
310.155-15 |  | 1.5MM 2 FLUTE DRILL BIT/ 70MM/40MM TO STOP | Trauma
03.233.002-15 |  | DRILL BIT / CANN / Ã 11.2MM LARGE QUICK COUPLING | Trauma
03.233.001-15 |  | DRILL BIT / CANN / Ã 12.8MM LARGE QUICK COUPLING | Trauma
03.207.008-15 |  | 5.0MM/7.3MM STEPPED DRILL BIT 20MM STEP FOR SCFE SCREW | Trauma
03.207.001-15 |  | 5.0MM/7.3MM STEPPED DRILL BIT 10MM STEP FOR SCFE SCREW | Trauma
03.130.311-15 |  | 2.0MM DRILL BIT/STRYKER J-LATCH F/GLIDING HOLE/66MM | Trauma
03.130.310-15 |  | 2.0MM DRILL BIT/K-WIRE ATTCHMT FOR GLIDING HOLE/71MM | Trauma
03.130.301-15 |  | 1.5MM DRILL BIT/STRYKER J-LATCH F/THREADED HOLE/83MM | Trauma
03.130.300-15 |  | 1.5MM DRILL BIT/K-WIRE ATTCHMT FOR THREADED HOLE/88MM | Trauma
03.130.211-15 |  | 1.5MM DRILL BIT/STRYKER J-LATCH F/GLIDING HOLE/57MM | Trauma
03.130.210-15 |  | 1.5MM DRILL BIT/K-WIRE ATTCHMT FOR GLIDING HOLE/62MM | Trauma
03.130.201-15 |  | 1.1MM DRILL BIT/STRYKER J-LATCH F/THREADED HOLE/65MM | Trauma
03.130.111-15 |  | 1.3MM DRILL BIT/STRYKER J-LATCH F/GLIDING HOLE/55MM | Trauma
03.130.110-15 |  | 1.3MM DRILL BIT/K-WIRE ATTCHMT FOR GLIDING HOLE/60MM | Trauma
03.130.101-15 |  | 1.0MM DRILL BIT/STRYKER J-LATCH F/THREADED HOLE/61MM | Trauma
03.130.100-15 |  | 1.0MM DRILL BIT/K-WIRE ATTCHMT FOR THREADED HOLE/75MM | Trauma
03.130.000-15 |  | 0.8MM DRILL BIT/K-WIRE ATTCHMT FOR THREADED HOLE/64MM | Trauma
03.114.008-15 |  | 1.1MM DRILL BIT STRYKER J-LATCH/85MM | Trauma
03.114.007-15 |  | 1.1MM DRILL BIT/MQC/75MM | Trauma
03.111.002-15 |  | 5.0MM CANNULATED DRILL BIT LRG QC/300MM/200MM CALIBRATION | Trauma
03.043.015-15 |  | DRILL BIT/ CANNULATED/ Ã 12MM LONG | Trauma
03.043.014-15 |  | DRILL BIT/ CANNULATED/ Ã 12MM SHORT | Trauma
03.033.005-15 |  | 14MM CANNULATED DRILL BIT | Trauma
03.010.439-15 |  | 12MM CANNULATED DRILL BIT LARGE QC/270MM | Trauma
03.010.228-15 |  | DRILL BIT FOR 5.0MM RECON SCREWS/LARGE QC | Trauma
03.010.123-15 |  | 4.2MM 3 FLUTE DRILL BIT 270MM/ W/ CALIBRATION | Trauma
03.010.089-15 |  | 4.5MM CANNULATED DRILL BIT JC/WITH 135MM STOP/165MM | Trauma
03.010.034-15 |  | 13.0MM FLEXIBLE CANNULATED DRILL BIT LARGE QC/465MM | Trauma
03.007.019-15 |  | NAIL REMOVAL ALIGNMENT DRILL FOR OLECRANON OSTEOTOMY NAIL | Trauma
03.313.704S-15 |  | 5.0MM DRILL BIT EXTRA LONG/CALIBRATED/STERILE | Trauma
03.313.703S-15 |  | 5.0MM DRILL BIT LONG/CALIBRATED/STERILE | Trauma
03.313.702S-15 |  | 4.3MM DRILL BIT EXTRA LONG/CALIBRATED/STERILE | Trauma
03.313.701S-15 |  | 4.3MM DRILL BIT LONG/CALIBRATED/STERILE | Trauma
03.313.700S-15 |  | 3.2MM DRILL BIT LONG/CALIBRATED/STERILE | Trauma
03.233.002S-15 |  | DRILL BIT / CANN / Ã 11.2MM LARGE QUICK COUPLING / STER | Trauma
03.233.001S-15 |  | DRILL BIT / CANN / Ã 12.8MM LARGE QUICK COUPLING / STER | Trauma
03.133.110S-15 |  | 3.5MM DRILL BIT QC 195MM STER | Trauma
03.133.109S-15 |  | 3.5MM DRILL BIT QC 150MM STER | Trauma
03.133.108S-15 |  | 2.8MM DRILL BIT QC 200MM STER 110MM CALIBRATION | Trauma
03.133.107S-15 |  | 2.8MM DRILL BIT QC 170MM STER 80MM CALIBRATION | Trauma
03.133.106S-15 |  | 2.8MM DRILL BIT QC 135MM STER 45MM CALIBRATION | Trauma
03.133.105S-15 |  | 2.7MM DRILL BIT QC 125MM STER | Trauma
03.133.104S-15 |  | 2.5MM DRILL BIT QC 240MM STER 150MM CALIBRATION | Trauma
03.133.103S-15 |  | 2.5MM DRILL BIT QC 170MM STER 80MM CALIBRATION | Trauma
03.133.102S-15 |  | 2.5MM DRILL BIT QC 135MM STER 45MM CALIBRATION | Trauma
03.133.101S-15 |  | 2.0MM DRILL BIT QC 140MM STER 60MM CALIBRATION | Trauma
03.133.100S-15 |  | 2.0MM DRILL BIT QC 110MM STER 30MM CALIBRATION | Trauma
03.043.015S-15 |  | DRILL BIT/ CANNULATED/ Ã 12MM LONG/STERILE | Trauma
03.043.014S-15 |  | DRILL BIT/ CANNULATED/ Ã 12MM SHORT / STERILE | Trauma
02.118.217S-15 |  | 2.7/3.5MM VA-LCP ANTEROLATERAL DISTAL TIBIA PL/18 H/LT-STER | Trauma
02.118.216S-15 |  | 2.7/3.5MM VA-LCP ANTEROLATERAL DISTAL TIBIA PL/18 H/RT-STER | Trauma
02.118.215S-15 |  | 2.7/3.5MM VA-LCP ANTEROLATERAL DISTAL TIBIA PL/16 H/LT-STER | Trauma
02.118.214S-15 |  | 2.7/3.5MM VA-LCP ANTEROLATERAL DISTAL TIBIA PL/16 H/RT-STER | Trauma
02.118.213S-15 |  | 2.7/3.5MM VA-LCP ANTEROLATERAL DISTAL TIBIA PL/14 H/LT-STER | Trauma
02.118.212S-15 |  | 2.7/3.5MM VA-LCP ANTEROLATERAL DISTAL TIBIA PL/14 H/RT-STER | Trauma
02.118.211S-15 |  | 2.7/3.5MM VA-LCP ANTEROLATERAL DISTAL TIBIA PL/12 H/LT-STER | Trauma
02.118.210S-15 |  | 2.7/3.5MM VA-LCP ANTEROLATERAL DISTAL TIBIA PL/12 H/RT-STER | Trauma
02.118.209S-15 |  | 2.7/3.5MM VA-LCP ANTEROLATERAL DISTAL TIBIA PL/10 H/LT-STER | Trauma
02.118.208S-15 |  | 2.7/3.5MM VA-LCP ANTEROLATERAL DISTAL TIBIA PL/10 H/RT-STER | Trauma
02.118.207S-15 |  | 2.7/3.5MM VA-LCP ANTEROLATERAL DISTAL TIBIA PL/8 H/LT-STER | Trauma
02.118.206S-15 |  | 2.7/3.5MM VA-LCP ANTEROLATERAL DISTAL TIBIA PL/8 H/RT-STER | Trauma
02.118.205S-15 |  | 2.7/3.5MM VA-LCP ANTEROLATERAL DISTAL TIBIA PL/6 H/LT-STER | Trauma
02.118.204S-15 |  | 2.7/3.5MM VA-LCP ANTEROLATERAL DISTAL TIBIA PL/6 H/RT-STER | Trauma
02.118.203S-15 |  | 2.7/3.5MM VA-LCP ANTEROLATERAL DISTAL TIBIA PL/4 H/LT-STER | Trauma
02.118.202S-15 |  | 2.7/3.5MM VA-LCP ANTEROLATERAL DISTAL TIBIA PL/4 H/RT-STER | Trauma
02.420.057S | 10886982338044 | 2.0MM VOLT(TM) TINE PLATE 6H/46MM/STERILE | Trauma | EA
02.420.058 | 10886982338051 | 2.0 NEXGEN Y-PL W/TINES 8H 8H/XXMM | Trauma | EA
02.420.058S | 10886982338068 | 2.0 NEXGEN Y-PL W/TINES 8H 8H/XXMM/STERILE | Trauma | EA
02.420.059S | 10886982338082 | 2.0MM VOLT(TM) TINE PLATE 10H/75MM/STERILE | Trauma | EA
02.420.060 | 10886982338099 | 2.0 VOLT(TM) Y-PL 6H 6H/51MM | Trauma | EA
02.420.060S | 10886982338105 | 2.0 VOLT(TM) Y-PL 6H 6H/51MM/STERILE | Trauma | EA
02.420.063 | 10886982338112 | 2.0MM NEXGEN TRIANGLE PLATE 6H/99MM | Trauma | EA
02.420.063S | 10886982338129 | 2.0MM NEXGEN TRIANGLE PLATE 6H/99MM | Trauma | EA
02.420.064 | 10886982338136 | 2.0MM NEXGEN TRIANGLE PLATE 8H/99MM | Trauma | EA
02.420.064S | 10886982338143 | 2.0MM NEXGEN TRIANGLE PLATE 8H/99MM | Trauma | EA
02.420.065 | 10886982338150 | 2.0MM NEXGEN TRIANGLE PLATE 10H/99MM | Trauma | EA
02.420.065S | 10886982338167 | 2.0MM NEXGEN TRIANGLE PLATE 10H/99MM | Trauma | EA
02.424.057S | 10886982338181 | 2.4MM VOLT(TM) TINE PLATE 6H/55MM/STERILE | Trauma | EA
02.424.058 | 10886982338198 | 2.4 NEXGEN Y-PL W/TINES 8H 8H/XXMM | Trauma | EA
02.424.058S | 10886982338204 | 2.4 NEXGEN Y-PL W/TINES 8H 8H/XXMM/STERILE | Trauma | EA
02.424.059S | 10886982338228 | 2.4MM VOLT(TM) TINE PLATE 10H/89MM/STERILE | Trauma | EA
02.424.060 | 10886982338235 | 2.4 VOLT(TM) Y-PL 6H 5H HEAD/61MM | Trauma | EA
02.424.060S | 10886982338242 | 2.4 VOLT(TM) Y-PL 6H 5H HEAD/61MM/STERILE | Trauma | EA
02.527.057S | 10886982338266 | 2.7MM VOLT(TM) TINE PLATE 6H/61MM/STERILE | Trauma | EA
02.527.058 | 10886982338273 | 2.7 NEXGEN Y-PL W/TINES 8H 8H/XXMM | Trauma | EA
02.527.058S | 10886982338280 | 2.7 NEXGEN Y-PL W/TINES 8H 8H/XXMM/STERILE | Trauma | EA
02.527.059S | 10886982338303 | 2.7MM VOLT(TM) TINE PLATE 10H/98MM/STERILE | Trauma | EA
02.527.060 | 10886982338310 | 2.7 VOLT(TM) Y-PL 6H 5H HEAD/67MM | Trauma | EA
02.527.060S | 10886982338327 | 2.7 VOLT(TM) Y-PL 6H 5H HEAD/67MM/STERILE | Trauma | EA
04.420.058 | 10886982338334 | 2.0 NEXGEN Y-PL W/TINES 8H 8H/LXXMM | Trauma | EA
04.420.058S | 10886982338341 | 2.0 NEXGEN Y-PL W/TINE 8H 8H/LXXMM/STERILE | Trauma | EA
04.420.060 | 10886982338358 | 2.0 VOLT(TM) Y-PL 6H 6H/51MM | Trauma | EA
04.420.060S | 10886982338365 | 2.0 VOLT(TM) Y-PL 6H 5H HEAD/L51MM/STERILE | Trauma | EA
04.420.063 | 10886982338372 | 2.0MM NEXGEN TRIANGLE PLATE 6H/99MM | Trauma | EA
04.420.063S | 10886982338389 | 2.0MM NEXGEN TRIANGLE PLATE 6H/99MM | Trauma | EA
04.420.064 | 10886982338396 | 2.0MM NEXGEN TRIANGLE PLATE 8H/99MM | Trauma | EA
04.420.064S | 10886982338402 | 2.0MM NEXGEN TRIANGLE PLATE 8H/99MM | Trauma | EA
04.420.065 | 10886982338419 | 2.0MM NEXGEN TRIANGLE PLATE 10H/99MM | Trauma | EA
04.420.065S | 10886982338426 | 2.0MM NEXGEN TRIANGLE PLATE 10H/99MM | Trauma | EA
04.424.057 | 10886982338433 | 2.4MM VOLT(TM) TINE PLATE 6H/55MM | Trauma | EA
04.424.057S | 10886982338440 | 2.4MM VOLT(TM) TINE PLATE 6H/55MM/STERILE | Trauma | EA
04.424.058 | 10886982338457 | 2.4 NEXGEN Y-PL W/TINES 8H 8H/LXXMM | Trauma | EA
04.424.058S | 10886982338464 | 2.4 NEXGEN Y-PL W/TINE 8H 8H/LXXMM/STERILE | Trauma | EA
04.424.059 | 10886982338471 | 2.4MM VOLT(TM) TINE PLATE 10H/89MM | Trauma | EA
04.424.059S | 10886982338488 | 2.4MM VOLT(TM) TINE PLATE 10H/89MM/STERILE | Trauma | EA
04.424.060 | 10886982338495 | 2.4 VOLT(TM) Y-PL 6H 6H/L61MM | Trauma | EA
04.424.060S | 10886982338501 | 2.4 VOLT(TM) Y-PL 6H 6H/L61MM/STERILE | Trauma | EA
04.527.058 | 10886982338518 | 2.7 NEXGEN Y-PL W/TINES 8H 8H/LXXMM | Trauma | EA
04.527.058S | 10886982338525 | 2.7 NEXGEN Y-PL W/TINE 8H 8H/LXXMM/STERILE | Trauma | EA
04.527.060 | 10886982338532 | 2.7 VOLT(TM) Y-PL 6H 5H HEAD/L67MM | Trauma | EA
04.527.060S | 10886982338549 | 2.7 VOLT(TM) Y-PL 6H 5H HEAD/L67MM/STERILE | Trauma | EA
04.527.065 | 10886982338556 | 2.7MM NEXGEN TRIANGLE PLATE 10H/99MM | Trauma | EA
04.527.065S | 10886982338563 | 2.7MM NEXGEN TRIANGLE PLATE 10H/99MM/STERILE | Trauma | EA
03.313.704-15 |  | 5.0MM DRILL BIT EXTRA LONG/CALIBRATED | Trauma
03.313.703-15 |  | 5.0MM DRILL BIT LONG/CALIBRATED | Trauma
03.313.702-15 |  | 4.3MM DRILL BIT EXTRA LONG/CALIBRATED | Trauma
03.313.701-15 |  | 4.3MM DRILL BIT LONG/CALIBRATED | Trauma
03.313.700-15 |  | 3.2MM DRILL BIT LONG/CALIBRATED | Trauma
03.133.110-15 |  | 3.5MM DRILL BIT QC 195MM | Trauma
03.133.109-15 |  | 3.5MM DRILL BIT QC 150MM | Trauma
03.133.108-15 |  | 2.8MM DRILL BIT QC 200MM 110MM CALIBRATION | Trauma
03.133.107-15 |  | 2.8MM DRILL BIT QC 170MM 80MM CALIBRATION | Trauma
03.133.106-15 |  | 2.8MM DRILL BIT QC 135MM 45MM CALIBRATION | Trauma
03.133.105-15 |  | 2.7MM DRILL BIT QC 125MM | Trauma
03.133.104-15 |  | 2.5MM DRILL BIT QC 240MM 150MM CALIBRATION | Trauma
03.133.103-15 |  | 2.5MM DRILL BIT QC 170MM 80MM CALIBRATION | Trauma
03.133.102-15 |  | 2.5MM DRILL BIT QC 135MM 45MM CALIBRATION | Trauma
03.133.101-15 |  | 2.0MM DRILL BIT QC 140MM 60MM CALIBRATION | Trauma
03.133.100-15 |  | 2.0MM DRILL BIT QC 110MM 30MM CALIBRATION | Trauma
513.030-15 |  | 1.1MM DRILL BIT/MINI QC/45MM | Trauma
351.270-15 |  | 13.0MM CANNULATED DRILL BIT 300MM | Trauma
310.150-15 |  | 1.5MM DRILL BIT/QC/85MM | Trauma
310.110-15 |  | 1.1MM DRILL BIT/QC/60MM | Trauma
03.130.302-15 |  | 1.5MM DRILL BIT/MQC FOR THREADED HOLE/74MM | Trauma
03.130.212-15 |  | 1.5MM DRILL BIT/MQC FOR GLIDING HOLE/48MM | Trauma
03.130.202-15 |  | 1.1MM DRILL BIT/MQC FOR THREADED HOLE/56MM | Trauma
03.130.200-15 |  | 1.1MM DRILL BIT/K-WIRE ATTCHMT FOR THREADED HOLE/70MM | Trauma
03.130.102-15 |  | 1.0MM DRILL BIT/MQC FOR THREADED HOLE/61MM | Trauma
03.010.101-15 |  | 4.2MM THREE-FLUTED RADIOLUCENT DRILL BIT/NEEDLE POINT/145MM | Trauma
68.045.001 | 10886982338617 | BASE TRAY, 1 FROM 2 ADVANCED NAIL PLATFORM, SST | Trauma | EA
68.045.002 | 10886982338624 | BASE TRAY, 2 FROM 2 ADVANCED NAIL PLATFORM, SST | Trauma | EA
68.045.003 | 10886982338631 | ADDITIONAL INSTRUMENTS ADVANCED NAIL PLATFORM, SST | Trauma | EA
68.045.004 | 10886982338648 | TRAY F/RETROGRADE FEMORAL NAIL | Trauma | EA
68.045.005 | 10886982338655 | ADDITIONAL INSTRUMENTS RETROGRADE FEMORAL NAIL | Trauma | EA
68.045.006 | 10886982338662 | TRAY FOR TIBIAL NAIL STAINLESS STEEL | Trauma | EA
68.045.007 | 10886982338679 | TRAY FOR TIBIAL NAIL INFRAPATELLAR APPROACH, SST | Trauma | EA
68.045.008 | 10886982338686 | TRAY FOR TIBIAL NAIL SUPRAPATELLAR APPROACH, SST | Trauma | EA
68.045.009 | 10886982338693 | TRAY FOR TIBIAL NAIL SEMI-EXTENDED PARAPATELLAR,SST | Trauma | EA
68.045.010 | 10886982338709 | TRAY FOR FEMORAL RECON NAIL 1 FROM 2, STAINLESS STEEL | Trauma | EA
68.045.011 | 10886982338716 | TRAY FOR FEMORAL RECON NAIL 2 FROM 2, STAINLESS STEEL | Trauma | EA
68.045.012 | 10886982338723 | TRAY F/ TROCHANTERIC FIX NAIL 1 FROM 2, STAINLESS STEEL | Trauma | EA
68.045.013 | 10886982338730 | TRAY F/ TROCHANTERIC FIX NAIL 2 FROM 2, STAINLESS STEEL | Trauma | EA
68.045.014 | 10886982338747 | ADDITIONAL INSTRUMENTS TROCHANTERIC FIXATION NAIL,SST | Trauma | EA
68.045.015 | 10886982338754 | TRAY F/ADVANCED SHAFT NAIL REMOVAL, STAINLESS STEEL | Trauma | EA
68.045.016 | 10886982338761 | TRAY F/TROCHANTERIC FIXATION NAIL REMOVAL, STAINLESS STEEL | Trauma | EA
68.137.001 | 10886982338785 | TRAY F/VA LOCKING PATELLA INSTRUMENTS | Trauma | EA
68.133.102 | 10886982338792 | TRAY FOR TRIAL IMPLANTS FULL SIZE | Trauma | EA
68.133.103 | 10886982338808 | TRAY FOR TRIAL IMPLANTS 2/3 SIZE | Trauma | EA
68.133.104 | 10886982338815 | TRAY FOR TRIAL IMPLANTS 1/3 SIZE | Trauma | EA
68.133.105 | 10886982338822 | TRAY FOR VAL CLAVICLE INSTRUMENTS | Trauma | EA
68.190.000 | 10886982338839 | TRAY FOR OPERACE, 1 FROM 2 | Trauma | EA
68.190.001 | 10886982338846 | TRAY FOR OPERACE, 2 FROM 2 | Trauma | EA
68.133.118 | 10886982338853 | UNIVERSAL SMALL FRAGMENT FOR INSERTION W/O DRILL BITS | Trauma | EA
68.404.000 | 10886982338860 | TRAY FOR RIA 2 INSTRUMENTS 1/2 | Trauma | EA
68.404.001 | 10886982338877 | TRAY FOR RIA 2 INSTRUMENTS 2/2 | Trauma | EA
68.164.000 | 10886982338884 | ACETABULUM TRAY F/CORTEX SCREW INSERTION INSTRUMENTS 3.5 | Trauma | EA
68.164.001 | 10886982338891 | ACETABULUM TRAY FOR BENDING INSTRUMENTS | Trauma | EA
68.164.002 | 10886982338907 | ACETABULUM TRAY TRIAL IMP AND PLATE INSERTION | Trauma | EA
68.164.003 | 10886982338914 | ACETABULUM TRAY FOR RETRACTORS | Trauma | EA
68.164.004 | 10886982338921 | ACETABULUM TRAY FOR REDUCTION INSTRUMENTS | Trauma | EA
68.133.106 | 10886982338938 | TRAY FOR LARGE FRAGMENT BASIC 4.5/6.5 INSTRUMENTS | Trauma | EA
68.133.107 | 10886982338945 | TRAY F/OPTIONAL LARGE FRAGMENT INSTRUMENTS | Trauma | EA
68.133.108 | 10886982338952 | TRAY FOR LISS DISTAL FEMUR INSTRUMENTS | Trauma | EA
68.133.109 | 10886982338969 | TRAY FOR LISS PROXIMAL TIBIA INSTRUMENTS | Trauma | EA
68.133.110 | 10886982338976 | TRAY FOR DF AND PT PLATES INSTRUMENTS | Trauma | EA
68.133.111 | 10886982338983 | TRAY FOR VA-LCP CONDYLAR PLATE INSTRUMENTS | Trauma | EA
68.168.021 | 10886982338990 | TRAY FOR FEMORAL NECK SYSTEM INSTRUMENTS | Trauma | EA
68.221.094 | 10886982339003 | TRAY FOR INSERTION INSTRUMENTS FOR SCREWS Ã 3.5 MM | Trauma | EA
68.221.096 | 10886982339010 | TRAY FOR INSERTION INSTRUMENTS FOR SCREWS Ã 4.5/5.0 MM | Trauma | EA
68.221.008 | 10886982339027 | TRAY FOR CABLE INSTRUMENTS | Trauma | EA
68.122.003 | 10886982339034 | TRAY FOR PHILOS INSTRUMENTS | Trauma | EA
68.127.009 | 10886982339041 | TRAY F/VA INSTRUMENTS AND LONG SCREW INSERTION INSTRUMENTS | Trauma | EA
68.127.010 | 10886982339058 | TRAY F/AIMING ARM INST VA-LCP PROXIMAL TIBIAL PLATES 3.5 | Trauma | EA
03.045.036-15 |  | TUBE F/DIRECT MEASURING DEVICE | Trauma
01.133.203ACL | 10886982339072 | UNIVERSAL SMALL FRAGMENT CORE SET WITH SCREWS | Trauma | EA
01.133.403ACL | 10886982339089 | TI UNIVERSAL SMALL FRAGMENT CORE SET WITH SCREWS | Trauma | EA
01.133.473ACL | 10886982339096 | TI UNIVERSAL SF VA LCP CLAVICLE FULL SET | Trauma | EA
03.164.020S | 10886982339157 | DRILL BIT Ã2.5MM QC / L 400 MM CALIBR UP TO 120 MM/STERILE | Trauma | EA
03.164.021S | 10886982339164 | DRILL BIT Ã3.5MM QC LENGTH 380 MM/STERILE | Trauma | EA
03.164.029S | 10886982339171 | TEMPORARY FIXATION WIRE Ã2.5MM LENGTH 220MM/ STERILE | Trauma | EA
03.164.030S | 10886982339188 | TEMPORARY FIXATION WIRE Ã2.5MM LENGTH 150MM/STERILE | Trauma | EA
01.333.201 | 10886982339119 | CSS+ SMALL SET | Trauma | EA
01.333.202 | 10886982339126 | CSS+ MEDIUM SET | Trauma | EA
01.333.203 | 10886982339133 | CSS+ LARGE SET | Trauma | EA
01.333.204 | 10886982339140 | CSS+ LARGE LONG SET | Trauma | EA
VQ8002.01 | 10886982339195 | AIMING ARM FOR SCREW TARGETING CLAMP, VET | Trauma | EA
VQ8002.02 | 10886982339201 | OUTER SLEEVE | Trauma | EA
VQ8002.03 | 10886982339218 | THREADED TROCAR | Trauma | EA
VQ8002.04 | 10886982339225 | 5.5 THREADED DRILL SLEEVE | Trauma | EA
VQ8002.05 | 10886982339232 | 5.0 THREADED DRILL SLEEVE | Trauma | EA
VQ8002.06 | 10886982339249 | 4.5 THREADED DRILL SLEEVE | Trauma | EA
VQ8002.07 | 10886982339256 | 3.5 THREADED DRILL SLEEVE | Trauma | EA
VQ8002.08 | 10886982339263 | 4.3 DRILL SLEEVE | Trauma | EA
VQ8002.09 | 10886982339270 | 4.0 DRILL SLEEVE | Trauma | EA
VQ8002.10 | 10886982339287 | 3.2 DRILL SLEEVE | Trauma | EA
VQ8002.11 | 10886982339294 | 2.5 DRILL SLEEVE | Trauma | EA
VQ8002.12 | 10886982339300 | OUTER SLEEVE, 30Â° ANGLE | Trauma | EA
01.045.032FE | 10886982339317 | ADVANCED NAIL SYSTEM VA SCREWS FOR LAW FE SET | Trauma | EA
01.045.032 | 10886982339324 | ADVANCED NAIL SYSTEM VA SCREWS FOR LAW SET | Trauma | EA
02.424.073S | 10886982339348 | 2.4MM VOLT(TM) TRIANGLE PLATE 10H/93MM/STERILE | Trauma | EA
02.527.073S | 10886982339485 | 2.7MM VOLT(TM) TRIANGLE PLATE 10H/101MM/STERILE | Trauma | EA
04.424.073 | 10886982339508 | 2.4MM VOLT(TM) TRIANGLE PLATE 10H/93MM | Trauma | EA
04.424.073S | 10886982339515 | 2.4MM VOLT(TM) TRIANGLE PLATE 10H/93MM/STERILE | Trauma | EA
04.424.165 | 10886982339522 | 2.4MM VOLT(TM) CORTEX SCREW 65MM T8 | Trauma | EA
04.424.170 | 10886982339539 | 2.4MM VOLT(TM) CORTEX SCREW 70MM T8 | Trauma | EA
04.424.175 | 10886982339546 | 2.4MM VOLT(TM) CORTEX SCREW 75MM T8 | Trauma | EA
04.424.180 | 10886982339553 | 2.4MM VOLT(TM) CORTEX SCREW 80MM T8 | Trauma | EA
04.424.185 | 10886982339560 | 2.4MM VOLT(TM) CORTEX SCREW 85MM T8 | Trauma | EA
04.424.190 | 10886982339577 | 2.4MM VOLT(TM) CORTEX SCREW 90MM T8 | Trauma | EA
04.424.365 | 10886982339584 | 2.4MM VOLT(TM) LOCKING SCREW 65MM T8 | Trauma | EA
04.424.370 | 10886982339591 | 2.4MM VOLT(TM) LOCKING SCREW 70MM T8 | Trauma | EA
04.424.375 | 10886982339607 | 2.4MM VOLT(TM) LOCKING SCREW 75MM T8 | Trauma | EA
04.424.380 | 10886982339614 | 2.4MM VOLT(TM) LOCKING SCREW 80MM T8 | Trauma | EA
04.424.385 | 10886982339621 | 2.4MM VOLT(TM) LOCKING SCREW 85MM T8 | Trauma | EA
04.424.390 | 10886982339638 | 2.4MM VOLT(TM) LOCKING SCREW 90MM T8 | Trauma | EA
04.527.073 | 10886982339645 | 2.7MM VOLT TRIANGLE PLATE 10H/101MM | Trauma | EA
04.527.073S | 10886982339652 | 2.7MM VOLT TRIANGLE PLATE 10H/101MM/STERILE | Trauma | EA
03.424.030 | 10886982339669 | 2.4/2.7MM DEPTH GAUGE 0 TO 40MM | Trauma | EA
03.536.002 | 10886982339683 | GUIDE BLOCK/ SHORT FOR VOLT(TM) PROXIMAL HUMERUS PL | Trauma | EA
395.931-15 |  | 4.0MM THREADED DRILL SLEEVE- LONG | Trauma
09.037.010S-15 |  | 3.2MM GUIDE WIRE 475MM STERILE | Trauma
04.107.512S-15 |  | 2.7/3.5MM TI VA-LCP X-ARTICLR PROX ULNA PL 12H/LT/211MM-STER | Trauma
04.107.510S-15 |  | 2.7/3.5MM TI VA-LCP X-ARTICLR PROX ULNA PL 10H/LT/184MM-STER | Trauma
04.107.508S-15 |  | 2.7/3.5MM TI VA-LCP X-ARTICLR PROX ULNA PL 8H/LT/157MM-STER | Trauma
04.107.506S-15 |  | 2.7/3.5MM TI VA-LCP X-ARTICLR PROX ULNA PL/6H/LT/131MM-STER | Trauma
04.107.412S-15 |  | 2.7/3.5MM TI VA-LCP X-ARTICLR PROX ULNA PL 12H/RT/211MM-STER | Trauma
04.107.410S-15 |  | 2.7/3.5MM TI VA-LCP X-ARTICLR PROX ULNA PL 10H/RT/184MM-STER | Trauma
04.107.408S-15 |  | 2.7/3.5MM TI VA-LCP X-ARTICLR PROX ULNA PL 8H/RT/157MM-STER | Trauma
04.107.406S-15 |  | 2.7/3.5MM TI VA-LCP X-ARTICLR PROX ULNA PL 6H/RT/131MM-STER | Trauma
04.107.306S-15 |  | 2.7MM/3.5MM TI VA-LCP OLECRANON PL 6H/LT/142MM-STER | Trauma
04.107.304S-15 |  | 2.7MM/3.5MM TI VA-LCP OLECRANON PL 4H/LT/116MM-STER | Trauma
04.107.302S-15 |  | 2.7MM/3.5MM TI VA-LCP OLECRANON PL 2H/LT/90MM-STER | Trauma
04.107.206S-15 |  | 2.7MM/3.5MM TI VA-LCP OLECRANON PL 6H/RT/142MM-STER | Trauma
04.107.204S-15 |  | 2.7MM/3.5MM TI VA-LCP OLECRANON PL 4H/RT/116MM-STER | Trauma
04.107.202S-15 |  | 2.7MM/3.5MM TI VA-LCP OLECRANON PL 2H/RT/90MM-STER | Trauma
04.107.102S-15 |  | 2.7MM/3.5MM TI VA-LCP PROXIMAL OLECRANON PL 2H/LT/73MM-STER | Trauma
04.107.002S-15 |  | 2.7MM/3.5MM TI VA-LCP PROXIMAL OLECRANON PL 2H/RT/73MM-STER | Trauma
02.107.512S-15 |  | 2.7MM/3.5MM VA-LCP X-ARTICLR PROX ULNA PL 12H/LT/211MM-STER | Trauma
02.107.510S-15 |  | 2.7MM/3.5MM VA-LCP X-ARTICLR PROX ULNA PL 10H/LT/184MM-STER | Trauma
02.107.508S-15 |  | 2.7MM/3.5MM VA-LCP X-ARTICLR PROX ULNA PL 8H/LT/157MM-STER | Trauma
02.107.506S-15 |  | 2.7MM/3.5MM VA-LCP X-ARTICLR PROX ULNA PL/6H/LT/131MM-STER | Trauma
02.107.412S-15 |  | 2.7MM/3.5MM VA-LCP X-ARTICLR PROX ULNA PL 12H/RT/211MM-STER | Trauma
02.107.410S-15 |  | 2.7MM/3.5MM VA-LCP X-ARTICLR PROX ULNA PL 10H/RT/184MM-STER | Trauma
02.107.408S-15 |  | 2.7MM/3.5MM VA-LCP X-ARTICLR PROX ULNA PL 8H/RT/157MM-STER | Trauma
02.107.406S-15 |  | 2.7MM/3.5MM VA-LCP X-ARTICLR PROX ULNA PL 6H/RT/131MM-STER | Trauma
02.107.306S-15 |  | 2.7MM/3.5MM VA-LCP OLECRANON PL 6H/LT/142MM-STER | Trauma
02.107.304S-15 |  | 2.7MM/3.5MM VA-LCP OLECRANON PL 4H/LT/116MM-STER | Trauma
02.107.302S-15 |  | 2.7MM/3.5MM VA-LCP OLECRANON PL 2H/LT/90MM-STER | Trauma
02.107.206S-15 |  | 2.7MM/3.5MM VA-LCP OLECRANON PL 6H/RT/142MM-STER | Trauma
02.107.204S-15 |  | 2.7MM/3.5MM VA-LCP OLECRANON PL 4H/RT/116MM-STER | Trauma
02.107.202S-15 |  | 2.7MM/3.5MM VA-LCP OLECRANON PL 2H/RT/90MM-STER | Trauma
02.107.102S-15 |  | 2.7MM/3.5MM VA-LCP PROXIMAL OLECRANON PL 2H/LT/73MM-STER | Trauma
02.107.002S-15 |  | 2.7MM/3.5MM VA-LCP PROXIMAL OLECRANON PL 2H/RT/73MM-STER | Trauma
09.037.010-15 |  | 3.2MM GUIDE WIRE 475MM | Trauma
04.107.102-15 |  | 2.7MM/3.5MM TI VA-LCP PROXIMAL OLECRANON PL 2H/LT/73MM | Trauma
03.211.432-15 |  | CENTERING PIN 2.8MM FOR REDUCTION JOYSTICK/6.5MM | Trauma
03.211.431-15 |  | CENTERING PIN 1.6MM FOR REDUCTION JOYSTICK/5.0MM | Trauma
03.120.026-15 |  | 2.5MM DRILL TIP GUIDE WIRE 300MM | Trauma
03.010.115-15 |  | 3.2MM GUIDE WIRE 290MM | Trauma
03.045.018S-15 |  | GUIDE WIRE- W/ DRILL TIP Ã 3.2MM/ 400MM/ STERILE | Trauma
357.399-15 |  | 3.2MM GUIDE WIRE 400MM | Trauma
338.002-15 |  | 2.5MM DRILL TIP GUIDE WIRE WITH 12MM THREAD 300MM | Trauma
310.243-15 |  | 2.5MM DRILL TIP GUIDE WIRE 200MM | Trauma
03.045.018-15 |  | GUIDE WIRE- W/ DRILL TIP Ã 3.2MM/ 400MM | Trauma
242.050 | 10886982339690 | 2.7 QUARTER-TUBULAR PLATE WITH COLLAR 5 HOLES /42 MM | Trauma | EA
242.050S | 10886982339706 | 2.7 QUARTER-TUBULAR PLATE WITH COLLAR 5 HOLES /42 MM STERILE | Trauma | EA
242.080 | 10886982339713 | 2.7 QUARTER-TUBULAR PLATE WITH COLLAR 8 HOLES /66 MM | Trauma | EA
242.080S | 10886982339720 | 2.7 QUARTER-TUBULAR PLATE WITH COLLAR 8 HOLES /66 MM STERILE | Trauma | EA
242.030 | 10886982339737 | 2.7 QUARTER-TUBULAR PLATE WITH COLLAR 3 HOLES /26 MM | Trauma | EA
242.030S | 10886982339744 | 2.7 QUARTER-TUBULAR PLATE WITH COLLAR 3 HOLES /26 MM STERILE | Trauma | EA
02.426.520 | 10886982339768 | 2.4/2.7 NEX 2CL DIS RAD PL 2H HEAD 6H/R/SMALL/99MM | Trauma | EA
02.426.520S | 10886982339775 | 2.4/2.7 NEX 2CL DIS RAD PL 2H HEAD 6H/R/SMALL/99MM/STERILE | Trauma | EA
02.426.521 | 10886982339782 | 2.4/2.7 NEX 2CL DIS RAD PL 2H HEAD 6H/L/SMALL/99MM | Trauma | EA
02.426.521S | 10886982339799 | 2.4/2.7 NEX 2CL DIS RAD PL 2H HEAD 6H/L/SMALL/99MM/STERILE | Trauma | EA
02.426.550 | 10886982339805 | 2.4/2.7 NEX 2CL DIS RAD PL 5H HEAD 6H/R/SMALL/99MM | Trauma | EA
02.426.550S | 10886982339812 | 2.4/2.7 NEX 2CL DIS RAD PL 5H HEAD 6H/R/SMALL/99MM/STERILE | Trauma | EA
02.426.551 | 10886982339829 | 2.4/2.7 NEX 2CL DIS RAD PL 5H HEAD 6H/L/SMALL/99MM | Trauma | EA
02.426.551S | 10886982339836 | 2.4/2.7 NEX 2CL DIS RAD PL 5H HEAD 6H/L/SMALL/99MM/STERILE | Trauma | EA
02.426.570S | 10886982339843 | 2.4/2.7 NEX 2CL DIS RAD PL 7H HEAD 6H/R/SMALL/99MM/STERILE | Trauma | EA
02.426.571S | 10886982339850 | 2.4/2.7 NEX 2CL DIS RAD PL 7H HEAD 6H/L/SMALL/99MM/STERILE | Trauma | EA
02.426.620 | 10886982339867 | 2.4/2.7 NEX 2CL DIS RAD PL 2H HEAD 6H/R/MEDIUM/99MM | Trauma | EA
02.426.620S | 10886982339874 | 2.4/2.7 NEX 2CL DIS RAD PL 2H HEAD 6H/R/MEDIUM/99MM/STERILE | Trauma | EA
02.426.621 | 10886982339881 | 2.4/2.7 NEX 2CL DIS RAD PL 2H HEAD 6H/L/MEDIUM/99MM | Trauma | EA
02.426.621S | 10886982339898 | 2.4/2.7 NEX 2CL DIS RAD PL 2H HEAD 6H/L/MEDIUM/99MM/STERILE | Trauma | EA
02.426.650 | 10886982339904 | 2.4/2.7 NEX 2CL DIS RAD PL 5H HEAD 6H/R/MEDIUM/99MM | Trauma | EA
02.426.650S | 10886982339911 | 2.4/2.7 NEX 2CL DIS RAD PL 5H HEAD 6H/R/MEDIUM/99MM/STERILE | Trauma | EA
02.426.651 | 10886982339928 | 2.4/2.7 NEX 2CL DIS RAD PL 5H HEAD 6H/L/MEDIUM/99MM | Trauma | EA
02.426.651S | 10886982339935 | 2.4/2.7 NEX 2CL DIS RAD PL 5H HEAD 6H/L/MEDIUM/99MM/STERILE | Trauma | EA
02.426.670S | 10886982339942 | 2.4/2.7 NEX 2CL DIS RAD PL 7H HEAD 6H/R/MEDIUM/99MM/STERILE | Trauma | EA
02.426.671S | 10886982339959 | 2.4/2.7 NEX 2CL DIS RAD PL 7H HEAD 6H/L/MEDIUM/99MM/STERILE | Trauma | EA
02.426.680S | 10886982339966 | 2.4/2.7 NEX 2CL DIS RAD PL 10H HEAD 6H/R/MEDIUM/99MM/STERILE | Trauma | EA
02.426.681S | 10886982339973 | 2.4/2.7 NEX 2CL DIS RAD PL 10H HEAD 6H/L/MEDIUM/99MM/STERILE | Trauma | EA
02.426.690S | 10886982339980 | 2.4/2.7 NEX 2CL DIS RAD PL 13H HEAD 6H/R/MEDIUM/99MM/STERILE | Trauma | EA
02.426.691S | 10886982339997 | 2.4/2.7 NEX 2CL DIS RAD PL 13H HEAD 6H/L/MEDIUM/99MM/STERILE | Trauma | EA
02.426.720 | 10886982340009 | 2.4/2.7 NEX 2CL DIS RAD PL 2H HEAD 7H/R/LARGE/99MM | Trauma | EA
02.426.720S | 10886982340016 | 2.4/2.7 NEX 2CL DIS RAD PL 2H HEAD 7H/R/LARGE/99MM/STERILE | Trauma | EA
02.426.721 | 10886982340023 | 2.4/2.7 NEX 2CL DIS RAD PL 2H HEAD 7H/L/LARGE/99MM | Trauma | EA
02.426.721S | 10886982340030 | 2.4/2.7 NEX 2CL DIS RAD PL 2H HEAD 7H/L/LARGE/99MM/STERILE | Trauma | EA
02.426.750 | 10886982340047 | 2.4/2.7 NEX 2CL DIS RAD PL 5H HEAD 7H/R/LARGE/99MM | Trauma | EA
02.426.750S | 10886982340054 | 2.4/2.7 NEX 2CL DIS RAD PL 5H HEAD 7H/R/LARGE/99MM/STERILE | Trauma | EA
02.426.751 | 10886982340061 | 2.4/2.7 NEX 2CL DIS RAD PL 5H HEAD 7H/L/LARGE/99MM | Trauma | EA
02.426.751S | 10886982340078 | 2.4/2.7 NEX 2CL DIS RAD PL 5H HEAD 7H/L/LARGE/99MM/STERILE | Trauma | EA
02.426.770S | 10886982340085 | 2.4/2.7 NEX 2CL DIS RAD PL 7H HEAD 7H/R/LARGE/99MM/STERILE | Trauma | EA
02.426.771S | 10886982340092 | 2.4/2.7 NEX 2CL DIS RAD PL 7H HEAD 7H/L/LARGE/99MM/STERILE | Trauma | EA
03.426.121S | 10886982340108 | SIZING TEMPL F/NEXGEN 2C DIST RAD PLATE/ X-LONG/ ALL/ STER | Trauma | EA
03.426.570 | 10886982340115 | SIZING TEMPL F/NEXGEN 2C DIST RADIUS PLATE 7H/HD 6H/NARROW | Trauma | EA
03.426.670 | 10886982340122 | SIZING TEMPL F/NEXGEN 2C DIST RADIUS PLATE 7H/HD 6H/STANDARD | Trauma | EA
03.426.680 | 10886982340139 | SIZING TEMPL F/NEXGEN 2C DIST RADIUS PLATE 10H/HD 6H/STDARD | Trauma | EA
03.426.690 | 10886982340146 | SIZING TEMPL F/NEXGEN 2C DIST RADIUS PLATE 13H/HD 6H/STDARD | Trauma | EA
03.426.770 | 10886982340153 | SIZING TEMPL F/NEXGEN 2C DIST RADIUS PLATE 7H/HD 7H/WIDE | Trauma | EA
04.426.520 | 10886982340160 | 2.4/2.7 NEX 2CL DIS RAD PL 2H HEAD 6H/R/SMALL/99MM | Trauma | EA
04.426.520S | 10886982340177 | 2.4/2.7 NEX 2CL DIS RAD PL 2H HEAD 6H/R/SMALL/99MM/STERILE | Trauma | EA
04.426.521 | 10886982340184 | 2.4/2.7 NEX 2CL DIS RAD PL 2H HEAD 6H/L/SMALL/99MM | Trauma | EA
04.426.521S | 10886982340191 | 2.4/2.7 NEX 2CL DIS RAD PL 2H HEAD 6H/L/SMALL/99MM/STERILE | Trauma | EA
04.426.550 | 10886982340207 | 2.4/2.7 NEX 2CL DIS RAD PL 5H HEAD 6H/R/SMALL/99MM | Trauma | EA
04.426.550S | 10886982340214 | 2.4/2.7 NEX 2CL DIS RAD PL 5H HEAD 6H/R/SMALL/99MM/STERILE | Trauma | EA
04.426.551 | 10886982340221 | 2.4/2.7 NEX 2CL DIS RAD PL 5H HEAD 6H/L/SMALL/99MM | Trauma | EA
04.426.551S | 10886982340238 | 2.4/2.7 NEX 2CL DIS RAD PL 5H HEAD 6H/L/SMALL/99MM/STERILE | Trauma | EA
04.426.570S | 10886982340245 | 2.4/2.7 NEX 2CL DIS RAD PL 7H HEAD 6H/R/SMALL/99MM/STERILE | Trauma | EA
04.426.571S | 10886982340252 | 2.4/2.7 NEX 2CL DIS RAD PL 7H HEAD 6H/L/SMALL/99MM/STERILE | Trauma | EA
04.426.620 | 10886982340269 | 2.4/2.7 NEX 2CL DIS RAD PL 2H HEAD 6H/R/MEDIUM/99MM | Trauma | EA
04.426.620S | 10886982340276 | 2.4/2.7 NEX 2CL DIS RAD PL 2H HEAD 6H/R/MEDIUM/99MM/STERILE | Trauma | EA
04.426.621 | 10886982340283 | 2.4/2.7 NEX 2CL DIS RAD PL 2H HEAD 6H/L/MEDIUM/99MM | Trauma | EA
04.426.621S | 10886982340290 | 2.4/2.7 NEX 2CL DIS RAD PL 2H HEAD 6H/L/MEDIUM/99MM/STERILE | Trauma | EA
04.426.650 | 10886982340306 | 2.4/2.7 NEX 2CL DIS RAD PL 5H HEAD 6H/R/MEDIUM/99MM | Trauma | EA
04.426.650S | 10886982340313 | 2.4/2.7 NEX 2CL DIS RAD PL 5H HEAD 6H/R/MEDIUM/99MM/STERILE | Trauma | EA
04.426.651 | 10886982340320 | 2.4/2.7 NEX 2CL DIS RAD PL 5H HEAD 6H/L/MEDIUM/99MM | Trauma | EA
04.426.651S | 10886982340337 | 2.4/2.7 NEX 2CL DIS RAD PL 5H HEAD 6H/L/MEDIUM/99MM/STERILE | Trauma | EA
04.426.670S | 10886982340344 | 2.4/2.7 NEX 2CL DIS RAD PL 7H HEAD 6H/R/MEDIUM/99MM/STERILE | Trauma | EA
04.426.671S | 10886982340351 | 2.4/2.7 NEX 2CL DIS RAD PL 7H HEAD 6H/L/MEDIUM/99MM/STERILE | Trauma | EA
04.426.680S | 10886982340368 | 2.4/2.7 NEX 2CL DIS RAD PL 10H HEAD 6H/R/MEDIUM/99MM/STERILE | Trauma | EA
04.426.681S | 10886982340375 | 2.4/2.7 NEX 2CL DIS RAD PL 10H HEAD 6H/L/MEDIUM/99MM/STERILE | Trauma | EA
04.426.690S | 10886982340382 | 2.4/2.7 NEX 2CL DIS RAD PL 13H HEAD 6H/R/MEDIUM/99MM/STERILE | Trauma | EA
04.426.691S | 10886982340399 | 2.4/2.7 NEX 2CL DIS RAD PL 13H HEAD 6H/L/MEDIUM/99MM/STERILE | Trauma | EA
04.426.720 | 10886982340405 | 2.4/2.7 NEX 2CL DIS RAD PL 2H HEAD 7H/R/LARGE/99MM | Trauma | EA
04.426.720S | 10886982340412 | 2.4/2.7 NEX 2CL DIS RAD PL 2H HEAD 7H/R/LARGE/99MM/STERILE | Trauma | EA
04.426.721 | 10886982340429 | 2.4/2.7 NEX 2CL DIS RAD PL 2H HEAD 7H/L/LARGE/99MM | Trauma | EA
04.426.721S | 10886982340436 | 2.4/2.7 NEX 2CL DIS RAD PL 2H HEAD 7H/L/LARGE/99MM/STERILE | Trauma | EA
04.426.750 | 10886982340443 | 2.4/2.7 NEX 2CL DIS RAD PL 5H HEAD 7H/R/LARGE/99MM | Trauma | EA
04.426.750S | 10886982340450 | 2.4/2.7 NEX 2CL DIS RAD PL 5H HEAD 7H/R/LARGE/99MM/STERILE | Trauma | EA
04.426.751 | 10886982340467 | 2.4/2.7 NEX 2CL DIS RAD PL 5H HEAD 7H/L/LARGE/99MM | Trauma | EA
04.426.751S | 10886982340474 | 2.4/2.7 NEX 2CL DIS RAD PL 5H HEAD 7H/L/LARGE/99MM/STERILE | Trauma | EA
04.426.770S | 10886982340481 | 2.4/2.7 NEX 2CL DIS RAD PL 7H HEAD 7H/R/LARGE/99MM/STERILE | Trauma | EA
04.426.771S | 10886982340498 | 2.4/2.7 NEX 2CL DIS RAD PL 7H HEAD 7H/L/LARGE/99MM/STERILE | Trauma | EA
02.426.540 | 10886982340504 | 2.4/2.7 NEX 2CL DIS RAD PL 4H HEAD 6H/R/SMALL/99MM | Trauma | EA
02.426.540S | 10886982340511 | 2.4/2.7 NEX 2CL DIS RAD PL 4H HEAD 6H/R/SMALL/99MM/STERILE | Trauma | EA
02.426.541 | 10886982340528 | 2.4/2.7 NEX 2CL DIS RAD PL 4H HEAD 6H/L/SMALL/99MM | Trauma | EA
02.426.541S | 10886982340535 | 2.4/2.7 NEX 2CL DIS RAD PL 4H HEAD 6H/L/SMALL/99MM/STERILE | Trauma | EA
02.426.640 | 10886982340542 | 2.4/2.7 NEX 2CL DIS RAD PL 4H HEAD 6H/R/MEDIUM/99MM | Trauma | EA
02.426.640S | 10886982340559 | 2.4/2.7 NEX 2CL DIS RAD PL 4H HEAD 6H/R/MEDIUM/99MM/STERILE | Trauma | EA
02.426.641 | 10886982340566 | 2.4/2.7 NEX 2CL DIS RAD PL 4H HEAD 6H/L/MEDIUM/99MM | Trauma | EA
02.426.641S | 10886982340573 | 2.4/2.7 NEX 2CL DIS RAD PL 4H HEAD 6H/L/MEDIUM/99MM/STERILE | Trauma | EA
02.426.740 | 10886982340580 | 2.4/2.7 NEX 2CL DIS RAD PL 4H HEAD 7H/R/LARGE/99MM | Trauma | EA
02.426.740S | 10886982340597 | 2.4/2.7 NEX 2CL DIS RAD PL 4H HEAD 7H/R/LARGE/99MM/STERILE | Trauma | EA
02.426.741 | 10886982340603 | 2.4/2.7 NEX 2CL DIS RAD PL 4H HEAD 7H/L/LARGE/99MM | Trauma | EA
02.426.741S | 10886982340610 | 2.4/2.7 NEX 2CL DIS RAD PL 4H HEAD 7H/L/LARGE/99MM/STERILE | Trauma | EA
04.426.540 | 10886982340627 | 2.4/2.7 NEX 2CL DIS RAD PL 4H HEAD 6H/R/SMALL/99MM | Trauma | EA
04.426.540S | 10886982340634 | 2.4/2.7 NEX 2CL DIS RAD PL 4H HEAD 6H/R/SMALL/99MM/STERILE | Trauma | EA
04.426.541 | 10886982340641 | 2.4/2.7 NEX 2CL DIS RAD PL 4H HEAD 6H/L/SMALL/99MM | Trauma | EA
04.426.541S | 10886982340658 | 2.4/2.7 NEX 2CL DIS RAD PL 4H HEAD 6H/L/SMALL/99MM/STERILE | Trauma | EA
04.426.640 | 10886982340665 | 2.4/2.7 NEX 2CL DIS RAD PL 4H HEAD 6H/R/MEDIUM/99MM | Trauma | EA
04.426.640S | 10886982340672 | 2.4/2.7 NEX 2CL DIS RAD PL 4H HEAD 6H/R/MEDIUM/99MM/STERILE | Trauma | EA
04.426.641 | 10886982340689 | 2.4/2.7 NEX 2CL DIS RAD PL 4H HEAD 6H/L/MEDIUM/99MM | Trauma | EA
04.426.641S | 10886982340696 | 2.4/2.7 NEX 2CL DIS RAD PL 4H HEAD 6H/L/MEDIUM/99MM/STERILE | Trauma | EA
04.426.740 | 10886982340702 | 2.4/2.7 NEX 2CL DIS RAD PL 4H HEAD 7H/R/LARGE/99MM | Trauma | EA
04.426.740S | 10886982340719 | 2.4/2.7 NEX 2CL DIS RAD PL 4H HEAD 7H/R/LARGE/99MM/STERILE | Trauma | EA
04.426.741 | 10886982340726 | 2.4/2.7 NEX 2CL DIS RAD PL 4H HEAD 7H/L/LARGE/99MM | Trauma | EA
04.426.741S | 10886982340733 | 2.4/2.7 NEX 2CL DIS RAD PL 4H HEAD 7H/L/LARGE/99MM/STERILE | Trauma | EA
03.536.001 | 10886982340740 | GUIDE BLOCK/ STANDARD FOR VOLT(TM) PROXIMAL HUMERUS PL | Trauma | EA
03.536.010 | 10886982340757 | SIZING TEMPLATE FOR NEXGEN PROXIMAL HUMERS PLATE/SHORT | Trauma | EA
03.536.028 | 10886982340764 | VOLT(TM) 5.0/2.9MM DRILL SLV FOR 03.122.053 | Trauma | EA
03.536.060 | 10886982340771 | VOLT(TM) LENGTH PROBE FOR DRILL GUIDES 2.8MM | Trauma | EA
SD394.461 | 10886982339751 | HOLDING SLEEVE FOR LARGE DISTR MIRRORED | Trauma | EA
SD03.402.711 | 10886982340849 | STRAIGHT PLANER FOR RADIAL HEAD PROSTHESIS | Trauma | EA
SD03.311.001 | 10886982340870 | TENSIONER ADAPTOR WRENCH CENTERED | Trauma | EA
SD03.311.002 | 10886982340887 | TENSIONER ADAPTOR WRENCH LEFT | Trauma | EA
SD03.311.003 | 10886982340894 | TENSIONER ADAPTOR WRENCH RIGHT | Trauma | EA
60.012.202 | 10886982340900 | TRAY FOR RODS | Trauma | EA
60.012.201 | 10886982340917 | TRAY FOR CLAMPS AND RODS | Trauma | EA
60.012.200 | 10886982340924 | TRAY FOR SCREWS PINS AND INSTRUMENTS | Trauma | EA
SD03.402.712 | 10886982340931 | OFFSET PLANER FOR RADIAL HEAD PROSTHESIS | Trauma | EA
SD03.010.523 | 10886982340948 | SLAP HAMMER - 500G | Trauma | EA
242.040S | 10886982340955 | 2.7 QUARTER-TUBULAR PLATE WITH COLLAR 4 HOLES /34 MM STERILE | Trauma | EA
242.060S | 10886982340962 | 2.7 QUARTER-TUBULAR PLATE WITH COLLAR 6 HOLES /50 MM STERILE | Trauma | EA
SD03.133.174 | 10886982340979 | 2.5MM HEX DRIVER SHAFT SELF RETAINING - 165MM QC | Trauma | EA
01.164.000 | 10886982340993 | ACETABULUM SET FOR 3.5MM CRTX SCR INSERTION INSTR | Trauma | EA
01.164.000FE | 10886982341006 | ACETABULUM SET FOR 3.5MM CRTX SCR INSERTION INSTR / FE | Trauma | EA
01.164.001 | 10886982341013 | ACETABULUM SET FOR BENDING INSTRUMENTS | Trauma | EA
01.164.001FE | 10886982341020 | ACETABULUM SET FOR BENDING INSTRUMENTS / FE | Trauma | EA
01.164.002 | 10886982341037 | ACETABULUM SET FOR PLATE INSERTN AND PLATE SIZING | Trauma | EA
01.164.002FE | 10886982341044 | ACETABULUM SET FOR PL INSERTN AND PL SIZING / FE | Trauma | EA
01.164.003 | 10886982341051 | ACETABULUM SET FOR RETRACTOR INSTRUMENTS | Trauma | EA
01.164.003FE | 10886982341068 | ACETABULUM SET FOR RETRACTOR INSTRUMENTS / FE | Trauma | EA
01.164.004 | 10886982341075 | ACETABULUM SET FOR REDUCTION INSTRUMENTS | Trauma | EA
01.164.004FE | 10886982341082 | ACETABULUM SET FOR REDUCTION INSTRUMENTS / FE | Trauma | EA
01.164.005 | 10886982341099 | ACETABULUM INSTR SET FULL CONTENT | Trauma | EA
01.164.005FE | 10886982341105 | ACETABULUM INSTR SET FULL CONTENT / FE | Trauma | EA
01.164.006 | 10886982341112 | ACETABULUM INSTRUMENT SET 1 | Trauma | EA
01.164.006FE | 10886982341129 | ACETABULUM INSTRUMENT SET 1 / FE | Trauma | EA
01.164.007 | 10886982341136 | ACETABULUM INSTRUMENT SET 2 | Trauma | EA
01.164.007FE | 10886982341143 | ACETABULUM INSTRUMENT SET 2 / FE | Trauma | EA
01.164.008 | 10886982341150 | ACETABULUM INSTR SET LIMITED CONTENT | Trauma | EA
01.164.008FE | 10886982341167 | ACETABULUM INSTR SET LIMITED CONTENT / FE | Trauma | EA
01.314.000 | 10886982340986 | MAXFRAME AUTOSTRUT(TM) STRUTS SET | Trauma | EA
02.118.400S-15 |  | 2.7MM VA-LCP LATERAL DISTAL FIBULA PL/3 HOLES/RT-STERILE | Trauma
02.118.401S-15 |  | 2.7MM VA-LCP LATERAL DISTAL FIBULA PL/3 HOLES/LT-STERILE | Trauma
02.118.402S-15 |  | 2.7MM VA-LCP LATERAL DISTAL FIBULA PL/4 HOLES/RT-STERILE | Trauma
02.118.403S-15 |  | 2.7MM VA-LCP LATERAL DISTAL FIBULA PL/4 HOLES/LT-STERILE | Trauma
02.118.404S-15 |  | 2.7MM VA-LCP LATERAL DISTAL FIBULA PL/5 HOLES/RT-STERILE | Trauma
02.118.405S-15 |  | 2.7MM VA-LCP LATERAL DISTAL FIBULA PL/5 HOLES/LT-STERILE | Trauma
02.118.406S-15 |  | 2.7MM VA-LCP LATERAL DISTAL FIBULA PL/6 HOLES/RT-STERILE | Trauma
02.118.407S-15 |  | 2.7MM VA-LCP LATERAL DISTAL FIBULA PL/6 HOLES/LT-STERILE | Trauma
02.118.408S-15 |  | 2.7MM VA-LCP LATERAL DISTAL FIBULA PL/7 HOLES/RT-STERILE | Trauma
02.118.409S-15 |  | 2.7MM VA-LCP LATERAL DISTAL FIBULA PL/7 HOLES/LT-STERILE | Trauma
02.118.410S-15 |  | 2.7MM VA-LCP LATERAL DISTAL FIBULA PL/9 HOLES/RT-STERILE | Trauma
02.118.411S-15 |  | 2.7MM VA-LCP LATERAL DISTAL FIBULA PL/9 HOLES/LT-STERILE | Trauma
02.118.412S-15 |  | 2.7MM VA-LCP LATERAL DISTAL FIBULA PL/11 HOLES/RT-STERILE | Trauma
02.118.413S-15 |  | 2.7MM VA-LCP LATERAL DISTAL FIBULA PL/11 HOLES/LT-STERILE | Trauma
02.118.414S-15 |  | 2.7MM VA-LCP LATERAL DISTAL FIBULA PL/13 HOLES/RT-STERILE | Trauma
02.118.415S-15 |  | 2.7MM VA-LCP LATERAL DISTAL FIBULA PL/13 HOLES/LT-STERILE | Trauma
02.118.416S-15 |  | 2.7MM VA-LCP LATERAL DISTAL FIBULA PL/15 HOLES/RT-STERILE | Trauma
02.118.417S-15 |  | 2.7MM VA-LCP LATERAL DISTAL FIBULA PL/15 HOLES/LT-STERILE | Trauma
03.010.025-15 |  | 2.0MM GUIDE WIRE 240MM | Trauma
03.025.028-15 |  | 3.9MM/6.0MM DRILL-REAMER QC/145MM FOR 5.0MM ASLS | Trauma
03.211.014-15 |  | CANNULATED REAMER DISTAL/14MM | Trauma
03.211.016-15 |  | CANNULATED REAMER DISTAL/16MM | Trauma
03.211.018-15 |  | CANNULATED REAMER DISTAL/18MM | Trauma
03.211.020-15 |  | CANNULATED REAMER DISTAL/20MM | Trauma
03.211.022-15 |  | CANNULATED REAMER DISTAL/22MM | Trauma
03.211.024-15 |  | CANNULATED REAMER DISTAL/24MM | Trauma
03.211.114-15 |  | CANNULATED REAMER PROXIMAL/14MM | Trauma
03.211.116-15 |  | CANNULATED REAMER PROXIMAL/16MM | Trauma
03.211.118-15 |  | CANNULATED REAMER PROXIMAL/18MM | Trauma
03.211.120-15 |  | CANNULATED REAMER PROXIMAL/20MM | Trauma
03.211.122-15 |  | CANNULATED REAMER PROXIMAL/22MM | Trauma
03.211.124-15 |  | CANNULATED REAMER PROXIMAL/24MM | Trauma
294.776SHA-15 |  | 4.0MM SELF-DRILLING SCHANZ SCREW 100MM/HA COATING-STERILE | Trauma
294.777SHA-15 |  | 4.0MM SELF-DRILLING SCHANZ SCREW 125MM/HA COATING-STERILE | Trauma
294.778SHA-15 |  | 4.0MM SELF-DRILLING SCHANZ SCREW 150MM/HA COATING-STERILE | Trauma
294.779SHA-15 |  | 4.0MM SELF-DRILLING SCHANZ SCREW 175MM/HA COATING-STERILE | Trauma
294.782SHA-15 |  | 5.0MM SELF-DRILLING SCHANZ SCREW 100MM/HA COATING-STERILE | Trauma
294.783SHA-15 |  | 5.0MM SELF-DRILLING SCHANZ SCREW 125MM/HA COATING-STERILE | Trauma
294.784SHA-15 |  | 5.0MM SELF-DRILLING SCHANZ SCREW 150MM/HA COATING-STERILE | Trauma
294.785SHA-15 |  | 5.0MM SELF-DRILLING SCHANZ SCREW 175MM/HA COATING-STERILE | Trauma
294.786SHA-15 |  | 5.0MM SELF-DRILLING SCHANZ SCREW 200MM/HA COATING-STERILE | Trauma
294.788SHA-15 |  | 5.0MM SELF-DRILLING SCHANZ SCREW 250MM/HA COATING-STERILE | Trauma
294.792SHA-15 |  | 6.0MM SELF-DRILLING SCHANZ SCREW 100MM/HA COATING-STERILE | Trauma
294.793SHA-15 |  | 6.0MM SELF-DRILLING SCHANZ SCREW 125MM/HA COATING-STERILE | Trauma
294.794SHA-15 |  | 6.0MM SELF-DRILLING SCHANZ SCREW 150MM/HA COATING-STERILE | Trauma
294.795SHA-15 |  | 6.0MM SELF-DRILLING SCHANZ SCREW 175MM/HA COATING-STERILE | Trauma
294.796SHA-15 |  | 6.0MM SELF-DRILLING SCHANZ SCREW 200MM/HA COATING-STERILE | Trauma
294.798SHA-15 |  | 6.0MM SELF-DRILLING SCHANZ SCREW 250MM/HA COATING-STERILE | Trauma
494.784SHA-15 |  | 5.0MM TI SELF-DRILLING SCHANZ SCREW 150MM/HA COATING-STERILE | Trauma
494.785SHA-15 |  | 5.0MM TI SELF-DRILLING SCHANZ SCREW 175MM/HA COATING-STERILE | Trauma
494.786SHA-15 |  | 5.0MM TI SELF-DRILLING SCHANZ SCREW 200MM/HA COATING-STERILE | Trauma
357.403-15 |  | 6.0MM/10.0MM STEPPED DRILL BIT CANNULATED/LARGE QC/435MM | Trauma
04.233.016S-15 |  | RFNA / 10MM / 160MM 5 DEGREE BEND - STERILE | Trauma
04.233.017S-15 |  | RFNA / 10MM / 160MM 10 DEGREE BEND / STERILE | Trauma
04.233.020S-15 |  | RFNA / 10MM / 200MM 5 DEGREE BEND / STERILE | Trauma
04.233.021S-15 |  | RFNA / 10MM / 200MM 10 DEGREE BEND / STERILE | Trauma
04.233.024S-15 |  | RFNA / 10MM / 240MM 5 DEGREE BEND / STERILE | Trauma
04.233.025S-15 |  | RFNA / 10MM / 240MM 10 DEGREE BEND / STERILE | Trauma
04.233.028S-15 |  | RFNA / 10MM / 280MM 5 DEGREE BEND / STERILE | Trauma
04.233.029S-15 |  | RFNA / 10MM / 280MM 10 DEGREE BEND / STERILE | Trauma
04.233.030S-15 |  | RFNA / 10MM / 300MM 5 DEGREE BEND / STERILE | Trauma
04.233.031S-15 |  | RFNA / 10MM / 300MM 10 DEGREE BEND / STERILE | Trauma
04.233.032S-15 |  | RFNA / 10MM / 320MM 5 DEGREE BEND / STERILE | Trauma
04.233.033S-15 |  | RFNA / 10MM / 320MM 10 DEGREE BEND / STERILE | Trauma
04.233.034S-15 |  | RFNA / 10MM / 340MM 5 DEGREE BEND / STERILE | Trauma
04.233.035S-15 |  | RFNA / 10MM / 340MM 10 DEGREE BEND / STERILE | Trauma
04.233.036S-15 |  | RFNA / 10MM / 360MM 5 DEGREE BEND / STERILE | Trauma
04.233.037S-15 |  | RFNA / 10MM / 360MM 10 DEGREE BEND / STERILE | Trauma
04.233.038S-15 |  | RFNA / 10MM / 380MM 5 DEGREE BEND / STERILE | Trauma
04.233.039S-15 |  | RFNA / 10MM / 380MM 10 DEGREE BEND / STERILE | Trauma
04.233.040S-15 |  | RFNA / 10MM / 400MM 5 DEGREE BEND / STERILE | Trauma
04.233.041S-15 |  | RFNA / 10MM / 400MM 10 DEGREE BEND / STERILE | Trauma
04.233.042S-15 |  | RFNA / 10MM / 420MM 5 DEGREE BEND / STERILE | Trauma
04.233.043S-15 |  | RFNA / 10MM / 420MM 10 DEGREE BEND / STERILE | Trauma
04.233.044S-15 |  | RFNA / 10MM / 440MM 5 DEGREE BEND / STERILE | Trauma
04.233.045S-15 |  | RFNA / 10MM / 440MM 10 DEGREE BEND / STERILE | Trauma
04.233.046S-15 |  | RFNA / 10MM / 460MM 5 DEGREE BEND / STERILE | Trauma
04.233.047S-15 |  | RFNA / 10MM / 460MM 10 DEGREE BEND / STERILE | Trauma
04.233.048S-15 |  | RFNA / 10MM / 480MM 5 DEGREE BEND / STERILE | Trauma
04.233.049S-15 |  | RFNA / 10MM / 480MM 10 DEGREE BEND / STERILE | Trauma
04.233.116S-15 |  | RFNA / 11MM / 160MM 5 DEGREE BEND / STERILE | Trauma
04.233.117S-15 |  | RFNA / 11MM / 160MM 10 DEGREE BEND / STERILE | Trauma
04.233.120S-15 |  | RFNA / 11MM / 200MM 5 DEGREE BEND / STERILE | Trauma
04.233.121S-15 |  | RFNA / 11MM / 200MM 10 DEGREE BEND / STERILE | Trauma
04.233.124S-15 |  | RFNA / 11MM / 240MM 5 DEGREE BEND / STERILE | Trauma
04.233.125S-15 |  | RFNA / 11MM / 240MM 10 DEGREE BEND / STERILE | Trauma
04.233.128S-15 |  | RFNA / 11MM / 280MM 5 DEGREE BEND / STERILE | Trauma
04.233.129S-15 |  | RFNA / 11MM / 280MM 10 DEGREE BEND / STERILE | Trauma
04.233.130S-15 |  | RFNA / 11MM / 300MM 5 DEGREE BEND / STERILE | Trauma
04.233.131S-15 |  | RFNA / 11MM / 300MM 10 DEGREE BEND / STERILE | Trauma
04.233.132S-15 |  | RFNA / 11MM / 320MM 5 DEGREE BEND / STERILE | Trauma
04.233.133S-15 |  | RFNA / 11MM / 320MM 10 DEGREE BEND / STERILE | Trauma
04.233.134S-15 |  | RFNA / 11MM / 340MM 5 DEGREE BEND / STERILE | Trauma
04.233.135S-15 |  | RFNA / 11MM / 340MM 10 DEGREE BEND / STERILE | Trauma
04.233.136S-15 |  | RFNA / 11MM / 360MM 5 DEGREE BEND / STERILE | Trauma
04.233.137S-15 |  | RFNA / 11MM / 360MM 10 DEGREE BEND / STERILE | Trauma
04.233.138S-15 |  | RFNA / 11MM / 380MM 5 DEGREE BEND / STERILE | Trauma
04.233.139S-15 |  | RFNA / 11MM / 380MM 10 DEGREE BEND / STERILE | Trauma
04.233.140S-15 |  | RFNA / 11MM / 400MM 5 DEGREE BEND / STERILE | Trauma
04.233.141S-15 |  | RFNA / 11MM / 400MM 10 DEGREE BEND / STERILE | Trauma
04.233.142S-15 |  | RFNA / 11MM / 420MM 5 DEGREE BEND / STERILE | Trauma
04.233.143S-15 |  | RFNA / 11MM / 420MM 10 DEGREE BEND / STERILE | Trauma
04.233.144S-15 |  | RFNA / 11MM / 440MM 5 DEGREE BEND / STERILE | Trauma
04.233.145S-15 |  | RFNA / 11MM / 440MM 10 DEGREE BEND / STERILE | Trauma
04.233.146S-15 |  | RFNA / 11MM / 460MM 5 DEGREE BEND / STERILE | Trauma
04.233.147S-15 |  | RFNA / 11MM / 460MM 10 DEGREE BEND / STERILE | Trauma
04.233.148S-15 |  | RFNA / 11MM / 480MM 5 DEGREE BEND / STERILE | Trauma
04.233.149S-15 |  | RFNA / 11MM / 480MM 10 DEGREE BEND / STERILE | Trauma
04.233.216S-15 |  | RFNA / 12MM / 160MM 5 DEGREE BEND / STERILE | Trauma
04.233.217S-15 |  | RFNA / 12MM / 160MM 10 DEGREE BEND / STERILE | Trauma
04.233.220S-15 |  | RFNA / 12MM / 200MM 5 DEGREE BEND / STERILE | Trauma
04.233.221S-15 |  | RFNA / 12MM / 200MM 10 DEGREE BEND / STERILE | Trauma
04.233.224S-15 |  | RFNA / 12MM / 240MM 5 DEGREE BEND / STERILE | Trauma
04.233.225S-15 |  | RFNA / 12MM / 240MM 10 DEGREE BEND / STERILE | Trauma
04.233.228S-15 |  | RFNA / 12MM / 280MM 5 DEGREE BEND / STERILE | Trauma
04.233.229S-15 |  | RFNA / 12MM / 280MM 10 DEGREE BEND / STERILE | Trauma
04.233.230S-15 |  | RFNA / 12MM / 300MM 5 DEGREE BEND / STERILE | Trauma
04.233.231S-15 |  | RFNA / 12MM / 300MM 10 DEGREE BEND / STERILE | Trauma
04.233.232S-15 |  | RFNA / 12MM / 320MM 5 DEGREE BEND / STERILE | Trauma
04.233.233S-15 |  | RFNA / 12MM / 320MM 10 DEGREE BEND / STERILE | Trauma
04.233.234S-15 |  | RFNA / 12MM / 340MM 5 DEGREE BEND / STERILE | Trauma
04.233.235S-15 |  | RFNA / 12MM / 340MM 10 DEGREE BEND / STERILE | Trauma
04.233.236S-15 |  | RFNA / 12MM / 360MM 5 DEGREE BEND / STERILE | Trauma
04.233.237S-15 |  | RFNA / 12MM / 360MM 10 DEGREE BEND / STERILE | Trauma
04.233.238S-15 |  | RFNA / 12MM / 380MM 5 DEGREE BEND / STERILE | Trauma
04.233.239S-15 |  | RFNA / 12MM / 380MM 10 DEGREE BEND / STERILE | Trauma
04.233.240S-15 |  | RFNA / 12MM / 400MM 5 DEGREE BEND / STERILE | Trauma
04.233.241S-15 |  | RFNA / 12MM / 400MM 10 DEGREE BEND / STERILE | Trauma
04.233.242S-15 |  | RFNA / 12MM / 420MM 5 DEGREE BEND / STERILE | Trauma
04.233.243S-15 |  | RFNA / 12MM / 420MM 10 DEGREE BEND / STERILE | Trauma
04.233.244S-15 |  | RFNA / 12MM / 440MM 5 DEGREE BEND / STERILE | Trauma
04.233.245S-15 |  | RFNA / 12MM / 440MM 10 DEGREE BEND / STERILE | Trauma
04.233.246S-15 |  | RFNA / 12MM / 460MM 5 DEGREE BEND / STERILE | Trauma
04.233.247S-15 |  | RFNA / 12MM / 460MM 10 DEGREE BEND / STERILE | Trauma
04.233.248S-15 |  | RFNA / 12MM / 480MM 5 DEGREE BEND / STERILE | Trauma
04.233.249S-15 |  | RFNA / 12MM / 480MM 10 DEGREE BEND / STERILE | Trauma
04.233.428S-15 |  | RFNA / 14MM / 280MM 5 DEGREE BEND / STERILE | Trauma
04.233.430S-15 |  | RFNA / 14MM / 300MM 5 DEGREE BEND / STERILE | Trauma
04.233.432S-15 |  | RFNA / 14MM / 320MM 5 DEGREE BEND / STERILE | Trauma
04.233.434S-15 |  | RFNA / 14MM / 340MM 5 DEGREE BEND / STERILE | Trauma
04.233.436S-15 |  | RFNA / 14MM / 360MM 5 DEGREE BEND / STERILE | Trauma
04.233.438S-15 |  | RFNA / 14MM / 380MM 5 DEGREE BEND / STERILE | Trauma
04.233.440S-15 |  | RFNA / 14MM / 400MM 5 DEGREE BEND / STERILE | Trauma
04.233.442S-15 |  | RFNA / 14MM / 420MM 5 DEGREE BEND / STERILE | Trauma
04.233.444S-15 |  | RFNA / 14MM / 440MM 5 DEGREE BEND / STERILE | Trauma
04.233.446S-15 |  | RFNA / 14MM / 460MM 5 DEGREE BEND / STERILE | Trauma
04.233.448S-15 |  | RFNA / 14MM / 480MM 5 DEGREE BEND / STERILE | Trauma
04.233.916S-15 |  | RFNA / 9MM / 160MM 5 DEGREE BEND / STERILE | Trauma
04.233.917S-15 |  | RFNA / 9MM / 160MM 10 DEGREE BEND / STERILE | Trauma
04.233.920S-15 |  | RFNA / 9MM / 200MM 5 DEGREE BEND / STERILE | Trauma
04.233.921S-15 |  | RFNA / 9MM / 200MM 10 DEGREE BEND / STERILE | Trauma
04.233.924S-15 |  | RFNA / 9MM / 240MM 5 DEGREE BEND / STERILE | Trauma
04.233.925S-15 |  | RFNA / 9MM / 240MM 10 DEGREE BEND / STERILE | Trauma
04.233.928S-15 |  | RFNA / 9MM / 280MM 5 DEGREE BEND / STERILE | Trauma
04.233.929S-15 |  | RFNA / 9MM / 280MM 10 DEGREE BEND / STERILE | Trauma
04.233.930S-15 |  | RFNA / 9MM / 300MM 5 DEGREE BEND / STERILE | Trauma
04.233.931S-15 |  | RFNA / 9MM / 300MM 10 DEGREE BEND / STERILE | Trauma
04.233.932S-15 |  | RFNA / 9MM / 320MM 5 DEGREE BEND / STERILE | Trauma
04.233.933S-15 |  | RFNA / 9MM / 320MM 10 DEGREE BEND / STERILE | Trauma
04.233.934S-15 |  | RFNA / 9MM / 340MM 5 DEGREE BEND / STERILE | Trauma
04.233.935S-15 |  | RFNA / 9MM / 340MM 10 DEGREE BEND / STERILE | Trauma
04.233.936S-15 |  | RFNA / 9MM / 360MM 5 DEGREE BEND / STERILE | Trauma
04.233.937S-15 |  | RFNA / 9MM / 360MM 10 DEGREE BEND / STERILE | Trauma
04.233.938S-15 |  | RFNA / 9MM / 380MM 5 DEGREE BEND / STERILE | Trauma
04.233.939S-15 |  | RFNA / 9MM / 380MM 10 DEGREE BEND / STERILE | Trauma
04.233.940S-15 |  | RFNA / 9MM / 400MM 5 DEGREE BEND / STERILE | Trauma
04.233.941S-15 |  | RFNA / 9MM / 400MM 10 DEGREE BEND / STERILE | Trauma
04.233.942S-15 |  | RFNA / 9MM / 420MM 5 DEGREE BEND / STERILE | Trauma
04.233.943S-15 |  | RFNA / 9MM / 420MM 10 DEGREE BEND / STERILE | Trauma
04.233.944S-15 |  | RFNA / 9MM / 440MM 5 DEGREE BEND / STERILE | Trauma
04.233.945S-15 |  | RFNA / 9MM / 440MM 10 DEGREE BEND / STERILE | Trauma
04.233.946S-15 |  | RFNA / 9MM / 460MM 5 DEGREE BEND / STERILE | Trauma
04.233.947S-15 |  | RFNA / 9MM / 460MM 10 DEGREE BEND / STERILE | Trauma
04.233.948S-15 |  | RFNA / 9MM / 480MM 5 DEGREE BEND / STERILE | Trauma
04.233.949S-15 |  | RFNA / 9MM / 480MM 10 DEGREE BEND / STERILE | Trauma
352.110-15 |  | 11.0MM MEDULLARY REAMER HEAD | Trauma
352.115-15 |  | 11.5MM MEDULLARY REAMER HEAD | Trauma
352.120-15 |  | 12.0MM MEDULLARY REAMER HEAD | Trauma
352.125-15 |  | 12.5MM MEDULLARY REAMER HEAD | Trauma
352.130-15 |  | 13.0MM MEDULLARY REAMER HEAD | Trauma
352.135-15 |  | 13.5MM MEDULLARY REAMER HEAD | Trauma
352.140-15 |  | 14.0MM MEDULLARY REAMER HEAD | Trauma
352.145-15 |  | 14.5MM MEDULLARY REAMER HEAD | Trauma
352.150-15 |  | 15.0MM MEDULLARY REAMER HEAD | Trauma
352.155-15 |  | 15.5MM MEDULLARY REAMER HEAD | Trauma
352.160-15 |  | 16.0MM MEDULLARY REAMER HEAD | Trauma
352.165-15 |  | 16.5MM MEDULLARY REAMER HEAD | Trauma
352.170-15 |  | 17.0MM MEDULLARY REAMER HEAD | Trauma
352.175-15 |  | 17.5MM MEDULLARY REAMER HEAD | Trauma
352.180-15 |  | 18.0MM MEDULLARY REAMER HEAD | Trauma
352.185-15 |  | 18.5MM MEDULLARY REAMER HEAD | Trauma
352.190-15 |  | 19.0MM MEDULLARY REAMER HEAD | Trauma
SD03.037.040 | 10886982341228 | BUTTRESS/COMPRESSION NUT FOR OVER INSERTION | Trauma | EA
SD03.037.041 | 10886982341235 | BLADE/SCREW GUIDE SLEEVE FOR OVER INSERTION | Trauma | EA
02.538.012S | 10886982341242 | 3.5MM VOLT(TM) PROX HUMERUS PL 12H/268MM/STERILE | Trauma | EA
04.538.012S | 10886982341259 | 3.5MM VOLT(TM) PROX HUMERUS PL 12H/268MM/STERILE | Trauma | EA
105.907ACL | 10886982341266 | COLLINEAR REDUCTION CLAMP SET | Trauma | EA
105.90ACL | 10886982341273 | BONE FORCEPS SET | Trauma | EA
105.905ACL | 10886982341280 | BONE FORCEPS SET-SOFT RATCHET | Trauma | EA
01.133.417ACL | 10886982341297 | USF VA DISTAL FIB IMPL - TI | Trauma | EA
SD393.109 | 10886982341303 | 11MM HEX POWER ADAPTER WITH 6MM HEX COUPLING | Trauma | EA
219.970S | 10886982341389 | WASHER 4.5/2.0 MM/ SST/ STER | Trauma | EA
03.221.012S | 10886982341310 | CABLE PASSING TUBE-STERILE | Trauma | EA
219.972S | 10886982341396 | WASHER 6.5/3.3 MM/ SST/ STER | Trauma | EA
219.980S | 10886982341402 | WASHER 7.0/3.6 MM/ SST/ STER FOR SCREWS 2.7 TO 4.0 MM | Trauma | EA
292.120.01 | 10886982341419 | K-WIRE/ 1.25MM/ LENGTH 150MM TROCAR TIP/ SST | Trauma | EA
292.160.01 | 10886982341426 | K-WIRE/ 1.6MM/ LENGTH 150MM TROCAR TIP/ SST | Trauma | EA
292.200.01 | 10886982341433 | K-WIRE/ 2.0MM/ LENGTH 150MM TROCAR TIP/ SST | Trauma | EA
314.091 | 10886982341440 | HOLDING SLEEVE FOR 3.5 MM SCREWS | Trauma | EA
419.972S | 10886982341457 | WASHER 6.5/3.3 MM/ TI/ STER | Trauma | EA
419.980S | 10886982341464 | WASHER 7.0/3.6 MM/ TI/ STER FOR SCREWS 2.7 TO 4.0 MM | Trauma | EA
292.120.10 | 20886982341478 | K-WIRE/ 1.25MM/ LENGTH 150MM TROCAR TIP/ SST/ PK OF 10 | Trauma | TP
292.160.10 | 20886982341485 | K-WIRE/ 1.6MM/ LENGTH 150MM TROCAR TIP/ SST/ PK OF 10 | Trauma | TP
292.200.10 | 20886982341492 | K-WIRE/ 2.0MM/ LENGTH 150MM TROCAR TIP/ SST/ PK OF 10 | Trauma | TP
60.133.183 | 10886982341556 | OUTER CASE 1 HIGH 3/3 WIDTH, ALUM | Trauma | EA
60.527.105 | 10886982341594 | 2.7 VOLT(TM) PLATE TRAY LID 1/3 WIDTH ALUMINUM | Trauma | EA
68.420.007 | 10886982341624 | 2.0 VOLT(TM) INSTRUMENTS 1 HIGH 1/3 WIDTH SST TRAY | Trauma | EA
68.424.007 | 10886982341631 | 2.4 VOLT(TM) INSTRUMENTS 1 HIGH 1/3 WIDTH SST TRAY | Trauma | EA
68.527.007 | 10886982341648 | 2.7 VOLT(TM) INSTRUMENTS 1 HIGH 1/3 WIDTH SST TRAY | Trauma | EA
68.530.010 | 10886982341655 | AUXILIARY TRAY 1 HIGH 1/3 WIDTH SST | Trauma | EA
68.530.022 | 10886982341662 | OUTER CASE 2 HIGH 2/3 WIDTH SST | Trauma | EA
60.420.105 | 10886982341686 | 2.0 VOLT(TM) PLATE TRAY LID 1/3 WIDTH ALUMINUM | Trauma | EA
60.424.105 | 10886982341709 | 2.4 VOLT(TM) PLATE TRAY LID 1/3 WIDTH ALUMINUM | Trauma | EA
60.529.105 | 10886982341778 | VOLT(TM) MINI FRAG PL TRAY LID 3/3 WIDTH ALUMINUM | Trauma | EA
68.425.005 | 10886982341808 | 2.4 VOLT(TM) PROCEDURE BOX 1 HIGH 1/3 WIDTH SST TRAY | Trauma | EA
68.528.005 | 10886982341815 | 2.7 VOLT(TM) PROCEDURE BOX 1 HIGH 1/3 WIDTH SST TRAY | Trauma | EA
68.529.301 | 10886982341822 | VOLT(TM) MINI UNIV INSTRUMENTS 1 HIGH 1/3 WIDTH SST TRAY | Trauma | EA
68.529.320 | 10886982341839 | VOLT(TM) MINI BEND CUT INSTR 1 HIGH 2/3 WIDTH SST TRAY | Trauma | EA
68.529.340 | 10886982341846 | VOLT(TM) MINI UNIV REDUC INSTR 2 HIGH 2/3 WIDTH SST TRAY | Trauma | EA
68.529.310 | 10886982341860 | VOLT(TM) MINI REDUC INSTRUMENT 1 HIGH 1/3 WIDTH SST TRAY | Trauma | EA
01.313.002 | 10886982341501 | MAXFRAME LINEAR STRUTS & HARDWARE SET | Trauma | EA
01.313.005 | 10886982341525 | MAXFRAME CONNECTING ELEMENTS HARDWARE SET | Trauma | EA
01.313.006 | 10886982341532 | MAXFRAME HALF AND THIRD RINGS SET | Trauma | EA
01.313.004 | 10886982341518 | MAXFRAME POLYAXIAL STRUTS WITH GROSS ADJUST HARDWARE SET | Trauma | EA
01.313.003 | 10886982341549 | MAXFRAME POLYAXIAL STRUTS WITH F&G ADJUST HARDWARE SET | Trauma | EA
323.035E-15 |  | 1.8MM THREADED DRILL GUIDE SHORT | Trauma
SD328.041 | 10886982341891 | 2.4MM LCP CLAMPING FOOT FOR USE WITH SD328.040 | Trauma | EA
SD328.042 | 10886982341907 | 2.4MM LCP DRIVE SCREW FOR USE WITH SD328.040 | Trauma | EA
SD328.043 | 10886982341914 | 2.4MM LCP ANCHOR SCREW FOR USE WITH SD328.040 | Trauma | EA
CD04.013.948 | 10886982341921 | Ã16.5MM X 340MM R/AFN CUSTOM | Trauma | EA
04.038.430S-15 |  | TFNA FENESTRATED HELICAL BLADE 130MM - STERILE | Trauma
04.038.425S-15 |  | TFNA FENESTRATED HELICAL BLADE 125MM - STERILE | Trauma
04.038.420S-15 |  | TFNA FENESTRATED HELICAL BLADE 120MM - STERILE | Trauma
04.038.415S-15 |  | TFNA FENESTRATED HELICAL BLADE 115MM - STERILE | Trauma
04.038.410S-15 |  | TFNA FENESTRATED HELICAL BLADE 110MM - STERILE | Trauma
04.038.405S-15 |  | TFNA FENESTRATED HELICAL BLADE 105MM - STERILE | Trauma
04.038.400S-15 |  | TFNA FENESTRATED HELICAL BLADE 100MM - STERILE | Trauma
04.038.395S-15 |  | TFNA FENESTRATED HELICAL BLADE 95MM - STERILE | Trauma
04.038.390S-15 |  | TFNA FENESTRATED HELICAL BLADE 90MM - STERILE | Trauma
04.038.385S-15 |  | TFNA FENESTRATED HELICAL BLADE 85MM - STERILE | Trauma
04.038.380S-15 |  | TFNA FENESTRATED HELICAL BLADE 80MM - STERILE | Trauma
04.038.375S-15 |  | TFNA FENESTRATED HELICAL BLADE 75MM - STERILE | Trauma
04.038.370S-15 |  | TFNA FENESTRATED HELICAL BLADE 70MM - STERILE | Trauma
CONFIBSR | 10886982341945 | DEPUY SYNTHES PRO-PAKÂ® FIBULA SYNDESMOSIS REPAIRÂ | Trauma | EA
CONFIBSR2 | 10886982341952 | DEPUY SYNTHES PRO-PAKÂ® FIBULA SYNDESMOSIS REPAIR 2Â | Trauma | EA
CONCSSLG | 10886982341969 | DEPUY SYNTHES PRO-PAKÂ® CSS + LARGEÂ | Trauma | EA
CONCSSLGDB | 10886982341976 | DEPUY SYNTHES PRO-PAKÂ® CSS + LARGE DRILL BITÂ | Trauma | EA
CONCSSSM | 10886982341983 | DEPUY SYNTHES PRO-PAKÂ® CSS + SMALLÂ Â | Trauma | EA
CONCSSSMDB | 10886982341990 | DEPUY SYNTHES PRO-PAKÂ® CSS + SMALL DRILL BITÂ | Trauma | EA
CONCNDHDSMDB | 10886982342003 | DEPUY SYNTHES PRO-PAKÂ® HEADED CANN SCRW-SM-DB | Trauma | EA
CONCNDHDMDDB | 10886982342010 | DEPUY SYNTHES PRO-PAKÂ® HEADED CANN SCRW-MD-DB | Trauma | EA
CONCNDHDLGDB | 10886982342027 | DEPUY SYNTHES PRO-PAKÂ® HEADED CANN SCRW-LG-DB | Trauma | EA
CONHCSONEDB | 10886982342034 | DEPUY SYNTHES PRO-PAKÂ® HEADLESS COMPR SCRW-ONE-DB | Trauma | EA
CONHCSSMDB | 10886982342041 | DEPUY SYNTHES PRO-PAKÂ® HEADLESS COMPR SCRW-SM-DB | Trauma | EA
CONHCSLGDB | 10886982342058 | DEPUY SYNTHES PRO-PAKÂ® HEADLESS COMPR SCRW-LG-DBÂ | Trauma | EA
CONCCHSSMDB | 10886982342065 | DEPUY SYNTHES PRO-PAKÂ® CCHS-SM-DRILL BITÂ | Trauma | EA
CONCCHSLGDB | 10886982342072 | DEPUY SYNTHES PRO-PAKÂ® CCHS-LG-DRILL BITÂ | Trauma | EA
357.430-15 |  | TAP/REAMER FOR TROCHANTERIC FIXATION NAIL SCREW | Trauma
351.717-15 |  | DEPTH GAUGE | Trauma
324.208-15 |  | PERCUTANEOUS DIRECT MEASURING DEVICE | Trauma
319.701-15 |  | CANNULATED SCREW MEASURING DEVICE | Trauma
319.091-15 |  | DEPTH GAUGE FOR 3.5MM CORTEX SCREWS | Trauma
319.006-15 |  | DEPTH GAUGE FOR 2.0MM AND 2.4MM SCREWS | Trauma
319.004-15 |  | DEPTH GAUGE FOR 1.3MM AND 1.5MM SCREWS | Trauma
03.404.035-15 |  | DRIVE SHAFT FOR RIA 2 520MM | Trauma
03.133.081-15 |  | 2.7/3.5MM DEPTH GAUGE 40 TO 100MM | Trauma
03.133.080-15 |  | 2.7/3.5MM DEPTH GAUGE 0 TO 60MM | Trauma
03.110.006-15 |  | DIRECT MEASURING DEVICE FOR 1.8MM KIRSCHNER WIRE | Trauma
03.045.035-15 |  | DIRECT MEASURING DEVICE FOR IM NAILS | Trauma
03.010.090-15 |  | SPIRAL BLADE MEASURING DEVICE FOR TI CANN HUMERAL NAILS-EX | Trauma
03.010.085-15 |  | SPECIALTY LOCKING MEASURING DEVICE FOR TI FEMORAL NAILS-EX | Trauma
03.037.036-15 |  | DEPTH GAUGE FOR TROCHANTERIC NAILING SYSTEM | Trauma
03.010.083-15 |  | SPIRAL BLADE MEASURING DEVICE FOR RETROGRADE FEMORAL NAIL-EX | Trauma
01.012.100 | 10886982342096 | EXTERNAL FIXATOR- MEDIUM/LARGE | Trauma | EA
04.117.907S-15 |  | 2.7MM/3.5MM TI VA-LCP LAT DSTL HUM PL 7H/LT/147MM XLNG-STER | Trauma
04.117.905S-15 |  | 2.7MM/3.5MM TI VA-LCP LAT DSTL HUM PL 5H/LT/121MM LONG-STER | Trauma
04.117.902S-15 |  | 2.7MM/3.5MM TI VA-LCP LAT DSTL HUM PL 2H/LT/82MM MED-STER | Trauma
04.117.901S-15 |  | 2.7MM/3.5MM TI VA-LCP LAT DSTL HUM PL 1H/LT/69MM SHRT-STER | Trauma
04.117.807S-15 |  | 2.7MM/3.5MM TI VA-LCP LAT DSTL HUM PL 7H/RT/147MM XLNG-STER | Trauma
04.117.805S-15 |  | 2.7MM/3.5MM TI VA-LCP LAT DSTL HUM PL 5H/RT/121MM LONG-STER | Trauma
04.117.802S-15 |  | 2.7MM/3.5MM TI VA-LCP LAT DSTL HUM PL 2H/RT/82MM MED-STER | Trauma
04.117.801S-15 |  | 2.7MM/3.5MM TI VA-LCP LAT DSTL HUM PL 1H/RT/69MM SHRT-STER | Trauma
04.038.230S-15 |  | TFNA FENESTRATED SCREW 130MM - STERILE | Trauma
04.038.225S-15 |  | TFNA FENESTRATED SCREW 125MM - STERILE | Trauma
04.038.220S-15 |  | TFNA FENESTRATED SCREW 120MM - STERILE | Trauma
04.038.215S-15 |  | TFNA FENESTRATED SCREW 115MM - STERILE | Trauma
04.038.210S-15 |  | TFNA FENESTRATED SCREW 110MM - STERILE | Trauma
04.038.205S-15 |  | TFNA FENESTRATED SCREW 105MM - STERILE | Trauma
04.038.200S-15 |  | TFNA FENESTRATED SCREW 100MM - STERILE | Trauma
04.038.195S-15 |  | TFNA FENESTRATED SCREW 95MM - STERILE | Trauma
04.038.190S-15 |  | TFNA FENESTRATED SCREW 90MM - STERILE | Trauma
04.038.185S-15 |  | TFNA FENESTRATED SCREW 85MM - STERILE | Trauma
04.038.180S-15 |  | TFNA FENESTRATED SCREW 80MM - STERILE | Trauma
04.038.175S-15 |  | TFNA FENESTRATED SCREW 75MM - STERILE | Trauma
04.038.170S-15 |  | TFNA FENESTRATED SCREW 70MM - STERILE | Trauma
03.233.011S-15 |  | REAMING ROD / Ã 3.8MM BALL TIP Ã 3.0MM / 1150MM - STERILE | Trauma
03.233.010S-15 |  | REAMING ROD / Ã 3.8MM BALL TIP Ã 3.0MM / 950MM - STERILE | Trauma
02.117.907S-15 |  | 2.7MM/3.5MM VA-LCP LAT DSTL HUM PL 7H/LT/147MM XLNG-STER | Trauma
02.117.905S-15 |  | 2.7MM/3.5MM VA-LCP LAT DSTL HUM PL 5H/LT/121MM LONG-STER | Trauma
02.117.902S-15 |  | 2.7MM/3.5MM VA-LCP LAT DSTL HUM PL 2H/LT/82MM MED-STER | Trauma
02.117.901S-15 |  | 2.7MM/3.5MM VA-LCP LAT DSTL HUM PL 1H/LT/69MM SHRT-STER | Trauma
02.117.807S-15 |  | 2.7MM/3.5MM VA-LCP LAT DSTL HUM PL 7H/RT/147MM XLNG-STER | Trauma
02.117.805S-15 |  | 2.7MM/3.5MM VA-LCP LAT DSTL HUM PL 5H/RT/121MM LONG-STER | Trauma
02.117.802S-15 |  | 2.7MM/3.5MM VA-LCP LAT DSTL HUM PL 2H/RT/82MM MED-STER | Trauma
02.117.801S-15 |  | 2.7MM/3.5MM VA-LCP LAT DSTL HUM PL 1H/RT/69MM SHRT-STER | Trauma
317.872-15 |  | 2.4MM DRILL BIT STRYKER J-LATCH/90MM | Trauma
317.867-15 |  | 1.8MM DRILL BIT STRYKER J-LATCH/90MM | Trauma
316.403-15 |  | 1.3MM DRILL BIT STRYKER J-LATCH/65MM | Trauma
316.396-15 |  | 1.0MM DRILL BIT/MINI QC/50MM | Trauma
316.314-15 |  | 0.76MM DRILL BIT STRYKER J-LATCH/14MM STOP/44.5MM | Trauma
316.312-15 |  | 0.76MM DRILL BIT STRYKER J-LATCH/12MM STOP/44.5MM | Trauma
01.333.010 | 10886982342102 | CCHS SMALL SCREW SET/STERILE | Trauma | EA
316.310-15 |  | 0.76MM DRILL BIT/STRYKER J-LATCH/10MM STOP/44.5MM | Trauma
01.333.014 | 10886982342119 | CCHS 2.0/QIS INSTRUMENT SET | Trauma | EA
01.333.032 | 10886982342126 | CCHS 2.0/QIS SCREW SET/STERILE | Trauma | EA
316.308-15 |  | 0.76MM DRILL BIT STRYKER J-LATCH/8MM STOP/44.5MM | Trauma
01.333.015 | 10886982342133 | CCHS 2.5/3.0 INSTRUMENT SET | Trauma | EA
01.333.033 | 10886982342140 | CCHS 2.5/3.0 SCREW SET/STERILE | Trauma | EA
01.333.016 | 10886982342157 | CCHS 3.5/4.0 INSTRUMENT SET | Trauma | EA
316.306-15 |  | 0.76MM DRILL BIT STRYKER J-LATCH/6MM STOP/44.5MM | Trauma
01.333.034 | 10886982342164 | CCHS 3.5/4.0 SCREW SET/STERILE | Trauma | EA
01.333.011 | 10886982342171 | CCHS LARGE SCREW SET/STERILE | Trauma | EA
01.333.017 | 10886982342188 | CCHS 4.5/5.5 INSTRUMENT SET | Trauma | EA
316.294-15 |  | 0.76MM DRILL BIT MINI QC WITH 14MM STOP/44.5MM | Trauma
01.333.035 | 10886982342195 | CCHS 4.5/5.5 SCREW SET/STERILE | Trauma | EA
01.333.018 | 10886982342201 | CCHS 6.5/7.5 INSTRUMENT SET | Trauma | EA
01.333.036 | 10886982342218 | CCHS 6.5/7.5 SCREW SET/STERILE | Trauma | EA
316.236-15 |  | 1.0MM DRILL BIT STRYKER J-LATCH/60MM | Trauma
310.143-15 |  | 1.5MM DRILL BIT STRYKER J-LATCH/75MM | Trauma
310.141-15 |  | 1.5MM DRILL BIT/MINI QC/65MM | Trauma
310.113-15 |  | 1.1MM DRILL BIT STRYKER J-LATCH/65MM | Trauma
310.111-15 |  | 1.1MM DRILL BIT/MINI QC/55MM | Trauma
02.535.748S | 10886982342249 | 3.5MM VOLT(TM)CANN LCKNG SCREW 48MM/T15/STERILE | Trauma | EA
02.535.750S | 10886982342256 | 3.5MM VOLT(TM)CANN LCKNG SCREW 50MM/T15/STERILE | Trauma | EA
02.535.752S | 10886982342263 | 3.5MM VOLT(TM)CANN LCKNG SCREW 52MM/T15/STERILE | Trauma | EA
02.535.754S | 10886982342270 | 3.5MM VOLT(TM)CANN LCKNG SCREW 54MM/T15/STERILE | Trauma | EA
02.535.756S | 10886982342287 | 3.5MM VOLT(TM)CANN LCKNG SCREW 56MM/T15/STERILE | Trauma | EA
02.535.758S | 10886982342294 | 3.5MM VOLT(TM)CANN LCKNG SCREW 58MM/T15/STERILE | Trauma | EA
02.535.760S | 10886982342300 | 3.5MM VOLT(TM)CANN LCKNG SCREW 60MM/T15/STERILE | Trauma | EA
04.535.724S | 10886982342317 | 3.5MM VOLT(TM)CANN LCKNG SCREW 24MM/T15/STERILE | Trauma | EA
04.535.726S | 10886982342324 | 3.5MM VOLT(TM)CANN LCKNG SCREW 26MM/T15/STERILE | Trauma | EA
04.535.728S | 10886982342331 | 3.5MM VOLT(TM)CANN LCKNG SCREW 28MM/T15/STERILE | Trauma | EA
04.535.730S | 10886982342348 | 3.5MM VOLT(TM)CANN LCKNG SCREW 30MM/T15/STERILE | Trauma | EA
04.535.732S | 10886982342355 | 3.5MM VOLT(TM)CANN LCKNG SCREW 32MM/T15/STERILE | Trauma | EA
04.535.734S | 10886982342362 | 3.5MM VOLT(TM)CANN LCKNG SCREW 34MM/T15/STERILE | Trauma | EA
04.535.736S | 10886982342379 | 3.5MM VOLT(TM)CANN LCKNG SCREW 36MM/T15/STERILE | Trauma | EA
04.535.738S | 10886982342386 | 3.5MM VOLT(TM)CANN LCKNG SCREW 38MM/T15/STERILE | Trauma | EA
04.535.740S | 10886982342393 | 3.5MM VOLT(TM)CANN LCKNG SCREW 40MM/T15/STERILE | Trauma | EA
04.535.742S | 10886982342409 | 3.5MM VOLT(TM)CANN LCKNG SCREW 42MM/T15/STERILE | Trauma | EA
04.535.744S | 10886982342416 | 3.5MM VOLT(TM)CANN LCKNG SCREW 44MM/T15/STERILE | Trauma | EA
04.535.746S | 10886982342423 | 3.5MM VOLT(TM)CANN LCKNG SCREW 46MM/T15/STERILE | Trauma | EA
04.535.748S | 10886982342430 | 3.5MM VOLT(TM)CANN LCKNG SCREW 48MM/T15/STERILE | Trauma | EA
04.535.750S | 10886982342447 | 3.5MM VOLT(TM)CANN LCKNG SCREW 50MM/T15/STERILE | Trauma | EA
04.535.752S | 10886982342454 | 3.5MM VOLT(TM)CANN LCKNG SCREW 52MM/T15/STERILE | Trauma | EA
04.535.754S | 10886982342461 | 3.5MM VOLT(TM)CANN LCKNG SCREW 54MM/T15/STERILE | Trauma | EA
04.535.756S | 10886982342478 | 3.5MM VOLT(TM)CANN LCKNG SCREW 56MM/T15/STERILE | Trauma | EA
04.535.758S | 10886982342485 | 3.5MM VOLT(TM)CANN LCKNG SCREW 58MM/T15/STERILE | Trauma | EA
04.535.760S | 10886982342492 | 3.5MM VOLT(TM)CANN LCKNG SCREW 60MM/T15/STERILE | Trauma | EA
02.535.724 | 10886982342508 | 3.5MM VOLT(TM)CANN LCKNG SCREW 24MM/T15 | Trauma | EA
02.535.726 | 10886982342515 | 3.5MM VOLT(TM)CANN LCKNG SCREW 26MM/T15 | Trauma | EA
02.535.728 | 10886982342522 | 3.5MM VOLT(TM)CANN LCKNG SCREW 28MM/T15 | Trauma | EA
02.535.730 | 10886982342539 | 3.5MM VOLT(TM)CANN LCKNG SCREW 30MM/T15 | Trauma | EA
02.535.732 | 10886982342546 | 3.5MM VOLT(TM)CANN LCKNG SCREW 32MM/T15 | Trauma | EA
02.535.734 | 10886982342553 | 3.5MM VOLT(TM)CANN LCKNG SCREW 34MM/T15 | Trauma | EA
02.535.736 | 10886982342560 | 3.5MM VOLT(TM)CANN LCKNG SCREW 36MM/T15 | Trauma | EA
02.535.738 | 10886982342577 | 3.5MM VOLT(TM)CANN LCKNG SCREW 38MM/T15 | Trauma | EA
02.535.740 | 10886982342584 | 3.5MM VOLT(TM)CANN LCKNG SCREW 40MM/T15 | Trauma | EA
02.535.742 | 10886982342591 | 3.5MM VOLT(TM)CANN LCKNG SCREW 42MM/T15 | Trauma | EA
02.535.744 | 10886982342607 | 3.5MM VOLT(TM)CANN LCKNG SCREW 44MM/T15 | Trauma | EA
02.535.746 | 10886982342614 | 3.5MM VOLT(TM)CANN LCKNG SCREW 46MM/T15 | Trauma | EA
02.535.748 | 10886982342621 | 3.5MM VOLT(TM)CANN LCKNG SCREW 48MM/T15 | Trauma | EA
02.535.750 | 10886982342638 | 3.5MM VOLT(TM)CANN LCKNG SCREW 50MM/T15 | Trauma | EA
02.535.752 | 10886982342645 | 3.5MM VOLT(TM)CANN LCKNG SCREW 52MM/T15 | Trauma | EA
02.535.754 | 10886982342652 | 3.5MM VOLT(TM)CANN LCKNG SCREW 54MM/T15 | Trauma | EA
02.535.756 | 10886982342669 | 3.5MM VOLT(TM)CANN LCKNG SCREW 56MM/T15 | Trauma | EA
02.535.758 | 10886982342676 | 3.5MM VOLT(TM)CANN LCKNG SCREW 58MM/T15 | Trauma | EA
02.535.760 | 10886982342683 | 3.5MM VOLT(TM)CANN LCKNG SCREW 60MM/T15 | Trauma | EA
04.535.724 | 10886982342690 | 3.5MM VOLT(TM)CANN LCKNG SCREW 24MM/T15 | Trauma | EA
04.535.726 | 10886982342706 | 3.5MM VOLT(TM)CANN LCKNG SCREW 26MM/T15 | Trauma | EA
04.535.728 | 10886982342713 | 3.5MM VOLT(TM)CANN LCKNG SCREW 28MM/T15 | Trauma | EA
04.535.730 | 10886982342720 | 3.5MM VOLT(TM)CANN LCKNG SCREW 30MM/T15 | Trauma | EA
04.535.732 | 10886982342737 | 3.5MM VOLT(TM)CANN LCKNG SCREW 32MM/T15 | Trauma | EA
04.535.734 | 10886982342744 | 3.5MM VOLT(TM)CANN LCKNG SCREW 34MM/T15 | Trauma | EA
04.535.736 | 10886982342751 | 3.5MM VOLT(TM)CANN LCKNG SCREW 36MM/T15 | Trauma | EA
04.535.738 | 10886982342768 | 3.5MM VOLT(TM)CANN LCKNG SCREW 38MM/T15 | Trauma | EA
04.535.740 | 10886982342775 | 3.5MM VOLT(TM)CANN LCKNG SCREW 40MM/T15 | Trauma | EA
04.535.742 | 10886982342782 | 3.5MM VOLT(TM)CANN LCKNG SCREW 42MM/T15 | Trauma | EA
04.535.744 | 10886982342799 | 3.5MM VOLT(TM)CANN LCKNG SCREW 44MM/T15 | Trauma | EA
04.535.746 | 10886982342805 | 3.5MM VOLT(TM)CANN LCKNG SCREW 46MM/T15 | Trauma | EA
04.535.748 | 10886982342812 | 3.5MM VOLT(TM)CANN LCKNG SCREW 48MM/T15 | Trauma | EA
04.535.750 | 10886982342829 | 3.5MM VOLT(TM)CANN LCKNG SCREW 50MM/T15 | Trauma | EA
04.535.752 | 10886982342836 | 3.5MM VOLT(TM)CANN LCKNG SCREW 52MM/T15 | Trauma | EA
04.535.754 | 10886982342843 | 3.5MM VOLT(TM)CANN LCKNG SCREW 54MM/T15 | Trauma | EA
04.535.756 | 10886982342850 | 3.5MM VOLT(TM)CANN LCKNG SCREW 56MM/T15 | Trauma | EA
04.535.758 | 10886982342867 | 3.5MM VOLT(TM)CANN LCKNG SCREW 58MM/T15 | Trauma | EA
04.535.760 | 10886982342874 | 3.5MM VOLT(TM)CANN LCKNG SCREW 60MM T15 | Trauma | EA
02.538.010 | 10886982342881 | 3.5 VOLT(TM) PROX HUM PLATE LONG/10H/232MM | Trauma | EA
02.538.010S | 10886982342898 | 3.5 VOLT(TM) PROX HUM PLATE LONG/10H/232MM/STERILE | Trauma | EA
04.538.010 | 10886982342904 | 3.5 VOLT(TM) PROX HUM PLATE LONG/10H/232MM | Trauma | EA
04.538.012 | 10886982342911 | 3.5 VOLT(TM) PROX HUM PLATE LONG/12H/268MM | Trauma | EA
02.538.012 | 10886982342928 | 3.5 VOLT(TM) PROX HUM PLATE LONG/12H/268MM | Trauma | EA
02.538.007 | 10886982342935 | 3.5 VOLT(TM) PROX HUM PLATE LONG/7H/178MM | Trauma | EA
04.538.007 | 10886982342942 | 3.5 VOLT(TM) PROX HUM PLATE LONG/7H/178MM | Trauma | EA
02.538.009 | 10886982342959 | 3.5 VOLT(TM) PROX HUM PLATE LONG/9H/214MM | Trauma | EA
04.538.009 | 10886982343048 | 3.5 VOLT(TM) PROX HUM PLATE LONG/9H/214MM | Trauma | EA
02.538.011 | 10886982342966 | 3.5 VOLT(TM) PROX HUM PLATE LONG/11H/250MM | Trauma | EA
04.538.011 | 10886982343055 | 3.5 VOLT(TM) PROX HUM PLATE LONG/11H/250MM | Trauma | EA
02.538.013 | 10886982342973 | 3.5 VOLT(TM) PROX HUM PLATE LONG/13H/286MM | Trauma | EA
04.538.013 | 10886982343062 | 3.5 VOLT(TM) PROX HUM PLATE LONG/13H/286MM | Trauma | EA
04.535.724TS | 10886982342980 | 3.5MM VOLT(TM)CANN LCKNG SCREW 24MM/T15/STERILE | Trauma | EA
04.535.726TS | 10886982342997 | 3.5MM VOLT(TM)CANN LCKNG SCREW 26MM/T15/STERILE | Trauma | EA
04.535.728TS | 10886982343000 | 3.5MM VOLT(TM)CANN LCKNG SCREW 28MM/T15/STERILE | Trauma | EA
04.535.730TS | 10886982343017 | 3.5MM VOLT(TM)CANN LCKNG SCREW 30MM/T15/STERILE | Trauma | EA
04.535.732TS | 10886982343024 | 3.5MM VOLT(TM)CANN LCKNG SCREW 32MM/T15/STERILE | Trauma | EA
04.535.734TS | 10886982343031 | 3.5MM VOLT(TM)CANN LCKNG SCREW 34MM/T15/STERILE | Trauma | EA
04.535.736TS | 10886982343079 | 3.5MM VOLT(TM)CANN LCKNG SCREW 36MM/T15/STERILE | Trauma | EA
04.535.738TS | 10886982343086 | 3.5MM VOLT(TM)CANN LCKNG SCREW 38MM/T15/STERILE | Trauma | EA
04.535.740TS | 10886982343093 | 3.5MM VOLT(TM)CANN LCKNG SCREW 40MM/T15/STERILE | Trauma | EA
04.535.742TS | 10886982343109 | 3.5MM VOLT(TM)CANN LCKNG SCREW 42MM/T15/STERILE | Trauma | EA
04.535.744TS | 10886982343116 | 3.5MM VOLT(TM)CANN LCKNG SCREW 44MM/T15/STERILE | Trauma | EA
04.535.746TS | 10886982343123 | 3.5MM VOLT(TM)CANN LCKNG SCREW 46MM/T15/STERILE | Trauma | EA
04.535.748TS | 10886982343130 | 3.5MM VOLT(TM)CANN LCKNG SCREW 48MM/T15/STERILE | Trauma | EA
04.535.750TS | 10886982343147 | 3.5MM VOLT(TM)CANN LCKNG SCREW 50MM/T15/STERILE | Trauma | EA
04.535.752TS | 10886982343154 | 3.5MM VOLT(TM)CANN LCKNG SCREW 52MM/T15/STERILE | Trauma | EA
04.535.754TS | 10886982343161 | 3.5MM VOLT(TM)CANN LCKNG SCREW 54MM/T15/STERILE | Trauma | EA
04.535.756TS | 10886982343178 | 3.5MM VOLT(TM)CANN LCKNG SCREW 56MM/T15/STERILE | Trauma | EA
04.535.758TS | 10886982343185 | 3.5MM VOLT(TM)CANN LCKNG SCREW 58MM/T15/STERILE | Trauma | EA
04.535.760TS | 10886982343192 | 3.5MM VOLT(TM)CANN LCKNG SCREW 60MM/T15/STERILE | Trauma | EA
02.535.724S | 10886982343208 | 3.5MM VOLT(TM)CANN LCKNG SCREW 24MM/T15/STERILE | Trauma | EA
02.535.726S | 10886982343215 | 3.5MM VOLT(TM)CANN LCKNG SCREW 26MM/T15/STERILE | Trauma | EA
02.535.728S | 10886982343222 | 3.5MM VOLT(TM)CANN LCKNG SCREW 28MM/T15/STERILE | Trauma | EA
02.535.730S | 10886982343239 | 3.5MM VOLT(TM)CANN LCKNG SCREW 30MM/T15/STERILE | Trauma | EA
02.535.732S | 10886982343246 | 3.5MM VOLT(TM)CANN LCKNG SCREW 32MM/T15/STERILE | Trauma | EA
02.535.734S | 10886982343253 | 3.5MM VOLT(TM)CANN LCKNG SCREW 34MM/T15/STERILE | Trauma | EA
02.535.736S | 10886982343260 | 3.5MM VOLT(TM)CANN LCKNG SCREW 36MM/T15/STERILE | Trauma | EA
02.535.738S | 10886982343277 | 3.5MM VOLT(TM)CANN LCKNG SCREW 38MM/T15/STERILE | Trauma | EA
02.535.740S | 10886982343284 | 3.5MM VOLT(TM)CANN LCKNG SCREW 40MM/T15/STERILE | Trauma | EA
02.535.742S | 10886982343291 | 3.5MM VOLT(TM)CANN LCKNG SCREW 42MM/T15/STERILE | Trauma | EA
02.535.744S | 10886982343307 | 3.5MM VOLT(TM)CANN LCKNG SCREW 44MM/T15/STERILE | Trauma | EA
02.535.746S | 10886982343314 | 3.5MM VOLT(TM)CANN LCKNG SCREW 46MM/T15/STERILE | Trauma | EA
04.538.010S | 10886982343321 | 3.5 VOLT(TM) PROX HUM PLATE LONG/10H/232MM/STERILE | Trauma | EA
02.538.007S | 10886982343338 | 3.5 VOLT(TM) PROX HUM PLATE LONG/7H/178MM/STERILE | Trauma | EA
04.538.007S | 10886982343345 | 3.5 VOLT(TM) PROX HUM PLATE LONG/7H/178MM/STERILE | Trauma | EA
02.538.009S | 10886982343352 | 3.5 VOLT(TM) PROX HUM PLATE LONG/9H/214MM/STERILE | Trauma | EA
04.538.009S | 10886982343369 | 3.5 VOLT(TM) PROX HUM PLATE LONG/9H/214MM/STERILE | Trauma | EA
02.538.011S | 10886982343376 | 3.5 VOLT(TM) PROX HUM PLATE LONG/11H/250MM/STERILE | Trauma | EA
04.538.011S | 10886982343383 | 3.5 VOLT(TM) PROX HUM PLATE LONG/11H/250MM/STERILE | Trauma | EA
02.538.013S | 10886982343390 | 3.5 VOLT(TM) PROX HUM PLATE LONG/13H/286MM STERILE | Trauma | EA
04.538.013S | 10886982343406 | 3.5 VOLT(TM) PROX HUM PLATE LONG/13H/286MM STERILE | Trauma | EA
01.043.004ACL | 10886982343413 | TN-ADVANCED IMPLANT SET | Trauma | EA
01.033.028ACL | 10886982343420 | FRN / GT / OPENING & INSERTION SET W/ SCREWS | Trauma | EA
01.033.029ACL | 10886982343437 | FRN-ADVANCED GT NAIL BANK | Trauma | EA
01.033.030ACL | 10886982343444 | FRN-ADVANCED PF NAIL BANK | Trauma | EA
105.71ACL | 10886982343451 | TI ELASTIC NAIL INSTRUMENT & IMPLANT SET | Trauma | EA
145.135FACL | 10886982343468 | 4.0MM TI CANN SCREW INSTRUMNT & IMPLANT SET | Trauma | EA
105.182ACL | 10886982343475 | 6.5MM FULLY THREADED CANN SCREW SET | Trauma | EA
145.190ACL | 10886982343482 | 6.5MM/7.3MM TI CANN SCREW INSTRUMENT & IMPLANT SET | Trauma | EA
02.535.724TS | 10886982343499 | 3.5MM VOLT(TM)CANN LCKNG SCREW 24MM/T15/STERILE | Trauma | EA
02.535.726TS | 10886982343505 | 3.5MM VOLT(TM)CANN LCKNG SCREW 26MM/T15/STERILE | Trauma | EA
02.535.728TS | 10886982343512 | 3.5MM VOLT(TM)CANN LCKNG SCREW 28MM/T15/STERILE | Trauma | EA
02.535.730TS | 10886982343529 | 3.5MM VOLT(TM)CANN LCKNG SCREW 30MM/T15/STERILE | Trauma | EA
02.535.732TS | 10886982343536 | 3.5MM VOLT(TM)CANN LCKNG SCREW 32MM/T15/STERILE | Trauma | EA
02.535.734TS | 10886982343543 | 3.5MM VOLT(TM)CANN LCKNG SCREW 34MM/T15/STERILE | Trauma | EA
02.535.736TS | 10886982343550 | 3.5MM VOLT(TM)CANN LCKNG SCREW 36MM/T15/STERILE | Trauma | EA
02.535.738TS | 10886982343567 | 3.5MM VOLT(TM)CANN LCKNG SCREW 38MM/T15/STERILE | Trauma | EA
02.535.740TS | 10886982343611 | 3.5MM VOLT(TM)CANN LCKNG SCREW 40MM/T15/STERILE | Trauma | EA
02.535.742TS | 10886982343574 | 3.5MM VOLT(TM)CANN LCKNG SCREW 42MM/T15/STERILE | Trauma | EA
02.535.744TS | 10886982343628 | 3.5MM VOLT(TM)CANN LCKNG SCREW 44MM/T15/STERILE | Trauma | EA
02.535.746TS | 10886982343581 | 3.5MM VOLT(TM)CANN LCKNG SCREW 46MM/T15/STERILE | Trauma | EA
02.535.748TS | 10886982343635 | 3.5MM VOLT(TM)CANN LCKNG SCREW 48MM/T15/STERILE | Trauma | EA
02.535.750TS | 10886982343598 | 3.5MM VOLT(TM)CANN LCKNG SCREW 50MM/T15/STERILE | Trauma | EA
02.535.752TS | 10886982343642 | 3.5MM VOLT(TM)CANN LCKNG SCREW 52MM/T15/STERILE | Trauma | EA
02.535.754TS | 10886982343604 | 3.5MM VOLT(TM)CANN LCKNG SCREW 54MM/T15/STERILE | Trauma | EA
02.535.756TS | 10886982343659 | 3.5MM VOLT(TM)CANN LCKNG SCREW 56MM/T15/STERILE | Trauma | EA
02.535.758TS | 10886982343666 | 3.5MM VOLT(TM)CANN LCKNG SCREW 58MM/T15/STERILE | Trauma | EA
02.535.760TS | 10886982343673 | 3.5MM VOLT(TM)CANN LCKNG SCREW 60MM/T15/STERILE | Trauma | EA
01.164.005E | 10886982343741 | ACETABULUM INSTRUMENT SET FULL CONTENT / E | Trauma | EA
01.164.005ACL | 10886982343758 | ACETABULUM INSTRUMENT SET FULL CONTENT / ACL | Trauma | EA
80062 | 07610733850624 | SCREWDRIVER INSERT FOR SLOTTED SCREW/SLÂ 0.4 -STERILE | Trauma | EA
80063 | 07610733850631 | SCREWDRIVER INSERT FOR SLOTTED SCREW/ SIÂ 0.6-STERILE | Trauma | EA
80064 | 07610733850648 | SCREWDRIVER INSERT FOR SLOTTED SCREW/ SIÂ 0.8-STERILE | Trauma | EA
80065 | 07610733850655 | SCREWDRIVER INSERT FOR SLOTTED SCREW/ SLÂ 0.5-STERILE | Trauma | EA
80069 | 07610733850693 | SCREWDRIVER INSERT FOR SCREWS TORX AND STARDRIVE T4-STERILE | Trauma | EA
80071 | 07610733850716 | SCREWDRIVER INSERT FOR SCREWS TORX AND STARDRIVE T6-STERILE | Trauma | EA
80073 | 07610733850730 | SCREWDRIVER INSERT FOR SCREWS TORX AND STARDRIVE T8-STERILE | Trauma | EA
80077 | 07610733850778 | SCREWDRIVER INSERT FOR SCREWS TORX AND STARDRIVE T20-STERILE | Trauma | EA
80078 | 07610733850785 | SCREWDRIVER INSERT FOR SCREWS TORXÂ AND STARDRIVE T10-STERILE | Trauma | EA
80079 | 07610733850792 | SCREWDRIVER INSERT FOR SCREWS TORX AND STARDRIVE T25-STERILE | Trauma | EA
80081 | 07610733850815 | SCREWDRIVER INSERT FOR SCREWS TORX AND STARDRIVE T30-STERILE | Trauma | EA
60.134.023 | 10886982343871 | LID 2/3 SIZE STAINLESS STEEL | Trauma | EA
VP4344.05 | 10886982343888 | 2.7MM LCP T-PLATE 2 HEAD HOLE/5 SHAFT HOLE | Trauma | EA
VP4344.07 | 10886982343895 | 2.7MM LCP T-PLATE 2 HEAD HOLE/7 SHAFT HOLE | Trauma | EA
VP4345.05 | 10886982343901 | 3.5MM LCP T-PLATE 2 HEAD HOLE/5 SHAFT HOLE | Trauma | EA
VP4345.07 | 10886982343918 | 3.5MM LCP T-PLATE 2 HEAD HOLE/7 SHAFT HOLE | Trauma | EA
VP4346.05 | 10886982343925 | 3.5MM LCP T-PLATE 3 HEAD HOLE/5 SHAFT HOLE | Trauma | EA
VP4346.07 | 10886982343932 | 3.5MM LCP T-PLATE 3 HEAD HOLE/7 SHAFT HOLE | Trauma | EA
VP4347.06 | 10886982343949 | 3.5MM LCP BROAD T-PLATE 3 HEAD HOLE/6 SHAFT HOLE | Trauma | EA
VP4347.08 | 10886982343956 | 3.5MM LCP BROAD T-PLATE 3 HEAD HOLE/8 SHAFT HOLE | Trauma | EA
1427-2010 | 00850310006670 | 2.0MM TI SNAP OFF SCREW 10MM/ STERILE | Trauma | EA
7100-TL5L | 00815432029723 | MIDFOOT STAPLE PLATE TMT CUNEIFORM 15MM/ LRG/ LT/ STER | Trauma | EA
7100-TL5M | 00815432029716 | MIDFOOT STAPLE PLATE TMT CUNEIFORM 15MM/ MED/ LT/ STER | Trauma | EA
7100-TR5L | 00815432029686 | MIDFOOT STAPLE PLATE TMT CUNEIFORM 15MM/ LRG/ RT/ STER | Trauma | EA
7100-TR5M | 00815432029679 | MIDFOOT STAPLE PLATE TMT CUNEIFORM 15MM/ MED/ RT/ STER | Trauma | EA
1427-2017 | 00850310006700 | 2.0MM TI SNAP OFF SCREW 17MM/ STERILE | Trauma | EA
1427-2018 | 00850310006717 | 2.0MM TI SNAP OFF SCREW 18MM/ STERILE | Trauma | EA
1427-2019 | 00850310006724 | 2.0MM TI SNAP OFF SCREW 19MM/ STERILE | Trauma | EA
1427-2020 | 00850310006731 | 2.0MM TI SNAP OFF SCREW 20MM/ STERILE | Trauma | EA
1427-2710 | 00850310006748 | 2.7MM TI SNAP OFF SCREW 10MM/ STERILE | Trauma | EA
1427-2711 | 00850310006755 | 2.7MM TI SNAP OFF SCREW 11MM/ STERILE | Trauma | EA
1427-2712 | 00850310006762 | 2.7MM TI SNAP OFF SCREW 12MM/ STERILE | Trauma | EA
1427-2713 | 00850310006779 | 2.7MM TI SNAP OFF SCREW 13MM/ STERILE | Trauma | EA
1427-2714 | 00850310006786 | 2.7MM TI SNAP OFF SCREW 14MM/ STERILE | Trauma | EA
1427-2715 | 00850310006793 | 2.7MM TI SNAP OFF SCREW 15MM/ STERILE | Trauma | EA
1427-2716 | 00850310006809 | 2.7MM TI SNAP OFF SCREW 16MM/ STERILE | Trauma | EA
1427-2717 | 00850310006816 | 2.7MM TI SNAP OFF SCREW 17MM/ STERILE | Trauma | EA
1427-2718 | 00850310006823 | 2.7MM TI SNAP OFF SCREW 18MM/ STERILE | Trauma | EA
1427-2719 | 00850310006830 | 2.7MM TI SNAP OFF SCREW 19MM/ STERILE | Trauma | EA
1427-2720 | 00850310006847 | 2.7MM TI SNAP OFF SCREW 20MM/ STERILE | Trauma | EA
1500-3508 | 00815432022823 | MOTOBAND CP NON-LOCKING SCREW 3.5MM X 8MM STERILE | Trauma | EA
1500-3542 | 00815432025183 | MOTOBAND CP NONLCKNG SCR 3.5MM X 42MM STERILE | Trauma | EA
1500-3544 | 00815432025190 | MOTOBAND CP NONLCKNG SCR 3.5MM X 44MM STERILE | Trauma | EA
1500-3546 | 00815432025213 | MOTOBAND CP NONLCKNG SCR 3.5MM X 46MM STERILE | Trauma | EA
1500-3548 | 00815432025220 | MOTOBAND CP NONLCKNG SCR 3.5MM X 48MM STERILE | Trauma | EA
15FT-3528 | 00815432029532 | 3.5MM ANTI-DRIFT BOLT FULLY THREADED/ 28MM/ STER | Trauma | EA
15FT-3530 | 00815432029549 | 3.5MM ANTI-DRIFT BOLT FULLY THREADED/ 30MM/ STER | Trauma | EA
15FT-3544 | 00815432029617 | 3.5MM ANTI-DRIFT BOLT FULLY THREADED/ 44MM/ STER | Trauma | EA
15FT-3546 | 00815432029624 | 3.5MM ANTI-DRIFT BOLT FULLY THREADED/ 46MM/ STER | Trauma | EA
15NL-3008 | 00815432025350 | NONLCKNG SCREW 3MM X 8MM STERILE | Trauma | EA
15NL-3032 | 00815432025473 | NONLCKNG SCREW 3MM X 32MM STERILE | Trauma | EA
15NL-3034 | 00815432025480 | NONLCKNG SCREW 3MM X 34MM STERILE | Trauma | EA
15NL-3036 | 00815432025497 | NONLCKNG SCREW 3MM X 36MM STERILE | Trauma | EA
15NL-3038 | 00815432025503 | NONLCKNG SCREW 3MM X 38MM STERILE | Trauma | EA
15NL-3040 | 00815432025510 | NONLCKNG SCREW 3MM X 40MM STERILE | Trauma | EA
15NL-3042 | 00815432025527 | NONLCKNG SCREW 3MM X 42MM STERILE | Trauma | EA
15NL-3044 | 00815432025534 | NONLCKNG SCREW 3MM X 44MM STERILE | Trauma | EA
15NL-3045 | 00815432025541 | NONLCKNG SCREW 3MM X 45MM STERILE | Trauma | EA
15NL-3046 | 00815432025558 | NONLCKNG SCREW 3MM X 46MM STERILE | Trauma | EA
15NL-3048 | 00815432025565 | NONLCKNG SCREW 3MM X 48MM STERILE | Trauma | EA
15NL-3050 | 00815432025572 | NONLCKNG SCREW 3MM X 50MM STERILE | Trauma | EA
15PL-3008 | 00815432026524 | POLYAXIAL LOCKING SCREW 3.0MM X 8MM STERILE | Trauma | EA
15PL-3032 | 00815432026647 | POLYAXIAL LOCKING SCREW 3.0MM X 32MM STERILE | Trauma | EA
15PL-3034 | 00815432026654 | POLYAXIAL LOCKING SCREW 3.0MM X 34MM STERILE | Trauma | EA
15PL-3036 | 00815432026661 | POLYAXIAL LOCKING SCREW 3.0MM X 36MM STERILE | Trauma | EA
15PL-3038 | 00815432026678 | POLYAXIAL LOCKING SCREW 3.0MM X 38MM STERILE | Trauma | EA
15PL-3040 | 00815432026685 | POLYAXIAL LOCKING SCREW 3.0MM X 40MM STERILE | Trauma | EA
15PL-3042 | 00815432026692 | POLYAXIAL LOCKING SCREW 3.0MM X 42MM STERILE | Trauma | EA
15PL-3044 | 00815432026708 | POLYAXIAL LOCKING SCREW 3.0MM X 44MM STERILE | Trauma | EA
15PL-3045 | 00815432026715 | POLYAXIAL LOCKING SCREW 3.0MM X 45MM STERILE | Trauma | EA
15PL-3046 | 00815432026722 | POLYAXIAL LOCKING SCREW 3.0MM X 46MM STERILE | Trauma | EA
15PL-3048 | 00815432026739 | POLYAXIAL LOCKING SCREW 3.0MM X 48MM STERILE | Trauma | EA
15PL-3050 | 00815432026746 | POLYAXIAL LOCKING SCREW 3.0MM X 50MM STERILE | Trauma | EA
15PL-3508 | 00815432026753 | POLYAXIAL LOCKING SCREW 3.5MM X 8MM STERILE | Trauma | EA
15PL-3532 | 00815432026876 | POLYAXIAL LOCKING SCREW 3.5MM X 32MM STERILE | Trauma | EA
15PL-3534 | 00815432026883 | POLYAXIAL LOCKING SCREW 3.5MM X 34MM STERILE | Trauma | EA
15PL-3536 | 00815432026890 | POLYAXIAL LOCKING SCREW 3.5MM X 36MM STERILE | Trauma | EA
15PL-3538 | 00815432026906 | POLYAXIAL LOCKING SCREW 3.5MM X 38MM STERILE | Trauma | EA
15PL-3540 | 00815432026913 | POLYAXIAL LOCKING SCREW 3.5MM X 40MM STERILE | Trauma | EA
15PL-3542 | 00815432026920 | POLYAXIAL LOCKING SCREW 3.5MM X 42MM STERILE | Trauma | EA
15PL-3544 | 00815432026937 | POLYAXIAL LOCKING SCREW 3.5MM X 44MM STERILE | Trauma | EA
15PL-3545 | 00815432026944 | POLYAXIAL LOCKING SCREW 3.5MM X 45MM STERILE | Trauma | EA
15PL-3546 | 00815432026951 | POLYAXIAL LOCKING SCREW 3.5MM X 46MM STERILE | Trauma | EA
15PL-3548 | 00815432026968 | POLYAXIAL LOCKING SCREW 3.5MM X 48MM STERILE | Trauma | EA
15PL-3550 | 00815432026975 | POLYAXIAL LOCKING SCREW 3.5MM X 50MM STERILE | Trauma | EA
3100-3012LK | 00815432027071 | MINIBUNION POLYAXIAL LOCKING SCREW 3.0MM X 12MM STERILE | Trauma | EA
7100-LA15 | 00815432029792 | MIDFOOT STAPLE PL ALPHA - L 15 MM/ STERILE | Trauma | EA
7100-LB15 | 00815432029815 | MIDFOOT STAPLE PL BETA - L 15 MM/ STERILE | Trauma | EA
7100-LC15-A | 00815432026067 | LAPIDUS PLATE LC ALPHA 15MM STERILE | Trauma | EA
7100-LC15-B | 00815432026081 | LAPIDUS PLATE LC BETA 15MM STERILE | Trauma | EA
7100-LZ15-A | 00815432026029 | DYNAFORCE LAPIDUS PLATE LZ ALPHA 15MM STERILE | Trauma | EA
7100-LZ15-B | 00815432026043 | LAPIDUS PLATE LZ BETA 15MM STERILE | Trauma | EA
7100-ML85 | 00815432029754 | MEDIAL COLUMN STAPLE PLATE 18MM/15MM/ LEFT/STERILE | Trauma | EA
7100-MR85 | 00815432029778 | MEDIAL COLUMN STAPLE PLATE 18MM/15MM/ RIGHT/STERILE | Trauma | EA
7500-018L | 00815432028023 | DYNAFORCE MTP PL/ STD CUST 18MM STAPLE/ 0Â°/ LT/ STER | Trauma | EA
7500-018R | 00815432027989 | DYNAFORCE MTP PL/ STD CUST 18MM STAPLE/ 0Â°/ RT/ STER | Trauma | EA
7500-020L | 00815432028047 | DYNAFORCE MTP PL/ STD CUST 20MM STAPLE/ 0Â°/ LT/ STER | Trauma | EA
7500-020R | 00815432028009 | DYNAFORCE MTP PL/ STD CUST 20MM STAPLE/ 0Â°/ RT/ STER | Trauma | EA
7505-018L | 00815432028030 | DYNAFORCE MTP PL/ STD CUST 18MM STAPLE/ 5Â°/ LT/ STER | Trauma | EA
7505-018R | 00815432027996 | DYNAFORCE MTP PL/ STD CUST 18MM STAPLE/ 5Â°/ RT/ STER | Trauma | EA
7505-020L | 00815432028054 | DYNAFORCE MTP PL/ STD CUST 20MM STAPLE/ 5Â°/ LT/ STER | Trauma | EA
7505-020R | 00815432028016 | DYNAFORCE MTP PL/ STD CUST 20MM STAPLE/ 5Â°/ RT/ STER | Trauma | EA
750L-1018 | 00815432027910 | DYNAFORCE MTP PL/ LONG 18MM STAPLE/ 10Â°/ LT/ STER | Trauma | EA
750L-1020 | 00815432027941 | DYNAFORCE MTP PL/ EXTENDED 20MM STAPLE/ 10Â°/ LT/ STER | Trauma | EA
750L-1025 | 00815432027972 | DYNAFORCE MTP PL/ EXTENDED 25MM STAPLE/ 10Â°/ LT/ STER | Trauma | EA
750L-5020 | 00815432027934 | DYNAFORCE MTP PL/ EXTENDED 20MM STAPLE/ 5Â°/ LT/ STER | Trauma | EA
750L-5025 | 00815432027965 | DYNAFORCE MTP PL/ EXTENDED 25MM STAPLE/ 5Â°/ LT/ STER | Trauma | EA
750R-1018 | 00815432027828 | DYNAFORCE MTP PL/ LONG 18MM STAPLE/ 10Â°/ RT/ STER | Trauma | EA
750R-1020 | 00815432027859 | DYNAFORCE MTP PL/ LONG 20MM STAPLE/ 10Â°/ RT/ STER | Trauma | EA
750R-1025 | 00815432027880 | DYNAFORCE MTP PL/ LONG 25MM STAPLE/ 10Â°/ RT/ STER | Trauma | EA
07.707.003S | 00812337020077 | COLOSSIS CALCIUM PHOSPHATE CEMENT/ 3CC/STERILE | Trauma | EA
07.707.005S | 00812337020053 | COLOSSIS CALCIUM PHOSPHATE CEMENT/ 5CC/STERILE | Trauma | EA
07.707.010S | 00812337020107 | COLOSSIS CALCIUM PHOSPHATE CEMENT/ 10CC/STERILE | Trauma | EA
130501 | 00815432022694 | BENDER | Trauma | EA
130505 | 00815432028412 | NON LOCKING DRILL GUIDE | Trauma | EA
130528 | 00815432028405 | DEPTH GAUGE | Trauma | EA
1400-0020 | 00850310006069 | CROSSROADS REAMER 2.0MM STERILE | Trauma | EA
1400-0022 | 00850310006021 | CROSSROADS REAMER 2.2MM STERILE | Trauma | EA
1400-0025 | 00850310006038 | CROSSROADS REAMER 2.5MM STERILE | Trauma | EA
1400-0027 | 00850310006045 | CROSSROADS REAMER 2.7MM STERILE | Trauma | EA
1400-0030 | 00850310006052 | CROSSROADS REAMER 3.0MM STERILE | Trauma | EA
1400-0032 | 00850310006076 | CROSSROADS REAMER 3.2MM STERILE | Trauma | EA
1400-1020 | 00850310006427 | CROSSTIE REAMER 2.0MM STERILE | Trauma | EA
1400-1032 | 00850310006472 | CROSSTIE REAMER 3.2MM STERILE | Trauma | EA
1406-3011 | 00850310006618 | 3.0MM TI HEADED CANN SCREW 11MM/ STERILE | Trauma | EA
1406-3013 | 00850310006625 | 3.0MM TI HEADED CANN SCREW 13MM/ STERILE | Trauma | EA
1406-3015 | 00850310006632 | 3.0MM TI HEADED CANN SCREW 15MM/ STERILE | Trauma | EA
1406-3017 | 00850310006649 | 3.0MM TI HEADED CANN SCREW 17MM/ STERILE | Trauma | EA
1406-3019 | 00850310006656 | 3.0MM TI HEADED CANN SCREW 19MM/ STERILE | Trauma | EA
1406-3021 | 00850310006663 | 3.0MM TI HEADED CANN SCREW 21MM/ STERILE | Trauma | EA
1406-4010 | 00815432020003 | 4.0MM TI HEADED CANN SCREW P THRDD/ 10MM/ STERILE | Trauma | EA
1406-4011 | 00815432020010 | 4.0MM TI HEADED CANN SCREW P THRDD/ 11MM/ STERILE | Trauma | EA
1406-4012 | 00815432020027 | 4.0MM TI HEADED CANN SCREW P THRDD/ 12MM/ STERILE | Trauma | EA
1406-4013 | 00815432020034 | 4.0MM TI HEADED CANN SCREW P THRDD/ 13MM/ STERILE | Trauma | EA
1406-4014 | 00815432020041 | 4.0MM TI HEADED CANN SCREW P THRDD/ 14MM/ STERILE | Trauma | EA
1406-4015 | 00815432020058 | 4.0MM TI HEADED CANN SCREW P THRDD/ 15MM/ STERILE | Trauma | EA
1406-4016 | 00815432020065 | 4.0MM TI HEADED CANN SCREW P THRDD/ 16MM/ STERILE | Trauma | EA
1406-4017 | 00815432020072 | 4.0MM TI HEADED CANN SCREW P THRDD/ 17MM/ STERILE | Trauma | EA
1406-4018 | 00815432020089 | 4.0MM TI HEADED CANN SCREW P THRDD/ 18MM/ STERILE | Trauma | EA
1406-4019 | 00815432020096 | 4.0MM TI HEADED CANN SCREW P THRDD/ 19MM/ STERILE | Trauma | EA
1406-4020 | 00815432020102 | 4.0MM TI HEADED CANN SCREW P THRDD/ 20MM/ STERILE | Trauma | EA
1406-4021 | 00815432020119 | 4.0MM TI HEADED CANN SCREW P THRDD/ 21MM/ STERILE | Trauma | EA
1406-4023 | 00815432020133 | 4.0MM TI HEADED CANN SCREW P THRDD/ 23MM/ STERILE | Trauma | EA
1406-4025 | 00815432020157 | 4.0MM TI HEADED CANN SCREW P THRDD/ 25MM/ STERILE | Trauma | EA
1406-4027 | 00815432020171 | 4.0MM TI HEADED CANN SCREW P THRDD/ 27MM/ STERILE | Trauma | EA
1406-4029 | 00815432020195 | 4.0MM TI HEADED CANN SCREW P THRDD/ 29MM/ STERILE | Trauma | EA
1406-4031 | 00815432020218 | 4.0MM TI HEADED CANN SCREW P THRDD/ 31MM/ STERILE | Trauma | EA
1406-4033 | 00815432020232 | 4.0MM TI HEADED CANN SCREW P THRDD/ 33MM/ STERILE | Trauma | EA
1406-4035 | 00815432020256 | 4.0MM TI HEADED CANN SCREW P THRDD/ 35MM/ STERILE | Trauma | EA
1406-4037 | 00815432020270 | 4.0MM TI HEADED CANN SCREW P THRDD/ 37MM/ STERILE | Trauma | EA
1406-4039 | 00815432020294 | 4.0MM TI HEADED CANN SCREW P THRDD/ 39MM/ STERILE | Trauma | EA
1406-4041 | 00815432020317 | 4.0MM TI HEADED CANN SCREW P THRDD/ 41MM/ STERILE | Trauma | EA
1406-4043 | 00815432020331 | 4.0MM TI HEADED CANN SCREW P THRDD/ 43MM/ STERILE | Trauma | EA
1406-4045 | 00815432020355 | 4.0MM TI HEADED CANN SCREW P THRDD/ 45MM/ STERILE | Trauma | EA
1406-4047 | 00815432020379 | 4.0MM TI HEADED CANN SCREW P THRDD/ 47MM/ STERILE | Trauma | EA
1406-4049 | 00815432020393 | 4.0MM TI HEADED CANN SCREW P THRDD/ 49MM/ STERILE | Trauma | EA
1406-4051 | 00815432020416 | 4.0MM TI HEADED CANN SCREW P THRDD/ 51MM/ STERILE | Trauma | EA
1406-4052 | 00815432020423 | 4.0MM TI HEADED CANN SCREW P THRDD/ 52MM/ STERILE | Trauma | EA
1406-4053 | 00815432020430 | 4.0MM TI HEADED CANN SCREW P THRDD/ 53MM/ STERILE | Trauma | EA
1406-4054 | 00815432020447 | 4.0MM TI HEADED CANN SCREW P THRDD/ 54MM/ STERILE | Trauma | EA
1406-4056 | 00815432020461 | 4.0MM TI HEADED CANN SCREW P THRDD/ 56MM/ STERILE | Trauma | EA
1406-4057 | 00815432020478 | 4.0MM TI HEADED CANN SCREW P THRDD/ 57MM/ STERILE | Trauma | EA
1406-4058 | 00815432020485 | 4.0MM TI HEADED CANN SCREW P THRDD/ 58MM/ STERILE | Trauma | EA
1406-4059 | 00815432020492 | 4.0MM TI HEADED CANN SCREW P THRDD/ 59MM/ STERILE | Trauma | EA
1406-5020 | 00815432020515 | 5.0MM TI HEADED CANN SCREW P THRDD/ 20MM/ STERILE | Trauma | EA
1406-5021 | 00815432020522 | 5.0MM TI HEADED CANN SCREW P THRDD/ 21MM/ STERILE | Trauma | EA
1406-5022 | 00815432020539 | 5.0MM TI HEADED CANN SCREW P THRDD/ 22MM/ STERILE | Trauma | EA
1406-5023 | 00815432020546 | 5.0MM TI HEADED CANN SCREW P THRDD/ 23MM/ STERILE | Trauma | EA
1406-5024 | 00815432020553 | 5.0MM TI HEADED CANN SCREW P THRDD/ 24MM/ STERILE | Trauma | EA
1406-5026 | 00815432020577 | 5.0MM TI HEADED CANN SCREW P THRDD/ 26MM/ STERILE | Trauma | EA
1406-5027 | 00815432020584 | 5.0MM TI HEADED CANN SCREW P THRDD/ 27MM/ STERILE | Trauma | EA
1406-5028 | 00815432020591 | 5.0MM TI HEADED CANN SCREW P THRDD/ 28MM/ STERILE | Trauma | EA
1406-5029 | 00815432020607 | 5.0MM TI HEADED CANN SCREW P THRDD/ 29MM/ STERILE | Trauma | EA
1406-5031 | 00815432020621 | 5.0MM TI HEADED CANN SCREW P THRDD/ 31MM/ STERILE | Trauma | EA
1406-5032 | 00815432020638 | 5.0MM TI HEADED CANN SCREW P THRDD/ 32MM/ STERILE | Trauma | EA
1406-5033 | 00815432020645 | 5.0MM TI HEADED CANN SCREW P THRDD/ 33MM/ STERILE | Trauma | EA
1406-5034 | 00815432020652 | 5.0MM TI HEADED CANN SCREW P THRDD/ 34MM/ STERILE | Trauma | EA
1406-5036 | 00815432020676 | 5.0MM TI HEADED CANN SCREW P THRDD/ 36MM/ STERILE | Trauma | EA
1406-5037 | 00815432020683 | 5.0MM TI HEADED CANN SCREW P THRDD/ 37MM/ STERILE | Trauma | EA
1406-5038 | 00815432020690 | 5.0MM TI HEADED CANN SCREW P THRDD/ 38MM/ STERILE | Trauma | EA
1406-5039 | 00815432020706 | 5.0MM TI HEADED CANN SCREW P THRDD/ 39MM/ STERILE | Trauma | EA
1406-5041 | 00815432020720 | 5.0MM TI HEADED CANN SCREW P THRDD/ 41MM/ STERILE | Trauma | EA
1406-5042 | 00815432020737 | 5.0MM TI HEADED CANN SCREW P THRDD/ 42MM/ STERILE | Trauma | EA
1406-5043 | 00815432020744 | 5.0MM TI HEADED CANN SCREW P THRDD/ 43MM/ STERILE | Trauma | EA
1406-5044 | 00815432020751 | 5.0MM TI HEADED CANN SCREW P THRDD/ 44MM/ STERILE | Trauma | EA
1406-5046 | 00815432020775 | 5.0MM TI HEADED CANN SCREW P THRDD/ 46MM/ STERILE | Trauma | EA
121225 | 00815432027354 | AO HANDLE | Trauma | EA
130500 | 00815432028429 | LOCKING DRILL GUIDE | Trauma | EA
130515 | 00815432022687 | H10 DRIVER | Trauma | EA
140518 | 00815432025817 | MPJ CUP REAMER 14MM | Trauma | EA
140519 | 00815432025824 | MPJ CUP REAMER 16MM | Trauma | EA
140520 | 00815432025831 | MPJ CUP REAMER 18MM | Trauma | EA
140521 | 00815432025848 | MPJ CUP REAMER 20MM | Trauma | EA
140522 | 00815432025855 | MPJ CUP REAMER 22MM | Trauma | EA
140523 | 00815432025879 | MPJ CONE REAMER 14MM | Trauma | EA
140524 | 00815432025886 | MPJ CONE REAMER 16MM | Trauma | EA
140525 | 00815432025893 | MPJ CONE REAMER 18MM | Trauma | EA
140526 | 00815432025909 | MPJ CONE REAMER 20MM | Trauma | EA
140527 | 00815432025916 | MPJ CONE REAMER 22MM | Trauma | EA
140532 | 00815432025862 | MPJ CUP REAMER 24MM | Trauma | EA
140533 | 00815432025923 | MPJ CONE REAMER 24MM | Trauma | EA
1406-5047 | 00815432020782 | 5.0MM TI HEADED CANN SCREW P THRDD/ 47MM/ STERILE | Trauma | EA
1406-5048 | 00815432020799 | 5.0MM TI HEADED CANN SCREW P THRDD/ 48MM/ STERILE | Trauma | EA
1406-5049 | 00815432020805 | 5.0MM TI HEADED CANN SCREW P THRDD/ 49MM/ STERILE | Trauma | EA
1406-5051 | 00815432020829 | 5.0MM TI HEADED CANN SCREW P THRDD/ 51MM/ STERILE | Trauma | EA
1406-5052 | 00815432020836 | 5.0MM TI HEADED CANN SCREW P THRDD/ 52MM/ STERILE | Trauma | EA
1406-5053 | 00815432020843 | 5.0MM TI HEADED CANN SCREW P THRDD/ 53MM/ STERILE | Trauma | EA
1406-5054 | 00815432020850 | 5.0MM TI HEADED CANN SCREW P THRDD/ 54MM/ STERILE | Trauma | EA
1406-5056 | 00815432020874 | 5.0MM TI HEADED CANN SCREW P THRDD/ 56MM/ STERILE | Trauma | EA
1406-5057 | 00815432020881 | 5.0MM TI HEADED CANN SCREW P THRDD/ 57MM/ STERILE | Trauma | EA
1406-5058 | 00815432020898 | 5.0MM TI HEADED CANN SCREW P THRDD/ 58MM/ STERILE | Trauma | EA
1406-5059 | 00815432020904 | 5.0MM TI HEADED CANN SCREW P THRDD/ 59MM/ STERILE | Trauma | EA
1406-5061 | 00815432020928 | 5.0MM TI HEADED CANN SCREW P THRDD/ 61MM/ STERILE | Trauma | EA
1406-5062 | 00815432020935 | 5.0MM TI HEADED CANN SCREW P THRDD/ 62MM/ STERILE | Trauma | EA
1406-5063 | 00815432020942 | 5.0MM TI HEADED CANN SCREW P THRDD/ 63MM/ STERILE | Trauma | EA
1406-5064 | 00815432020959 | 5.0MM TI HEADED CANN SCREW P THRDD/ 64MM/ STERILE | Trauma | EA
1406-5066 | 00815432020973 | 5.0MM TI HEADED CANN SCREW P THRDD/ 66MM/ STERILE | Trauma | EA
1406-5067 | 00815432020980 | 5.0MM TI HEADED CANN SCREW P THRDD/ 67MM/ STERILE | Trauma | EA
1406-5068 | 00815432020997 | 5.0MM TI HEADED CANN SCREW P THRDD/ 68MM/ STERILE | Trauma | EA
1406-5069 | 00815432021000 | 5.0MM TI HEADED CANN SCREW P THRDD/ 69MM/ STERILE | Trauma | EA
1406-5071 | 00815432021024 | 5.0MM TI HEADED CANN SCREW P THRDD/ 71MM/ STERILE | Trauma | EA
1406-5072 | 00815432021031 | 5.0MM TI HEADED CANN SCREW P THRDD/ 72MM/ STERILE | Trauma | EA
1406-5073 | 00815432021048 | 5.0MM TI HEADED CANN SCREW P THRDD/ 73MM/ STERILE | Trauma | EA
1406-5074 | 00815432021055 | 5.0MM TI HEADED CANN SCREW P THRDD/ 74MM/ STERILE | Trauma | EA
1406-5076 | 00815432021079 | 5.0MM TI HEADED CANN SCREW P THRDD/ 76MM/ STERILE | Trauma | EA
1406-5077 | 00815432021086 | 5.0MM TI HEADED CANN SCREW P THRDD/ 77MM/ STERILE | Trauma | EA
1406-5078 | 00815432021093 | 5.0MM TI HEADED CANN SCREW P THRDD/ 78MM/ STERILE | Trauma | EA
1406-5079 | 00815432021109 | 5.0MM TI HEADED CANN SCREW P THRDD/ 79MM/ STERILE | Trauma | EA
1406-6531 | 00815432021130 | 6.5MM TI HEADED CANN SCREW P THRDD/ 31MM/ STERILE | Trauma | EA
1406-6532 | 00815432021147 | 6.5MM TI HEADED CANN SCREW P THRDD/ 32MM/ STERILE | Trauma | EA
1406-6533 | 00815432021154 | 6.5MM TI HEADED CANN SCREW P THRDD/ 33MM/ STERILE | Trauma | EA
1406-6534 | 00815432021161 | 6.5MM TI HEADED CANN SCREW P THRDD/ 34MM/ STERILE | Trauma | EA
1406-6536 | 00815432021185 | 6.5MM TI HEADED CANN SCREW P THRDD/ 36MM/ STERILE | Trauma | EA
1406-6537 | 00815432021192 | 6.5MM TI HEADED CANN SCREW P THRDD/ 37MM/ STERILE | Trauma | EA
1406-6538 | 00815432021208 | 6.5MM TI HEADED CANN SCREW P THRDD/ 38MM/ STERILE | Trauma | EA
1406-6539 | 00815432021215 | 6.5MM TI HEADED CANN SCREW P THRDD/ 39MM/ STERILE | Trauma | EA
1406-6541 | 00815432021239 | 6.5MM TI HEADED CANN SCREW P THRDD/ 41MM/ STERILE | Trauma | EA
1406-6542 | 00815432021246 | 6.5MM TI HEADED CANN SCREW P THRDD/ 42MM/ STERILE | Trauma | EA
1406-6543 | 00815432021253 | 6.5MM TI HEADED CANN SCREW P THRDD/ 43MM/ STERILE | Trauma | EA
1406-6544 | 00815432021260 | 6.5MM TI HEADED CANN SCREW P THRDD/ 44MM/ STERILE | Trauma | EA
1406-6546 | 00815432021284 | 6.5MM TI HEADED CANN SCREW P THRDD/ 46MM/ STERILE | Trauma | EA
1406-6547 | 00815432021291 | 6.5MM TI HEADED CANN SCREW P THRDD/ 47MM/ STERILE | Trauma | EA
1406-6548 | 00815432021307 | 6.5MM TI HEADED CANN SCREW P THRDD/ 48MM/ STERILE | Trauma | EA
1406-6549 | 00815432021314 | 6.5MM TI HEADED CANN SCREW P THRDD/ 49MM/ STERILE | Trauma | EA
1406-6551 | 00815432021338 | 6.5MM TI HEADED CANN SCREW P THRDD/ 51MM/ STERILE | Trauma | EA
1406-6552 | 00815432021345 | 6.5MM TI HEADED CANN SCREW P THRDD/ 52MM/ STERILE | Trauma | EA
1406-6553 | 00815432021352 | 6.5MM TI HEADED CANN SCREW P THRDD/ 53MM/ STERILE | Trauma | EA
1406-6554 | 00815432021369 | 6.5MM TI HEADED CANN SCREW P THRDD/ 54MM/ STERILE | Trauma | EA
1406-6556 | 00815432021383 | 6.5MM TI HEADED CANN SCREW P THRDD/ 56MM/ STERILE | Trauma | EA
1406-6557 | 00815432021390 | 6.5MM TI HEADED CANN SCREW P THRDD/ 57MM/ STERILE | Trauma | EA
1406-6558 | 00815432021406 | 6.5MM TI HEADED CANN SCREW P THRDD/ 58MM/ STERILE | Trauma | EA
1406-6559 | 00815432021413 | 6.5MM TI HEADED CANN SCREW P THRDD/ 59MM/ STERILE | Trauma | EA
1406-6561 | 00815432021437 | 6.5MM TI HEADED CANN SCREW P THRDD/ 61MM/ STERILE | Trauma | EA
1406-6562 | 00815432021444 | 6.5MM TI HEADED CANN SCREW P THRDD/ 62MM/ STERILE | Trauma | EA
1406-6563 | 00815432021451 | 6.5MM TI HEADED CANN SCREW P THRDD/ 63MM/ STERILE | Trauma | EA
1406-6564 | 00815432021468 | 6.5MM TI HEADED CANN SCREW P THRDD/ 64MM/ STERILE | Trauma | EA
1406-6566 | 00815432021482 | 6.5MM TI HEADED CANN SCREW P THRDD/ 66MM/ STERILE | Trauma | EA
1406-6567 | 00815432021499 | 6.5MM TI HEADED CANN SCREW P THRDD/ 67MM/ STERILE | Trauma | EA
1406-6568 | 00815432021505 | 6.5MM TI HEADED CANN SCREW P THRDD/ 68MM/ STERILE | Trauma | EA
1406-6569 | 00815432021512 | 6.5MM TI HEADED CANN SCREW P THRDD/ 69MM/ STERILE | Trauma | EA
1406-6571 | 00815432021536 | 6.5MM TI HEADED CANN SCREW P THRDD/ 71MM/ STERILE | Trauma | EA
1406-6572 | 00815432021543 | 6.5MM TI HEADED CANN SCREW P THRDD/ 72MM/ STERILE | Trauma | EA
1406-6573 | 00815432021550 | 6.5MM TI HEADED CANN SCREW P THRDD/ 73MM/ STERILE | Trauma | EA
1406-6574 | 00815432021567 | 6.5MM TI HEADED CANN SCREW P THRDD/ 74MM/ STERILE | Trauma | EA
1406-6576 | 00815432021581 | 6.5MM TI HEADED CANN SCREW P THRDD/ 76MM/ STERILE | Trauma | EA
1406-6577 | 00815432021598 | 6.5MM TI HEADED CANN SCREW P THRDD/ 77MM/ STERILE | Trauma | EA
1406-6578 | 00815432021604 | 6.5MM TI HEADED CANN SCREW P THRDD/ 78MM/ STERILE | Trauma | EA
1406-6579 | 00815432021611 | 6.5MM TI HEADED CANN SCREW P THRDD/ 79MM/ STERILE | Trauma | EA
1406-6581 | 00815432021635 | 6.5MM TI HEADED CANN SCREW P THRDD/ 81MM/ STERILE | Trauma | EA
1406-6582 | 00815432021642 | 6.5MM TI HEADED CANN SCREW P THRDD/ 82MM/ STERILE | Trauma | EA
1406-6583 | 00815432021659 | 6.5MM TI HEADED CANN SCREW P THRDD/ 83MM/ STERILE | Trauma | EA
1406-6584 | 00815432021666 | 6.5MM TI HEADED CANN SCREW P THRDD/ 84MM/ STERILE | Trauma | EA
1406-6586 | 00815432021680 | 6.5MM TI HEADED CANN SCREW P THRDD/ 86MM/ STERILE | Trauma | EA
1406-6587 | 00815432021697 | 6.5MM TI HEADED CANN SCREW P THRDD/ 87MM/ STERILE | Trauma | EA
1406-6588 | 00815432021703 | 6.5MM TI HEADED CANN SCREW P THRDD/ 88MM/ STERILE | Trauma | EA
1406-6589 | 00815432021710 | 6.5MM TI HEADED CANN SCREW P THRDD/ 89MM/ STERILE | Trauma | EA
1406-6591 | 00815432021734 | 6.5MM TI HEADED CANN SCREW P THRDD/ 91MM/ STERILE | Trauma | EA
1406-6592 | 00815432021741 | 6.5MM TI HEADED CANN SCREW P THRDD/ 92MM/ STERILE | Trauma | EA
1406-6593 | 00815432021758 | 6.5MM TI HEADED CANN SCREW P THRDD/ 93MM/ STERILE | Trauma | EA
1406-6594 | 00815432021765 | 6.5MM TI HEADED CANN SCREW P THRDD/ 94MM/ STERILE | Trauma | EA
1406-6596 | 00815432021789 | 6.5MM TI HEADED CANN SCREW P THRDD/ 96MM/ STERILE | Trauma | EA
1406-6597 | 00815432021796 | 6.5MM TI HEADED CANN SCREW P THRDD/ 97MM/ STERILE | Trauma | EA
1406-6598 | 00815432021802 | 6.5MM TI HEADED CANN SCREW P THRDD/ 98MM/ STERILE | Trauma | EA
1406-6599 | 00815432021819 | 6.5MM TI HEADED CANN SCREW P THRDD/ 99MM/ STERILE | Trauma | EA
1406-6600 | 00815432021826 | 6.5MM TI HEADED CANN SCREW P THRDD/ 100MM/ STERILE | Trauma | EA
1406-6601 | 00815432021833 | 6.5MM TI HEADED CANN SCREW P THRDD/ 101MM/ STERILE | Trauma | EA
1406-6602 | 00815432021840 | 6.5MM TI HEADED CANN SCREW P THRDD/ 102MM/ STERILE | Trauma | EA
1406-6603 | 00815432021857 | 6.5MM TI HEADED CANN SCREW P THRDD/ 103MM/ STERILE | Trauma | EA
1406-6604 | 00815432021864 | 6.5MM TI HEADED CANN SCREW P THRDD/ 104MM/ STERILE | Trauma | EA
1406-6605 | 00815432021871 | 6.5MM TI HEADED CANN SCREW P THRDD/ 105MM/ STERILE | Trauma | EA
1406-6606 | 00815432021888 | 6.5MM TI HEADED CANN SCREW P THRDD/ 106MM/ STERILE | Trauma | EA
1406-6607 | 00815432021895 | 6.5MM TI HEADED CANN SCREW P THRDD/ 107MM/ STERILE | Trauma | EA
1406-6608 | 00815432021901 | 6.5MM TI HEADED CANN SCREW P THRDD/ 108MM/ STERILE | Trauma | EA
1406-6609 | 00815432021918 | 6.5MM TI HEADED CANN SCREW P THRDD/ 109MM/ STERILE | Trauma | EA
1406-6610 | 00815432021925 | 6.5MM TI HEADED CANN SCREW P THRDD/ 110MM/ STERILE | Trauma | EA
1406-6611 | 00815432021932 | 6.5MM TI HEADED CANN SCREW P THRDD/ 111MM/ STERILE | Trauma | EA
1406-6612 | 00815432021949 | 6.5MM TI HEADED CANN SCREW P THRDD/ 112MM/ STERILE | Trauma | EA
1406-6613 | 00815432021956 | 6.5MM TI HEADED CANN SCREW P THRDD/ 113MM/ STERILE | Trauma | EA
1406-6614 | 00815432021963 | 6.5MM TI HEADED CANN SCREW P THRDD/ 114MM/ STERILE | Trauma | EA
1406-6615 | 00815432021970 | 6.5MM TI HEADED CANN SCREW P THRDD/ 115MM/ STERILE | Trauma | EA
1406-6616 | 00815432021987 | 6.5MM TI HEADED CANN SCREW P THRDD/ 116MM/ STERILE | Trauma | EA
1406-6617 | 00815432021994 | 6.5MM TI HEADED CANN SCREW P THRDD/ 117MM/ STERILE | Trauma | EA
1406-6618 | 00815432022007 | 6.5MM TI HEADED CANN SCREW P THRDD/ 118MM/ STERILE | Trauma | EA
1406-6619 | 00815432022014 | 6.5MM TI HEADED CANN SCREW P THRDD/ 119MM/ STERILE | Trauma | EA
1406-6620 | 00815432022021 | 6.5MM TI HEADED CANN SCREW P THRDD/ 120MM/ STERILE | Trauma | EA
60.900.303 | 00810112592245 | SCREW RACK F/ 2.0/2.5/3.0 SCR | Trauma | EA
03.900.384 | 00810112592283 | 18MM CANNULATED CONE REAMER | Trauma | EA
03.900.386 | 00810112592290 | 20MM CANNULATED CONE REAMER | Trauma | EA
03.900.388 | 00810112592306 | 22MM CANNULATED CONE REAMER | Trauma | EA
03.900.390 | 00810112592313 | 24MM CANNULATED CONE REAMER | Trauma | EA
03.900.392 | 00810112592320 | 26MM CANNULATED CONE REAMER | Trauma | EA
03.900.381 | 00810112592337 | 14MM CANNULATED CUP REAMER | Trauma | EA
03.900.383 | 00810112592344 | 16MM CANNULATED CUP REAMER | Trauma | EA
03.900.385 | 00810112592351 | 18MM CANNULATED CUP REAMER | Trauma | EA
03.900.387 | 00810112592368 | 20MM CANNULATED CUP REAMER | Trauma | EA
03.900.389 | 00810112592375 | 22MM CANNULATED CUP REAMER | Trauma | EA
03.900.391 | 00810112592382 | 24MM CANNULATED CUP REAMER | Trauma | EA
03.900.393 | 00810112592399 | 26MM CANNULATED CUP REAMER | Trauma | EA
60.900.305 | 00810112592429 | IMPL MOD F/ MTP FUSION PL | Trauma | EA
03.900.397 | 00810112592436 | LAPIDUS SCREW TARGETING GUIDE | Trauma | EA
03.900.398 | 00810112592443 | LAPIDUS SCREW TARGETING GUIDE | Trauma | EA
60.900.306 | 00810112592450 | IMPL MOD F/ LAPIDUS FUSN PL | Trauma | EA
60.900.307 | 00810112592467 | IMPL MOD F/ MIDFOOT FUSION PL | Trauma | EA
01.045.000FE | 10886982344007 | ADVANCED NAIL BASE INSTR FIELD EQUIPMENT SET | Trauma | EA
60.900.304 | 00810112592252 | SCREW RACK F/ 3.0/3.5/4.0 SCR | Trauma | EA
03.900.380 | 00810112592269 | 14MM CANNULATED CONE REAMER | Trauma | EA
03.900.382 | 00810112592276 | 16MM CANNULATED CONE REAMER | Trauma | EA
04.900.058 | 00810112596069 | CUBOID TI PL SML TRILEAP(TM) | Trauma | EA
04.900.059 | 00810112596076 | CUBOID TI PL LRG TRILEAP(TM) | Trauma | EA
04.900.063 | 00810112596113 | CUBOID H TI PL LT TRILEAP(TM) | Trauma | EA
04.900.064 | 00810112596120 | CUBOID H TI PL RT TRILEAP(TM) | Trauma | EA
60.900.312 | 00810112592474 | IMPL MOD F/ MIDFOOT FRX PL | Trauma | EA
03.900.301 | 00810112592481 | BENDING PIN F/ 3.0/3.5/4.0 PL | Trauma | EA
03.900.310 | 00810112592511 | CONE GUIDE INSERTER | Trauma | EA
03.900.320 | 00810112592542 | DEPTH GAUGE F/ 3.0/3.5/4.0 SCR | Trauma | EA
03.900.323 | 00810112592559 | LRG RATCHET HANDLE W/ QC | Trauma | EA
03.900.335 | 00810112592580 | 3.5MM DRILL BIT F/ LAG TECH | Trauma | EA
03.900.367 | 00810112592597 | 2.7/3.5MM DOUBLE DRILL GUIDE | Trauma | EA
03.900.368 | 00810112592603 | 1.6/2.0MM DOUBLE DRILL GUIDE | Trauma | EA
03.900.360 | 00810112592627 | SCR DRIVER T15 F/ TRILEAP(TM) | Trauma | EA
03.900.302 | 00810112592641 | BENDING PIN F/ 2.5/3.0 PL | Trauma | EA
03.900.303 | 00810112592658 | BENDING PIN F/ 2.0 PL | Trauma | EA
03.900.306 | 00810112592665 | COAXIAL DRILL GUIDE F/ 2.0 DRL | Trauma | EA
03.900.307 | 00810112592672 | COAXIAL DRILL GUIDE F/ 1.6 DRL | Trauma | EA
03.900.313 | 00810112592689 | CONE DRILL GUIDE F/ 2.0 DRL | Trauma | EA
03.900.314 | 00810112592696 | CONE DRILL GUIDE F/ 1.6 DRL | Trauma | EA
03.900.321 | 00810112592702 | DEPTH GAUGE F/ 2.5/3.0 SCR | Trauma | EA
03.900.322 | 00810112592719 | DEPTH GAUGE F/ 2.0 SCR | Trauma | EA
03.900.324 | 00810112592726 | SML RATCHET HANDLE W/ QC | Trauma | EA
03.900.325 | 00810112592733 | JEWLER CAP HANDLE W/ QC | Trauma | EA
03.900.331 | 00810112592740 | 2.0MM DRILL BIT F/ LAG TECH | Trauma | EA
03.900.333 | 00810112592757 | 2.5MM DRILL BIT F/ LAG TECH | Trauma | EA
03.900.366 | 00810112592771 | 2.0/2.5MM DOUBLE DRILL GUIDE | Trauma | EA
03.900.365 | 00810112592788 | 1.6/2.0MM DOUBLE DRILL GUIDE | Trauma | EA
03.900.370 | 00810112592795 | 2.0 SLV F/ 2.5MM DRILL GUIDE | Trauma | EA
03.900.369 | 00810112592801 | 1.6 SLV F/ 2.0MM DRILL GUIDE | Trauma | EA
03.900.361 | 00810112592818 | SCR DRIVER T6 F/ TRILEAP(TM) | Trauma | EA
03.900.362 | 00810112592825 | SCR DRIVER T8 F/ TRILEAP(TM) | Trauma | EA
60.900.316 | 00810112592849 | GENERAL INST MOD | Trauma | EA
03.900.399 | 00810112592863 | WIRE GUIDE F/ TARGET GUIDE | Trauma | EA
01.045.000 | 10886982344014 | ADVANCED NAIL BASE INSTR SET | Trauma | EA
04.333.142 | 00196449009244 | 2.5MM TI CANN COMPRESSION HEADLESS SCREW- ST-42MM | Trauma | EA
04.333.144 | 00196449009251 | 2.5MM TI CANN COMPRESSION HEADLESS SCREW- ST-44MM | Trauma | EA
04.333.146 | 00196449009268 | 2.5MM TI CANN COMPRESSION HEADLESS SCREW- ST-46MM | Trauma | EA
04.333.148 | 00196449009275 | 2.5MM TI CANN COMPRESSION HEADLESS SCREW- ST-48MM | Trauma | EA
04.334.142 | 00196449009336 | 2.5MM TI CANN COMPRESSION HEADLESS SCREW- LT-42MM | Trauma | EA
04.334.144 | 00196449009343 | 2.5MM TI CANN COMPRESSION HEADLESS SCREW- LT-44MM | Trauma | EA
04.334.146 | 00196449009350 | 2.5MM TI CANN COMPRESSION HEADLESS SCREW- LT-46MM | Trauma | EA
04.334.148 | 00196449009367 | 2.5MM TI CANN COMPRESSION HEADLESS SCREW- LT-48MM | Trauma | EA
04.333.242 | 00196449009428 | 3.0MM TI CANN COMPRESSION HEADLESS SCREW- ST-42MM | Trauma | EA
04.333.244 | 00196449009435 | 3.0MM TI CANN COMPRESSION HEADLESS SCREW- ST-44MM | Trauma | EA
04.333.246 | 00196449009442 | 3.0MM TI CANN COMPRESSION HEADLESS SCREW- ST-46MM | Trauma | EA
04.333.248 | 00196449009459 | 3.0MM TI CANN COMPRESSION HEADLESS SCREW- ST-48MM | Trauma | EA
04.334.242 | 00196449009510 | 3.0MM TI CANN COMPRESSION HEADLESS SCREW- LT-42MM | Trauma | EA
04.334.244 | 00196449009527 | 3.0MM TI CANN COMPRESSION HEADLESS SCREW- LT-44MM | Trauma | EA
04.334.246 | 00196449009534 | 3.0MM TI CANN COMPRESSION HEADLESS SCREW- LT-46MM | Trauma | EA
04.334.248 | 00196449009541 | 3.0MM TI CANN COMPRESSION HEADLESS SCREW- LT-48MM | Trauma | EA
04.333.465 | 00196449009732 | 4.0MM TI CANN COMPRESSION HEADLESS SCREW- ST-65MM | Trauma | EA
04.333.470 | 00196449009749 | 4.0MM TI CANN COMPRESSION HEADLESS SCREW- ST-70MM | Trauma | EA
04.333.475 | 00196449009756 | 4.0MM TI CANN COMPRESSION HEADLESS SCREW- ST-75MM | Trauma | EA
04.333.142TS | 00196449007431 | 2.5MM TI CANN COMPRESSION HEADLESS SCREW-ST-42MM-STER | Trauma | EA
04.333.144TS | 00196449007455 | 2.5MM TI CANN COMPRESSION HEADLESS SCREW-ST-44MM-STER | Trauma | EA
04.333.146TS | 00196449007479 | 2.5MM TI CANN COMPRESSION HEADLESS SCREW-ST-46MM-STER | Trauma | EA
04.333.148TS | 00196449007493 | 2.5MM TI CANN COMPRESSION HEADLESS SCREW-ST-48MM-STER | Trauma | EA
04.333.150TS | 00196449009077 | 2.5MM TI CANN COMPRESSION HEADLESS SCREW-ST-50MM-STER | Trauma | EA
04.333.152TS | 00196449007516 | 2.5MM TI CANN COMPRESSION HEADLESS SCREW-ST-52MM-STER | Trauma | EA
04.333.154TS | 00196449007530 | 2.5MM TI CANN COMPRESSION HEADLESS SCREW-ST-54MM-STER | Trauma | EA
04.333.358TS | 00196449008155 | 3.5MM TI CANN COMPRESSION HEADLESS SCREW-ST-58MM-STER | Trauma | EA
04.333.360TS | 00196449008179 | 3.5MM TI CANN COMPRESSION HEADLESS SCREW-ST-60MM-STER | Trauma | EA
04.334.358TS | 00196449008315 | 3.5MM TI CANN COMPRESSION HEADLESS SCREW-LT-58MM-STER | Trauma | EA
04.334.360TS | 00196449008339 | 3.5MM TI CANN COMPRESSION HEADLESS SCREW-LT-60MM-STER | Trauma | EA
04.333.150 | 00196449009220 | 2.5MM TI CANN COMPRESSION HEADLESS SCREW- ST-50MM | Trauma | EA
04.334.150 | 00196449009312 | 2.5MM TI CANN COMPRESSION HEADLESS SCREW- LT-50MM | Trauma | EA
04.333.250 | 00196449009404 | 3.0MM TI CANN COMPRESSION HEADLESS SCREW- ST-50MM | Trauma | EA
04.334.250 | 00196449009497 | 3.0MM TI CANN COMPRESSION HEADLESS SCREW- LT-50MM | Trauma | EA
1442-1515 | 00850310006090 | MOTOCLIP FUSION SYSTEM 15MM X 15MM STERILE | Trauma | EA
1443-2500 | 00850310006526 | CROSSTIE IMPLANT KIT 2.5MM X 2.5MM X 0Â° STER | Trauma | EA
1443-2510 | 00850310006533 | CROSSTIE IMPLANT KIT 2.5MM X 2.5MM X 10Â° STER | Trauma | EA
1443-3300 | 00850310006014 | CROSSTIE IMPL KIT 3.0MM X 3.0MM X 0Â° STERILE | Trauma | EA
1443-3310 | 00850310006007 | CROSSTIE IMPLANT 3.0MM X 3.0MM X 10Â°/ STERILE | Trauma | EA
1500-4500 | 00815432023066 | CP INSTRUMENT KIT/ STERILE | Trauma | EA
1601-0000 | 00815432023097 | STROPP(TM) PLANTAR PLATE REPAIR KIT/ STERILE | Trauma | EA
1601-0001 | 00815432023264 | STROPP PLANTAR PLATE REPAIR KT ALTERNATE DISTRACTOR/ STERILE | Trauma | EA
2442-1515 | 00850310006571 | MOTOCLIP SINGLE IMPLANT 15MM X 15MM STERILE | Trauma | EA
280299 | 00815432028306 | DYNABUNION JOYSTICK | Trauma | EA
4200-0000 | 00850310006489 | CROSSTIE INSERTER PCKGD STERILE | Trauma | EA
7015-1212KT | 00815432027231 | MOTOCLIP MAX IMPLANT KIT/ STERILE | Trauma | EA
7115-1212 | 00815432027279 | HIMAX SINGLE IMPLANT 15MM X 12MM X 12MM STER | Trauma | EA
7115-1212KT | 00815432027248 | HIMAX IMPLANT KIT/ STERILE | Trauma | EA
7115-2020 | 00815432023523 | HIMAX SINGLE IMPLANT 15MM X 20MM X 20MM STERILE | Trauma | EA
7115-2020-C | 00815432026357 | HIMAX C SINGLE IMPL 15MM X 20MM X 20MM/ STERILE | Trauma | EA
7115-2020KT | 00815432023349 | HIMAX IMPLANT 15MM X 20MM X 20MM/ KIT/ STER | Trauma | EA
7115-2020KT-C | 00815432026340 | HIMAX C IMPL KIT 15MM X 20MM X 20MM/ STERILE | Trauma | EA
7118-1814KT-C | 00815432028900 | DYNAFORCE HIMAX C IMPL KIT 18MM X 18MM X 14MM STERILE | Trauma | EA
7118-2222 | 00815432023561 | HIMAX SINGLE IMPLANT 18MM X 22MM X 22MM STERILE | Trauma | EA
7118-2222KT | 00815432023387 | HIMAX IMPLANT 18MM X 22MM X 22MM/ KIT/ STER | Trauma | EA
7010-1010 | 00815432023479 | MOTOCLIP MAX SINGLE IMPLANT 10MM X 10MM X 10MM STERILE | Trauma | EA
7010-1010KT | 00815432023295 | MOTOCLIP MAX IMPLANT 10MM X 10MM X 10MM/ KIT/ STER | Trauma | EA
7015-1212 | 00815432027262 | MOTOCLIP MAX SINGLE IMPL 15MM X 12MM X 12MM STER | Trauma | EA
7115-1515KT-C | 00815432026135 | HIMAX C IMPLANT KIT 15MM X 15MM X 15MM/ STERILE | Trauma | EA
7115-1818KT-C | 00815432026142 | HIMAX C IMPLANT KIT 15MM X 18MM X 18MM/ STERILE | Trauma | EA
7118-2222-C | 00815432026296 | HIMAX C SINGLE IMPL 18MM X 22MM X 22MM/ STERILE | Trauma | EA
7118-2222KT-C | 00815432026180 | HIMAX C IMPLANT KIT 18MM X 22MM X 22MM/ STERILE | Trauma | EA
380151 | 00850038154370 | 2.5MM JOINT REAMING WIRE | Trauma | EA
380152 | 00850038154387 | JOINT REAMING WIRE GUIDE | Trauma | EA
1442-0000 | 00815432023226 | MOTOCLIP SIZING TEMPLATES STERILE | Trauma | EA
1444-2500 | 00850310006540 | CROSSTIE SINGLE IMPLANT 2.5MM X 2.5MM X 0Â° STER | Trauma | EA
1444-2510 | 00850310006557 | CROSSTIE SINGLE IMPLANT 2.5MM X 2.5MM X 10Â° STER | Trauma | EA
1444-3300 | 00850310006502 | CROSSTIE SINGLE IMPLANT 3.0MM X 3.0MM X 0Â° STERILE | Trauma | EA
1444-3310 | 00850310006519 | CROSSTIE SINGLE IMPLANT 3.0MM X 3.0MM X 10Â° STERILE | Trauma | EA
1456-0007 | 00850310006366 | DRILL BIT/ 2.2MM CANNNULATED STERILE | Trauma | EA
1456-0011 | 00850310006373 | HEAD DRILL/ 5.0MM CANNULATED STERILE | Trauma | EA
1456-0015 | 00850310006380 | H10 DRIVER CANNULATED STERILE | Trauma | EA
1456-0018 | 00850310006397 | 2.0MM HEX DRIVER CANNULATED STERILE | Trauma | EA
1456-0021 | 00850310006403 | HEAD DRILL 3.0MM CANNULATED STERILE | Trauma | EA
1456-0027 | 00850310006984 | 3.0MM CANNULATED DRILL BIT STERILE | Trauma | EA
1456-0028 | 00850310006953 | 3.5MM CANNULATED DRILL BIT STERILE | Trauma | EA
1456-0029 | 00850310006960 | 3.5MM CANNULATED DRILL BIT STERILE | Trauma | EA
1456-0031 | 00850310006991 | COUNTERSINK FOR 4.0 HEADED SCR STERILE | Trauma | EA
1456-0032 | 00850310006977 | COUNTERSINK FOR 5.0/6.5 HEADED SCREW/ STER | Trauma | EA
1456-2027 | 00815432023271 | SNAPOFF ONE PIECE DRIVER STERILE | Trauma | EA
1500-0001 | 00815432022724 | FIXATION PIN STERILE | Trauma | EA
1500-4020 | 00815432027194 | SHORT REAMER 2.0MM STERILE | Trauma | EA
1500-4025 | 00815432027200 | SHORT REAMER 2.5MM STERILE | Trauma | EA
1500-4520 | 00815432023073 | Ã2.0 REAMER KIT/ STERILE | Trauma | EA
1500-4525 | 00815432023080 | Ã2.5 REAMER KIT/ STERILE | Trauma | EA
1500-5020 | 00815432027217 | LONG REAMER 2.0MM STERILE | Trauma | EA
1500-5030 | 00815432026012 | CROSSROADS H10 DRIVER NON-RETAINING/ STERILE | Trauma | EA
245055 | 00815432028580 | DYNAFORCE HIMAX STAPLE DRILL GUIDE 15MM | Trauma | EA
245056 | 00815432028597 | DYNAFORCE HIMAX STAPLE DRILL GUIDE 18MM | Trauma | EA
245057 | 00815432028603 | DYNAFORCE HIMAX STAPLE DRILL GUIDE 20MM | Trauma | EA
245058 | 00815432028610 | DYNAFORCE HIMAX STAPLE DRILL GUIDE 25MM | Trauma | EA
245065 | 00815432024315 | DYNAFORCE TAMP | Trauma | EA
245066 | 00815432028375 | UNIVERSAL TAMP | Trauma | EA
245105 | 00815432028498 | DYNAFORCE STANDARD INSERTER 15MM | Trauma | EA
245106 | 00815432028504 | DYNAFORCE HIMAX INSERTER BODY 15MM | Trauma | EA
245107 | 00815432028535 | DYNAFORCE STANDARD INSERTER 18MM | Trauma | EA
245108 | 00815432028511 | DYNAFORCE HIMAX INSERTER BODY 20MM | Trauma | EA
245109 | 00815432028528 | DYNAFORCE STANDARD INSERTER 25MM | Trauma | EA
247000 | 00815432024285 | DYNAFORCE TEMPORARY FIXATION PIN/ 1.96MM | Trauma | EA
247001 | 00815432024292 | DYNAFORCE TEMPORARY FIXATION PIN/ 2.64MM | Trauma | EA
247002 | 00815432024308 | DYNAFORCE TEMPORARY FIXATION PIN/ 3.15MM | Trauma | EA
260280 | 00815432028399 | PLATE BENDER | Trauma | EA
260290 | 00815432029129 | CROSSBAR GUIDE BODY 18MM | Trauma | EA
260291 | 00815432029136 | CROSSBAR GUIDE BODY 20MM | Trauma | EA
280288 | 00850038154349 | 2MM X 6" K WIRE | Trauma | EA
380000 | 00850038154356 | VIRTUGUIDE CUT BLOCK STERILE | Trauma | EA
7120-1614 | 00815432028153 | HIMAX SINGLE PACK IMPL 20MM X 16MM X 14MM STER | Trauma | EA
7120-1614KT | 00815432028238 | HIMAX IMPL KIT 20MM X 16MM X 14MM STER | Trauma | EA
7120-1814 | 00815432028160 | HIMAX SINGLE PACK IMPL 20MM X 18MM X 14MM STER | Trauma | EA
7120-1814KT | 00815432028245 | HIMAX IMPL KIT 20MM X 18MM X 14MM STER | Trauma | EA
7120-1818 | 00815432028177 | HIMAX SINGLE PACK IMPL 20MM X 18MM X 18MM STER | Trauma | EA
7120-1818KT | 00815432028252 | HIMAX IMPL KIT 20MM X 18MM X 18MM STER | Trauma | EA
7120-2020-C | 00815432026302 | HIMAX C SINGLE IMPL 20MM X 20MM X 20MM/ STERILE | Trauma | EA
7120-2020KT-C | 00815432026197 | HIMAX C IMPLANT KIT 20MM X 20MM X 20MM/ STERILE | Trauma | EA
7125-1614 | 00815432028115 | HIMAX SINGLE PACK IMPL 25MM X 16MM X 14MM STER | Trauma | EA
7125-1614KT | 00815432028191 | HIMAX IMPL KIT 25MM X 16MM X 14MM STER | Trauma | EA
7125-1814 | 00815432028122 | HIMAX SINGLE PACK IMPL 25MM X 18MM X 14MM STER | Trauma | EA
7125-1814KT | 00815432028207 | HIMAX IMPL KIT 25MM X 18MM X 14MM STER | Trauma | EA
7125-1818 | 00815432028139 | HIMAX SINGLE PACK IMPL 25MM X 18MM X 18MM STER | Trauma | EA
7125-1818KT | 00815432028214 | HIMAX IMPL KIT 25MM X 18MM X 18MM STER | Trauma | EA
7125-2222-C | 00815432026319 | HIMAX C SINGLE IMPL 25MM X 22MM X 22MM/ STERILE | Trauma | EA
7125-2222KT-C | 00815432026203 | HIMAX C IMPLANT KIT 25MM X 22MM X 22MM/ STERILE | Trauma | EA
7200-ST04 | 00815432026395 | STEP 4MM OFFSET SINGLE IMPLANT STERILE | Trauma | EA
7200-ST04KT | 00815432026456 | STEP 4MM OFFSET IMPLANT KIT/ STERILE | Trauma | EA
7200-ST06 | 00815432026401 | STEP 6MM OFFSET SINGLE IMPLANT STERILE | Trauma | EA
7200-ST08 | 00815432026418 | STEP 8MM OFFSET SINGLE IMPLANT STERILE | Trauma | EA
7200-ST10 | 00815432026425 | STEP 10MM OFFSET SINGLE IMPLANT STERILE | Trauma | EA
7200-ST12 | 00815432026432 | STEP 12MM OFFSET SINGLE IMPLANT STERILE | Trauma | EA
7200-ST14 | 00815432026449 | STEP 14MM OFFSET SINGLE IMPLANT STERILE | Trauma | EA
7200-ST14KT | 00815432026500 | STEP 14MM OFFSET IMPLANT KIT/ STERILE | Trauma | EA
7318-1414 | 00815432027729 | KEEL-LOCK SINGLE IMPLANT 18MM X 14MM STERILE | Trauma | EA
7318-2020 | 00815432027743 | KEEL-LOCK SINGLE IMPLANT 18MM X 20MM STERILE | Trauma | EA
7318-2222 | 00815432027750 | KEEL-LOCK SINGLE IMPLANT 18MM X 22MM STERILE | Trauma | EA
7325-2222 | 00815432027774 | KEEL-LOCK SINGLE IMPLANT 25MM X 22MM STERILE | Trauma | EA
7415-1818 | 00815432027637 | HIMAX PLUS SINGLE IMPL 15MM X 18MM X 18MM STER | Trauma | EA
7415-2020 | 00815432027644 | HIMAX PLUS SINGLE IMPL 15MM X 20MM X 20MM STER | Trauma | EA
7418-1414 | 00815432027651 | HIMAX PLUS SINGLE IMPL 18MM X 14MM X 14MM STER | Trauma | EA
7418-1814 | 00815432027668 | HIMAX PLUS SINGLE IMPL 18MM X 18MM X 14MM STER | Trauma | EA
7418-2020 | 00815432027682 | HIMAX PLUS SINGLE IMPL 18MM X 20MM X 20MM STER | Trauma | EA
7418-2222 | 00815432027699 | HIMAX PLUS SINGLE IMPL 18MM X 22MM X 22MM STER | Trauma | EA
260292 | 00815432029143 | CROSSBAR GUIDE BODY 25MM | Trauma | EA
260294 | 00815432029150 | CROSSBAR GUIDE TUBE | Trauma | EA
260296 | 00850038154196 | CROSSBAR GUIDE BODY 18MM | Trauma | EA
260297 | 00850038154202 | CROSSBAR GUIDE BODY 20MM | Trauma | EA
260298 | 00850038154219 | CROSSBAR GUIDE BODY 25MM | Trauma | EA
280268 | 00815432029235 | CROSSROADS HINTERMANN | Trauma | EA
280274 | 00815432028290 | DYNABUNION CUT GUIDE | Trauma | EA
280283 | 00815432028313 | COMPRESSOR BLOCK | Trauma | EA
280284 | 00815432028320 | COMPRESSOR MID | Trauma | EA
280286 | 00815432028344 | WIRE TEMPLATE | Trauma | EA
280289 | 00815432028931 | COMPRESSOR BLOCK/ SIZE 3 | Trauma | EA
280318 | 00815432029204 | LESSER TMT RAC BLOCK SIZE 4 | Trauma | EA
280321 | 00815432029853 | LESSER TMT RAC BLOCK INSTRUMENT/ SIZE 0 | Trauma | EA
280322 | 00815432029860 | LESSER TMT RAC BLOCK INSTRUMENT/ SIZE 1 | Trauma | EA
315000 | 00815432023424 | COTTON WEDGE TRIAL/ 5MM & 6MM | Trauma | EA
315001 | 00815432023431 | COTTON WEDGE TRIAL/ 7MM & 8MM | Trauma | EA
325001 | 00815432023455 | EVANS WEDGE TRIAL/ 10MM & 12MM | Trauma | EA
7000-25CB | 00850038154134 | CROSSBAR GUIDE 25MM INSTRUMENT KIT STER | Trauma | EA
7000-ADK6 | 00815432028757 | 1.4MM DEPTH GAUGE WIRE STERILE | Trauma | EA
7001-40GB | 00815432029075 | GRATERBLADETM CONNMED/HALL CONNECTION STER | Trauma | EA
VGEN-KIT2 | 00810112592238 | VIRTUGUIDE DISPOSABLE INSTRUMENTS STERILE | Trauma | EA
VRAC-KITL | 00810112590012 | VIRTUGUIDE ROTATE RAC BLOCK KIT - LEFT STERILE | Trauma | EA
VRAC-KITR | 00810112590029 | VIRTUGUIDE ROTATE RAC BLOCK KIT - RIGHT STERILE | Trauma | EA
2RUM9-A01 | 00850038154271 | RATCHET HANDLE | Trauma | EA
7300-1800KT | 00815432027590 | KEEL-LOCK 18MM FULL PREP KIT STERILE | Trauma | EA
7300-2000KT | 00815432027606 | KEEL-LOCK 20MM FULL PREP KIT STERILE | Trauma | EA
7300-2500 | 00815432027583 | KEEL-LOCK 25MM PREP KIT STERILE | Trauma | EA
7300-2500KT | 00815432027613 | KEEL-LOCK 25MM FULL PREP KIT STERILE | Trauma | EA
750R-5020 | 00815432027842 | DYNAFORCE MTP PL/ LONG 20MM STAPLE/ 5Â°/ RT/ STER | Trauma | EA
750R-5025 | 00815432027873 | DYNAFORCE MTP PL/ LONG 25MM STAPLE/ 5Â°/ RT/ STER | Trauma | EA
VGEN-KIT1 | 00810112590005 | VIRTUGUIDE GENERAL INSTRUMENT KIT STERILE | Trauma | EA
03.900.340 | 00810112592856 | WIRE TACK F/ 3.0/3.5/4.0 PL | Trauma | EA
07.705.003S | 00812337020442 | DRILLABLE BONE VOID FILLER 3CC | Trauma | EA
07.705.005S | 00812337020459 | DRILLABLE BONE VOID FILLER 5CC | Trauma | EA
07.705.010S | 00812337020466 | DRILLABLE BONE VOID FILLER 10CC | Trauma | EA
01.333.201E | 10886982344021 | CSS+ SMALL SET | Trauma | EA
01.333.202E | 10886982344038 | CSS+ MEDIUM SET | Trauma | EA
01.333.203E | 10886982344045 | CSS+ LARGE SET | Trauma | EA
01.333.204E | 10886982344052 | CSS+ LARGE LONG SET | Trauma | EA
01.333.201ACL | 10886982344069 | CSS+ SMALL SET | Trauma | EA
01.333.202ACL | 10886982344076 | CSS+ MEDIUM SET | Trauma | EA
01.333.203ACL | 10886982344083 | CSS+ LARGE SET | Trauma | EA
01.333.204ACL | 10886982344090 | CSS+ LARGE LONG SET | Trauma | EA
01.333.205 | 10886982344106 | BUNION BOX UPGRADE SET | Trauma | EA
01.333.206 | 10886982344113 | 3.5/4.0 IMPLANT & INST SET | Trauma | EA
SD03.007.015 | 10886982344120 | SCREWDRIVER - HEXAGONAL 5.0MM | Trauma | EA
04.333.152 | 00196449009282 | 2.5MM TI CANN COMPRESSION HEADLESS SCREW- ST-52MM | Trauma | EA
04.333.154 | 00196449009299 | 2.5MM TI CANN COMPRESSION HEADLESS SCREW- ST-54MM | Trauma | EA
04.333.252 | 00196449009466 | 3.0MM TI CANN COMPRESSION HEADLESS SCREW- ST-52MM | Trauma | EA
04.333.254 | 00196449009473 | 3.0MM TI CANN COMPRESSION HEADLESS SCREW- ST-54MM | Trauma | EA
04.334.152 | 00196449009374 | 2.5MM TI CANN COMPRESSION HEADLESS SCREW- LT-52MM | Trauma | EA
04.334.154 | 00196449009381 | 2.5MM TI CANN COMPRESSION HEADLESS SCREW- LT-54MM | Trauma | EA
04.334.252 | 00196449009558 | 3.0MM TI CANN COMPRESSION HEADLESS SCREW- LT-52MM | Trauma | EA
04.334.254 | 00196449009565 | 3.0MM TI CANN COMPRESSION HEADLESS SCREW- LT-54MM | Trauma | EA
02.538.008 | 10886982344137 | 3.5 VOLT(TM) PROX HUM PLATE LONG/8H/196MM | Trauma | EA
02.538.008S | 10886982344144 | 3.5 VOLT(TM) PROX HUM PLATE LONG/8H/196MM/STERILE | Trauma | EA
04.538.008 | 10886982344151 | 3.5 VOLT(TM) PROX HUM PLATE LONG/8H/196MM | Trauma | EA
04.538.008S | 10886982344168 | 3.5 VOLT(TM) PROX HUM PLATE LONG/8H/196MM/STERILE | Trauma | EA
105.909ACL | 10886982344175 | PERIARTICULAR REDUCTION FORCEPS SET | Trauma | EA
02.538.006 | 10886982344182 | 3.5 VOLT(TM) PROX HUM PLATE LONG/6H/160MM | Trauma | EA
02.538.006S | 10886982344199 | 3.5 VOLT(TM) PROX HUM PLATE LONG/6H/160MM/STERILE | Trauma | EA
04.538.006 | 10886982344205 | 3.5 VOLT(TM) PROX HUM PLATE LONG/6H/160MM | Trauma | EA
04.538.006S | 10886982344212 | 3.5 VOLT(TM) PROX HUM PLATE LONG/6H/160MM/STERILE | Trauma | EA
04.112.713S-15 |  | 2.7MM TI VA LCP CLAVICLE PLATE SHAFT/ XL/ RIGHT/ STERILE | Trauma
04.112.712S-15 |  | 2.7MM TI VA LCP CLAVICLE PLATE SHAFT/ XL/ LEFT/ STERILE | Trauma
04.112.631S-15 |  | 2.7MM TI VA LCP CLAVICLE PLATE MEDIAL/ RIGHT/ STERILE | Trauma
04.112.631-15 |  | 2.7MM TI VA LCP CLAVICLE PLATE MEDIAL/ RIGHT | Trauma
04.112.630S-15 |  | 2.7MM TI VA LCP CLAVICLE PLATE MEDIAL/ LEFT/ STERILE | Trauma
04.112.630-15 |  | 2.7MM TI VA LCP CLAVICLE PLATE MEDIAL/ LEFT | Trauma
04.112.625S-15 |  | 2.7MM TI VA LCP CLAVICLE PLATE SHAFT/ CS3/ RIGHT/ STERILE | Trauma
04.112.625-15 |  | 2.7MM TI VA LCP CLAVICLE PLATE SHAFT/ CS3/ RIGHT | Trauma
04.112.624S-15 |  | 2.7MM TI VA LCP CLAVICLE PLATE SHAFT/ CS3/ LEFT/ STERILE | Trauma
04.112.624-15 |  | 2.7MM TI VA LCP CLAVICLE PLATE SHAFT/ CS3/ LEFT | Trauma
04.112.623S-15 |  | 2.7MM TI VA LCP CLAVICLE PLATE SHAFT/ CS2/ RIGHT/ STERILE | Trauma
04.112.623-15 |  | 2.7MM TI VA LCP CLAVICLE PLATE SHAFT/ CS2/ RIGHT | Trauma
04.112.622S-15 |  | 2.7MM TI VA LCP CLAVICLE PLATE SHAFT/ CS2/ LEFT/ STERILE | Trauma
04.112.622-15 |  | 2.7MM TI VA LCP CLAVICLE PLATE SHAFT/ CS2/ LEFT | Trauma
04.112.621S-15 |  | 2.7MM TI VA LCP CLAVICLE PLATE SHAFT/ CS1/ RIGHT/ STERILE | Trauma
04.112.621-15 |  | 2.7MM TI VA LCP CLAVICLE PLATE SHAFT/ CS1/ RIGHT | Trauma
04.112.620S-15 |  | 2.7MM TI VA LCP CLAVICLE PLATE SHAFT/ CS1/ LEFT/ STERILE | Trauma
04.112.620-15 |  | 2.7MM TI VA LCP CLAVICLE PLATE SHAFT/ CS1/ LEFT | Trauma
04.112.615S-15 |  | 2.7MM TI VA LCP CLAVICLE PLATE LATERAL/ CS3/ RIGHT/ STERILE | Trauma
04.112.615-15 |  | 2.7MM TI VA LCP CLAVICLE PLATE LATERAL/ CS3/ RIGHT | Trauma
04.112.614S-15 |  | 2.7MM TI VA LCP CLAVICLE PLATE LATERAL/ CS3/ LEFT/ STERILE | Trauma
04.112.614-15 |  | 2.7MM TI VA LCP CLAVICLE PLATE LATERAL/ CS3/ LEFT | Trauma
04.112.613S-15 |  | 2.7MM TI VA LCP CLAVICLE PLATE LATERAL/ CS2/ RIGHT/ STERILE | Trauma
04.112.613-15 |  | 2.7MM TI VA LCP CLAVICLE PLATE LATERAL/ CS2/ RIGHT | Trauma
04.112.612S-15 |  | 2.7MM TI VA LCP CLAVICLE PLATE LATERAL/ CS2/ LEFT/ STERILE | Trauma
04.112.612-15 |  | 2.7MM TI VA LCP CLAVICLE PLATE LATERAL/ CS2/ LEFT | Trauma
04.112.611S-15 |  | 2.7MM TI VA LCP CLAVICLE PLATE LATERAL/ CS1/ RIGHT/ STERILE | Trauma
04.112.611-15 |  | 2.7MM TI VA LCP CLAVICLE PLATE LATERAL/ CS1/ RIGHT | Trauma
04.112.610S-15 |  | 2.7MM TI VA LCP CLAVICLE PLATE LATERAL/ CS1/ LEFT/ STERILE | Trauma
04.112.610-15 |  | 2.7MM TI VA LCP CLAVICLE PLATE LATERAL/ CS1/ LEFT | Trauma
02.112.713S-15 |  | 2.7MM VA LCP CLAVICLE PLATE SHAFT/ XL/ RIGHT/ STERILE | Trauma
02.112.712S-15 |  | 2.7MM VA LCP CLAVICLE PLATE SHAFT/ XL/ LEFT/ STERILE | Trauma
02.112.631S-15 |  | 2.7MM VA LCP CLAVICLE PLATE MEDIAL/ RIGHT/ STERILE | Trauma
02.112.631-15 |  | 2.7MM VA LCP CLAVICLE PLATE MEDIAL/ RIGHT | Trauma
02.112.630S-15 |  | 2.7MM VA LCP CLAVICLE PLATE MEDIAL/ LEFT/ STERILE | Trauma
02.112.630-15 |  | 2.7MM VA LCP CLAVICLE PLATE MEDIAL/ LEFT | Trauma
02.112.625S-15 |  | 2.7MM VA LCP CLAVICLE PLATE SHAFT/ CS3/ RIGHT/ STERILE | Trauma
02.112.625-15 |  | 2.7MM VA LCP CLAVICLE PLATE SHAFT/ CS3/ RIGHT | Trauma
02.112.624S-15 |  | 2.7MM VA LCP CLAVICLE PLATE SHAFT/ CS3/ LEFT/ STERILE | Trauma
02.112.624-15 |  | 2.7MM VA LCP CLAVICLE PLATE SHAFT/ CS3/ LEFT | Trauma
02.112.623S-15 |  | 2.7MM VA LCP CLAVICLE PLATE SHAFT/ CS2/ RIGHT/ STERILE | Trauma
02.112.623-15 |  | 2.7MM VA LCP CLAVICLE PLATE SHAFT/ CS2/ RIGHT | Trauma
02.112.622S-15 |  | 2.7MM VA LCP CLAVICLE PLATE SHAFT/ CS2/ LEFT/ STERILE | Trauma
02.112.622-15 |  | 2.7MM VA LCP CLAVICLE PLATE SHAFT/ CS2/ LEFT | Trauma
02.112.621S-15 |  | 2.7MM VA LCP CLAVICLE PLATE SHAFT/ CS1/ RIGHT/ STERILE | Trauma
02.112.621-15 |  | 2.7MM VA LCP CLAVICLE PLATE SHAFT/ CS1/ RIGHT | Trauma
02.112.620S-15 |  | 2.7MM VA LCP CLAVICLE PLATE SHAFT/ CS1/ LEFT/ STERILE | Trauma
02.112.620-15 |  | 2.7MM VA LCP CLAVICLE PLATE SHAFT/ CS1/ LEFT | Trauma
02.112.615S-15 |  | 2.7MM VA LCP CLAVICLE PLATE LATERAL/ CS3/ RIGHT/ STERILE | Trauma
02.112.615-15 |  | 2.7MM VA LCP CLAVICLE PLATE LATERAL/ CS3/ RIGHT | Trauma
02.112.614S-15 |  | 2.7MM VA LCP CLAVICLE PLATE LATERAL/ CS3/ LEFT/ STERILE | Trauma
02.112.614-15 |  | 2.7MM VA LCP CLAVICLE PLATE LATERAL/ CS3/ LEFT | Trauma
02.112.613S-15 |  | 2.7MM VA LCP CLAVICLE PLATE LATERAL/ CS2/ RIGHT/ STERILE | Trauma
02.112.613-15 |  | 2.7MM VA LCP CLAVICLE PLATE LATERAL/ CS2/ RIGHT | Trauma
02.112.612S-15 |  | 2.7MM VA LCP CLAVICLE PLATE LATERAL/ CS2/ LEFT/ STERILE | Trauma
02.112.612-15 |  | 2.7MM VA LCP CLAVICLE PLATE LATERAL/ CS2/ LEFT | Trauma
02.112.611S-15 |  | 2.7MM VA LCP CLAVICLE PLATE LATERAL/ CS1/ RIGHT/ STERILE | Trauma
02.112.611-15 |  | 2.7MM VA LCP CLAVICLE PLATE LATERAL/ CS1/ RIGHT | Trauma
02.112.610S-15 |  | 2.7MM VA LCP CLAVICLE PLATE LATERAL/ CS1/ LEFT/ STERILE | Trauma
02.112.610-15 |  | 2.7MM VA LCP CLAVICLE PLATE LATERAL/ CS1/ LEFT | Trauma
01.333.207 | 10886982344267 | CSS+2.0 & QIS W/SCREWS ONLY-TI | Trauma | EA
01.333.208 | 10886982344274 | CSS+2.5 & 3.0 W/SCREWS ONLY-TI | Trauma | EA
01.333.209 | 10886982344281 | CSS+3.5 & 4.0 W/SCREWS ONLY-TI | Trauma | EA
01.333.210 | 10886982344298 | CSS+ 4.5 W/ SCREWS ONLY - TI | Trauma | EA
01.333.211 | 10886982344304 | CSS+ 5.5 W/ SCREWS ONLY - TI | Trauma | EA
01.333.212 | 10886982344311 | CSS+ 6.5 W/ SCREWS ONLY - TI | Trauma | EA
01.333.213 | 10886982344328 | CSS+ 7.5 W/ SCREWS ONLY - TI | Trauma | EA
01.333.217 | 10886982344335 | CSS+ LARGE LONG SET F/ 6.5 & 7.5 W/ INSTR ONLY | Trauma | EA
315.930-16 |  | 3.2MM THREE-FLUTED DRILL BIT QC/230MM/200MM CALIBRATION | Trauma
315.920-16 |  | 2.5MM THREE-FLUTED DRILL BIT QC/230MM/200MM CALIBRATION | Trauma
03.037.022-16 |  | 6MM/9MM CANNULATED STEPPED DRILL BIT | Trauma
03.037.021-16 |  | 10MM CANNULATED TAPERED DRILL BIT | Trauma
04.900.079 | 00810112596274 | 3.0/3.5/4.0 CLOVERLEAF TI PLATE 3 HOLE | Trauma | EA
04.900.080 | 00810112596281 | 3.0/3.5/4.0 CLOVERLEAF TI PLATE 4 HOLE | Trauma | EA
04.900.081 | 00810112596298 | 3.0/3.5/4.0 CLOVERLEAF TI PLATE 5 HOLE | Trauma | EA
04.900.082 | 00810112596304 | 3.0/3.5/4.0 CLOVERLEAF TI PLATE 6 HOLE | Trauma | EA
04.900.083 | 00810112596311 | 3.0/3.5/4.0 L-SHAPE TI PLATE 3 HOLE LT | Trauma | EA
04.900.084 | 00810112596328 | 3.0/3.5/4.0 L-SHAPE TI PLATE 3 HOLE RT | Trauma | EA
04.900.085 | 00810112596335 | 3.0/3.5/4.0 L-SHAPE TI PLATE 4 HOLE LT | Trauma | EA
04.900.086 | 00810112596342 | 3.0/3.5/4.0 L-SHAPE TI PLATE 4 HOLE RT | Trauma | EA
04.900.087 | 00810112596359 | 3.0/3.5/4.0 L-SHAPE TI PLATE 5 HOLE LT | Trauma | EA
04.900.088 | 00810112596366 | 3.0/3.5/4.0 L-SHAPE TI PLATE 5 HOLE RT | Trauma | EA
04.900.089 | 00810112596373 | 3.0/3.5/4.0 L-SHAPE TI PLATE 6 HOLE LT | Trauma | EA
04.900.090 | 00810112596380 | 3.0/3.5/4.0 L-SHAPE TI PLATE 6 HOLE RT | Trauma | EA
04.900.091 | 00810112596397 | 3.0/3.5/4.0 L-SHAPE TI PLATE 7 HOLE LT | Trauma | EA
04.900.092 | 00810112596403 | 3.0/3.5/4.0 L-SHAPE TI PLATE 7 HOLE RT | Trauma | EA
04.900.095 | 00810112596410 | 3.0/3.5/4.0 STRAIGHT TI PLATE 2 HOLE | Trauma | EA
04.900.096 | 00810112596427 | 3.0/3.5/4.0 STRAIGHT TI PLATE 3 HOLE | Trauma | EA
04.900.097 | 00810112596434 | 3.0/3.5/4.0 STRAIGHT TI PLATE 4 HOLE | Trauma | EA
04.900.098 | 00810112596441 | 3.0/3.5/4.0 STRAIGHT TI PLATE 5 HOLE | Trauma | EA
04.900.099 | 00810112596458 | 3.0/3.5/4.0 STRAIGHT TI PLATE 6 HOLE | Trauma | EA
04.900.100 | 00810112596465 | 3.0/3.5/4.0 STRAIGHT TI PLATE 7 HOLE | Trauma | EA
04.900.101 | 00810112596472 | 3.0/3.5/4.0 STRAIGHT TI PLATE 8 HOLE | Trauma | EA
04.900.104 | 00810112596489 | 3.0/3.5/4.0 T-SHAPE TI PLATE 3 HOLE | Trauma | EA
04.900.105 | 00810112596496 | 3.0/3.5/4.0 T-SHAPE TI PLATE 4 HOLE | Trauma | EA
04.900.106 | 00810112596502 | 3.0/3.5/4.0 T-SHAPE TI PLATE 5 HOLE | Trauma | EA
04.900.107 | 00810112596519 | 3.0/3.5/4.0 T-SHAPE TI PLATE 6 HOLE | Trauma | EA
04.900.108 | 00810112596526 | 3.0/3.5/4.0 T-SHAPE TI PLATE 7 HOLE | Trauma | EA
04.900.112 | 00810112596533 | 3.0/3.5/4.0 X-SHAPE PLATE LARGE | Trauma | EA
04.900.113 | 00810112596540 | 3.0/3.5/4.0 X-SHAPE PLATE MEDIUM | Trauma | EA
04.900.114 | 00810112596557 | 3.0/3.5/4.0 X-SHAPE PLATE STANDARD | Trauma | EA
04.900.125 | 00810112596564 | 2.5/3.0 CLOVERLEAF TI PLATE 3 HOLE | Trauma | EA
04.900.126 | 00810112596571 | 2.5/3.0 CLOVERLEAF TI PLATE 4 HOLE | Trauma | EA
04.900.127 | 00810112596588 | 2.5/3.0 CLOVERLEAF TI PLATE 5 HOLE | Trauma | EA
04.900.128 | 00810112596595 | 2.5/3.0 CLOVERLEAF TI PLATE 6 HOLE | Trauma | EA
04.900.129 | 00810112596601 | 2.5/3.0 CLOVERLEAF TI PLATE 7 HOLE | Trauma | EA
04.900.130 | 00810112596618 | 2.5/3.0 CLOVERLEAF TI PLATE 8 HOLE | Trauma | EA
04.900.132 | 00810112596625 | 2.5/3.0 L-SHAPE TI PLATE 3 HOLE LT | Trauma | EA
04.900.133 | 00810112596632 | 2.5/3.0 L-SHAPE TI PLATE 3 HOLE RT | Trauma | EA
04.900.134 | 00810112596649 | 2.5/3.0 L-SHAPE TI PLATE 4 HOLE LT | Trauma | EA
04.900.135 | 00810112596656 | 2.5/3.0 L-SHAPE TI PLATE 4 HOLE RT | Trauma | EA
04.900.136 | 00810112596663 | 2.5/3.0 L-SHAPE TI PLATE 5 HOLE LT | Trauma | EA
04.900.137 | 00810112596670 | 2.5/3.0 L-SHAPE TI PLATE 5 HOLE RT | Trauma | EA
04.900.138 | 00810112596687 | 2.5/3.0 L-SHAPE TI PLATE 6 HOLE LT | Trauma | EA
04.900.139 | 00810112596694 | 2.5/3.0 L-SHAPE TI PLATE 6 HOLE RT | Trauma | EA
04.900.142 | 00810112596700 | 2.5/3.0 STRAIGHT TI PLATE 3 HOLE | Trauma | EA
04.900.143 | 00810112596717 | 2.5/3.0 STRAIGHT TI PLATE 4 HOLE | Trauma | EA
04.900.144 | 00810112596724 | 2.5/3.0 STRAIGHT TI PLATE 5 HOLE | Trauma | EA
04.900.145 | 00810112596731 | 2.5/3.0 STRAIGHT TI PLATE 6 HOLE | Trauma | EA
04.900.146 | 00810112596748 | 2.5/3.0 STRAIGHT TI PLATE 7 HOLE | Trauma | EA
04.900.147 | 00810112596755 | 2.5/3.0 STRAIGHT TI PLATE 8 HOLE | Trauma | EA
04.900.148 | 00810112596762 | 2.5/3.0 STRAIGHT TI PLATE 10 HOLE | Trauma | EA
04.900.149 | 00810112596779 | 2.5/3.0 T-SHAPE TI PLATE 3 HOLE | Trauma | EA
04.900.150 | 00810112596786 | 2.5/3.0 T-SHAPE TI PLATE 4 HOLE | Trauma | EA
04.900.151 | 00810112596793 | 2.5/3.0 T-SHAPE TI PLATE 5 HOLE | Trauma | EA
04.900.152 | 00810112596809 | 2.5/3.0 T-SHAPE TI PLATE 6 HOLE | Trauma | EA
04.900.153 | 00810112596816 | 2.5/3.0 T-SHAPE TI PLATE 7 HOLE | Trauma | EA
04.900.154 | 00810112596823 | 2.5/3.0 T-SHAPE TI PLATE 9 HOLE | Trauma | EA
04.900.155 | 00810112596830 | 2.5/3.0 Y-SHAPE TI PLATE 3 HOLE | Trauma | EA
04.900.156 | 00810112596847 | 2.5/3.0 Y-SHAPE TI PLATE 4 HOLE | Trauma | EA
04.900.157 | 00810112596854 | 2.5/3.0 Y-SHAPE TI PLATE 5 HOLE | Trauma | EA
04.900.158 | 00810112596861 | 2.5/3.0 Y-SHAPE TI PLATE 6 HOLE | Trauma | EA
04.900.159 | 00810112596878 | 2.5/3.0 Y-SHAPE TI PLATE 7 HOLE | Trauma | EA
04.900.160 | 00810112596885 | 2.5/3.0 Y-SHAPE TI PLATE 9 HOLE | Trauma | EA
03.900.341 | 00810112596137 | WIRE TACK F/ 2.0/2.5/3.0 PL | Trauma | EA
60.900.308 | 00810112596892 | IMPL MOD F/ UNIV 3.0/3.5/4.0 PL | Trauma | EA
60.900.313 | 00810112596908 | IMPL MOD F/ UNIV 2.5/3.0 PL | Trauma | EA
60.900.314 | 00810112596915 | IMPL MOD F/ 5TH MT FR | Trauma | EA
03.900.394 | 00810112596250 | PIN DISTRACTOR | Trauma | EA
60.900.317 | 00810112597196 | TRAY LID 1/2 | Trauma | EA
03.028.012-15 |  | CANN SCREWDRIVER BLADE FOR QUICK INSERTION SCREWS W/AO QC | Trauma
03.028.011-15 |  | EASY LOADER W/ AO QC FOR QUICK INSERTION SCREWS | Trauma
03.037.113 | 10886982344373 | 130 DEG AIMING ARM STATIC+DYNAMIC DISTAL LOCKING | Trauma | EA
03.037.114 | 10886982344380 | 125 DEG AIMING ARM STATIC+DYNAMIC DISTAL LOCKING | Trauma | EA
03.037.135 | 10886982344397 | 135 DEG AIMING ARM STATIC+DYNAMIC DISTAL LOCKING | Trauma | EA
280012 | 00815432029105 | NON-LOCKING DRILL GUIDE | Trauma | EA
325000 | 00815432023448 | EVANS WEDGE TRIAL/ 6MM & 8MM | Trauma | EA
245070 | 00815432029044 | DYNAFORCE STAPLE INSTRUMENT CASE | Trauma | EA
280275CRE | 00815432029037 | LAPIDUS RE-CUT BLOCK INSTRUMENT | Trauma | EA
280310CRE | 00815432029167 | LESSER TMT CUT GUIDE INSTRUMENT | Trauma | EA
280315CRE | 00815432029174 | LESSER TMT RAC BLOCK INSTRUMENT SIZE 0 | Trauma | EA
280316CRE | 00815432029181 | LESSER TMT RAC BLOCK INSTRUMENT SIZE 1 | Trauma | EA
280317CRE | 00815432029198 | LESSER TMT RAC BLOCK SIZE 3 | Trauma | EA
280319CRE | 00815432029211 | LESSER TMT RAC BLOCK SIZE 5 | Trauma | EA
280320CRE | 00815432029877 | LESSER TMT GUIDE INSTRUMENT | Trauma | EA
380015CRE | 00815432029501 | DISTAL INSERT | Trauma | EA
280020CRE | 00815432029051 | MINIBUNION INSTRUMENT CASE | Trauma | EA
280285CRE | 00815432028337 | COMPRESSOR PLUS | Trauma | EA
280290CRE | 00815432028269 | DYNABUNION REDUCER TRACK | Trauma | EA
280295CRE | 00815432028351 | ANTI-DRIFT DRILL GUIDE | Trauma | EA
280000CRE | 00815432029112 | PLATE INSERTER | Trauma | EA
280260CRE | 00815432029334 | RADIOLUCENT REDUCER | Trauma | EA
280600CRE | 00815432028924 | METAL TRAY | Trauma | EA
280297CRE | 00815432028382 | UNIVERSAL HANDLE | Trauma | EA
280294CRE | 00815432028276 | DYNABUNION REDUCER LATERAL HOOK | Trauma | EA
280293CRE | 00815432028283 | DYNABUNION REDUCER KNOB | Trauma | EA
280287CRE | 00850038154332 | 2MM X 4" K WIRE | Trauma | EA
60.045.030 | 10886982344441 | TRAY F/TIBIAL NAIL EX SP INSTR | Trauma | EA
03.168.011-16 |  | 4.3MM DRILL BIT LENGTH 413MM | Trauma
SD03.300.100 | 10886982344410 | MAXFRAME CONTROL BOX TEMPLATE | Trauma | EA
01.045.000ACL | 10886982344458 | ADVANCED NAIL BASE INSTR SET | Trauma | EA
03.333.113 | 00810040683589 | CANNULATED DRILL BIT Ã7.5MM X 295MM | Trauma | EA
05.001.261 | 10886982344496 | SQUARE QUICK COUPLING, FOR DRILLING, SBDII/UNIUM(TM) | Trauma | EA
05.001.262 | 10886982344502 | SQUARE QUICK COUPLING, TAP/SCREW, SBDII/UNIUM(TM) | Trauma | EA
05.001.263 | 10886982344519 | TRINKLE QUICK COUPLING, MODIFIED, DRILL, UNIUM(TM) | Trauma | EA
68.001.655 | 10886982344526 | WASHING & STERILIZATION BASKET 1/1,FOR 2 UNIUM(TM) MODULAR HP | Trauma | EA
68.001.657 | 10886982344533 | WASHING & STERILIZATION BASKET 1/3, UNIUM(TM) MODULAR | Trauma | EA
68.001.659 | 10886982344540 | LID, WASHING & STERILIZATION BASKET, 1/3 | Trauma | EA
02.538.506 | 10886982344557 | 3.5 VOLT(TM) PROX HUM PLATE LONG/6H/160MM | Trauma | EA
02.538.506S | 10886982344564 | 3.5 VOLT(TM) PROX HUM PLATE LONG/6H/160MM/STERILE | Trauma | EA
02.538.507 | 10886982344571 | 3.5 VOLT(TM) PROX HUM PLATE LONG/7H/178MM | Trauma | EA
02.538.507S | 10886982344588 | 3.5 VOLT(TM) PROX HUM PLATE LONG/7H/178MM/STERILE | Trauma | EA
02.538.508 | 10886982344595 | 3.5 VOLT(TM) PROX HUM PLATE LONG/8H/196MM | Trauma | EA
02.538.508S | 10886982344601 | 3.5 VOLT(TM) PROX HUM PLATE LONG/8H/196MM/STERILE | Trauma | EA
02.538.509 | 10886982344618 | 3.5 VOLT(TM) PROX HUM PLATE LONG/9H/214MM | Trauma | EA
02.538.509S | 10886982344625 | 3.5 VOLT(TM) PROX HUM PLATE LONG/9H/214MM/STERILE | Trauma | EA
02.538.510 | 10886982344632 | 3.5 VOLT(TM) PROX HUM PLATE LONG/10H/232MM | Trauma | EA
02.538.510S | 10886982344649 | 3.5 VOLT(TM) PROX HUM PLATE LONG/10H/232MM/STERILE | Trauma | EA
02.538.511 | 10886982344656 | 3.5 VOLT(TM) PROX HUM PLATE LONG/11H/250MM | Trauma | EA
02.538.511S | 10886982344663 | 3.5 VOLT(TM) PROX HUM PLATE LONG/11H/250MM/STERILE | Trauma | EA
02.538.512 | 10886982344670 | 3.5 VOLT(TM) PROX HUM PLATE LONG/12H/268MM | Trauma | EA
02.538.512S | 10886982344687 | 3.5 VOLT(TM) PROX HUM PLATE LONG/12H/268MM/STERILE | Trauma | EA
02.538.513 | 10886982344694 | 3.5 VOLT(TM) PROX HUM PLATE LONG/13H/286MM | Trauma | EA
02.538.513S | 10886982344700 | 3.5 VOLT(TM) PROX HUM PLATE LONG/13H/286MM/STERILE | Trauma | EA
04.538.506 | 10886982344717 | 3.5 VOLT(TM) PROX HUM PLATE LONG/6H/160MM | Trauma | EA
04.538.506S | 10886982344724 | 3.5 VOLT(TM) PROX HUM PLATE LONG/6H/160MM/STERILE | Trauma | EA
04.538.507 | 10886982344731 | 3.5 VOLT(TM)PROX HUM PLATE LONG/7H/178MM | Trauma | EA
04.538.507S | 10886982344748 | 3.5 VOLT(TM) PROX HUM PLATE LONG/7H/178MM/STERILE | Trauma | EA
04.538.508 | 10886982344755 | 3.5 VOLT(TM) PROX HUM PLATE LONG/8H/196MM | Trauma | EA
04.538.508S | 10886982344762 | 3.5 VOLT(TM) PROX HUM PLATE LONG/8H/196MM/STERILE | Trauma | EA
04.538.509 | 10886982344779 | 3.5 VOLT(TM) PROX HUM PLATE LONG/9H/214MM | Trauma | EA
04.538.509S | 10886982344786 | 3.5 VOLT(TM) PROX HUM PLATE LONG/9H/214MM/STERILE | Trauma | EA
04.538.510 | 10886982344793 | 3.5 VOLT(TM) PROX HUM PLATE LONG/10H/232MM | Trauma | EA
04.538.510S | 10886982344809 | 3.5 VOLT(TM) PROX HUM PLATE LONG/10H/232MM/STERILE | Trauma | EA
04.538.511 | 10886982344816 | 3.5 VOLT(TM) PROX HUM PLATE LONG/11H/250MM | Trauma | EA
04.538.511S | 10886982344823 | 3.5 VOLT(TM) PROX HUM PLATE LONG/11H/250MM/STERILE | Trauma | EA
04.538.512 | 10886982344830 | 3.5 VOLT(TM) PROX HUM PLATE LONG/12H/268MM | Trauma | EA
04.538.512S | 10886982344847 | 3.5 VOLT(TM) PROX HUM PLATE LONG/12H/268MM/STERILE | Trauma | EA
04.538.513 | 10886982344854 | 3.5 VOLT(TM) PROX HUM PLATE LONG/13H/286MM | Trauma | EA
04.538.513S | 10886982344861 | 3.5 VOLT(TM) PROX HUM PLATE LONG/13H/286MM/STERILE | Trauma | EA
02.535.765 | 10886982344878 | 3.5 VOLT(TM) CANN LCKING SCREW 65MM/T15 | Trauma | EA
02.535.765S | 10886982344885 | 3.5 VOLT(TM) CANN LCKING SCREW 65MM/T15/STERILE | Trauma | EA
02.535.765TS | 10886982344892 | 3.5 VOLT(TM) CANN LCKING SCREW 65MM/T15/STERILE | Trauma | EA
02.535.770 | 10886982344908 | 3.5 VOLT(TM) CANN LCKING SCREW 70MM/T15 | Trauma | EA
02.535.770S | 10886982344915 | 3.5 VOLT(TM) CANN LCKING SCREW 70MM/T15/STERILE | Trauma | EA
02.535.770TS | 10886982344922 | 3.5 VOLT(TM) CANN LCKING SCREW 70MM/T15/STERILE | Trauma | EA
02.535.775 | 10886982344939 | 3.5 VOLT(TM) CANN LCKING SCREW 75MM/T15 | Trauma | EA
02.535.775S | 10886982344946 | 3.5 VOLT(TM) CANN LCKING SCREW 75MM/T15/STERILE | Trauma | EA
02.535.775TS | 10886982344953 | 3.5 VOLT(TM) CANN LCKING SCREW 75MM/T15/STERILE | Trauma | EA
02.535.780 | 10886982344960 | 3.5 VOLT(TM) CANN LCKING SCREW 80MM/T15 | Trauma | EA
02.535.780S | 10886982344977 | 3.5 VOLT(TM) CANN LCKING SCREW 80MM/T15/STERILE | Trauma | EA
02.535.780TS | 10886982344984 | 3.5 VOLT(TM) CANN LCKING SCREW 80MM/T15/STERILE | Trauma | EA
02.535.785 | 10886982344991 | 3.5 VOLT(TM) CANN LCKING SCREW 85MM/T15 | Trauma | EA
02.535.785S | 10886982345004 | 3.5 VOLT(TM) CANN LCKING SCREW 85MM/T15/STERILE | Trauma | EA
02.535.785TS | 10886982345011 | 3.5 VOLT(TM) CANN LCKING SCREW 85MM/T15/STERILE | Trauma | EA
02.535.790 | 10886982345028 | 3.5 VOLT(TM) CANN LCKING SCREW 90MM/T15 | Trauma | EA
02.535.790S | 10886982345035 | 3.5 VOLT(TM) CANN LCKING SCREW 90MM/T15/STERILE | Trauma | EA
02.535.790TS | 10886982345042 | 3.5 VOLT(TM) CANN LCKING SCREW 90MM/T15/STERILE | Trauma | EA
02.535.795S | 10886982345059 | 3.5 VOLT(TM) CANN LCKING SCREW 95MM/T15/STERILE | Trauma | EA
02.535.795TS | 10886982345066 | 3.5 VOLT(TM) CANN LCKING SCREW 95MM/T15/STERILE | Trauma | EA
04.535.765 | 10886982345073 | 3.5 VOLT(TM) CANN LCKING SCREW 65MM/T15 | Trauma | EA
04.535.765S | 10886982345080 | 3.5 VOLT(TM) CANN LCKING SCREW 65MM/T15/STERILE | Trauma | EA
04.535.765TS | 10886982345097 | 3.5 VOLT(TM) CANN LCKING SCREW 65MM/T15/STERILE | Trauma | EA
04.535.770 | 10886982345103 | 3.5 VOLT(TM) CANN LCKING SCREW 70MM/T15 | Trauma | EA
04.535.770S | 10886982345110 | 3.5 VOLT(TM) CANN LCKING SCREW 70MM/T15/STERILE | Trauma | EA
04.535.770TS | 10886982345127 | 3.5 VOLT(TM) CANN LCKING SCREW 70MM/T15/STERILE | Trauma | EA
04.535.775 | 10886982345134 | 3.5 VOLT(TM) CANN LCKING SCREW 75MM/T15 | Trauma | EA
04.535.775S | 10886982345141 | 3.5 VOLT(TM) CANN LCKING SCREW 75MM/T15/STERILE | Trauma | EA
04.535.775TS | 10886982345158 | 3.5 VOLT(TM) CANN LCKING SCREW 75MM/T15/STERILE | Trauma | EA
04.535.780 | 10886982345165 | 3.5 VOLT(TM) CANN LCKING SCREW 80MM/T15 | Trauma | EA
04.535.780S | 10886982345172 | 3.5 VOLT(TM) CANN LCKING SCREW 80MM/T15/STERILE | Trauma | EA
04.535.780TS | 10886982345189 | 3.5 VOLT(TM) CANN LCKING SCREW 80MM/T15/STERILE | Trauma | EA
04.535.785 | 10886982345196 | 3.5 VOLT(TM) CANN LCKING SCREW 85MM/T15 | Trauma | EA
04.535.785S | 10886982345202 | 3.5 VOLT(TM) CANN LCKING SCREW 85MM/T15/STERILE | Trauma | EA
04.535.785TS | 10886982345219 | 3.5 VOLT(TM) CANN LCKING SCREW 85MM/T15/STERILE | Trauma | EA
04.535.790 | 10886982345226 | 3.5 VOLT(TM) CANN LCKING SCREW 90MM/T15 | Trauma | EA
04.535.790S | 10886982345233 | 3.5 VOLT(TM) CANN LCKING SCREW 90MM/T15/STERILE | Trauma | EA
04.535.790TS | 10886982345240 | 3.5 VOLT(TM) CANN LCKING SCREW 90MM/T15/STERILE | Trauma | EA
04.535.795S | 10886982345257 | 3.5 VOLT(TM) CANN LCKING SCREW 95MM/T15/STERILE | Trauma | EA
04.535.795TS | 10886982345264 | 3.5 VOLT(TM) CANN LCKING SCREW 95MM/T15/STERILE | Trauma | EA
04.538.505 | 10886982345271 | 3.5 VOLT(TM) PROX HUM PLATE LONG/5H/142MM | Trauma | EA
04.538.505S | 10886982345288 | 3.5 VOLT(TM) PROX HUM PLATE LONG/5H/142MM/STERILE | Trauma | EA
60.221.097 | 10886982345301 | ADHESIVE LABEL FOR DEPTH GAUGE FOR LARGE SCREWS (319.10) | Trauma | EA
CD900.503S | 10886982345318 | CUSTOM LONG BONE GRAFT CAGE ANKLE FUSION | Trauma | EA
02.538.505 | 10886982345417 | 3.5 VOLT(TM) PROX HUM PLATE LONG/5H/142MM | Trauma | EA
02.538.505S | 10886982345424 | 3.5 VOLT(TM) PROX HUM PLATE LONG/5H/142MM/STERILE | Trauma | EA
03.536.070 | 10886982345431 | 2.8MM VOLT(TM) CANN DRILL BIT QC/CALIB 65MM/170MM LNG | Trauma | EA
03.536.070S | 10886982345448 | 2.8MM VOLT(TM) CANN DRILL BIT QC/CALIB 65MM/170MM LNG/STER | Trauma | EA
03.536.075 | 10886982345455 | DIRECT MEASURING DEVICE F/3.5 VOLT(TM) CANN LOCKING SCREWS | Trauma | EA
03.536.180 | 10886982345462 | VOLT(TM) CANN SCRWDRIVR SHAFT T15/180MM LENGTH | Trauma | EA
03.536.085 | 10886982345479 | 2.8MM VOLT(TM) CANN DRILL BIT QC/CALIB 95MM/195MM LENGTH | Trauma | EA
03.536.085S | 10886982345486 | 2.8MM VOLT(TM) CANN DRILL BIT QC/CALIB 95MM/195MM LNG/STER | Trauma | EA
60.538.020 | 10886982345325 | VOLT(TM) PROX HUM IMP & INSTR TRAY/ALUM/1 HIGH 3/3 WIDTH | Trauma | EA
09.405.976S-15 |  | RADIAL HEAD W/ Ã19MM HD, Ã7.5MM STM,9(+6)MM HD HT,STER | Trauma
09.405.973S-15 |  | RADIAL HEAD W/ Ã19MM HD, Ã7.5MM STM,9(+3)MM HD HT,STER | Trauma
09.405.970S-15 |  | RADIAL HEAD W/ Ã19MM HD, Ã7.5MM STM,9(+0)MM HD HT,STER | Trauma
09.405.966S-15 |  | RADIAL HEAD W/ Ã19MM HD, Ã6.5MM STM,9(+6)MM HD HT,STER | Trauma
09.405.963S-15 |  | RADIAL HEAD W/ Ã19MM HD, Ã6.5MM STM,9(+3)MM HD HT,STER | Trauma
09.405.960S-15 |  | RADIAL HEAD W/ Ã19MM HD, Ã6.5MM STM,9(+0)MM HD HT,STER | Trauma
09.405.956S-15 |  | RADIAL HEAD W/ Ã19MM HD, Ã5.5MM STM,9(+6)MM HD HT,STER | Trauma
09.405.953S-15 |  | RADIAL HEAD W/ Ã19MM HD, Ã5.5MM STM,9(+3)MM HD HT,STER | Trauma
09.405.950S-15 |  | RADIAL HEAD W/ Ã19MM HD, Ã5.5MM STM,9(+0)MM HD HT,STER | Trauma
09.405.586S-15 |  | RADIAL HEAD W/ Ã25MM HD, Ã8.5MM STM,11(+6)MM HD HT,STER | Trauma
09.405.583S-15 |  | RADIAL HEAD W/ Ã25MM HD, Ã8.5MM STM,11(+3)MM HD HT,STER | Trauma
09.405.580S-15 |  | RADIAL HEAD W/ Ã25MM HD, Ã8.5MM STM,11(+0)MM HD HT,STER | Trauma
09.405.576S-15 |  | RADIAL HEAD W/ Ã25MM HD, Ã7.5MM STM,11(+6)MM HD HT,STER | Trauma
09.405.573S-15 |  | RADIAL HEAD W/ Ã25MM HD, Ã7.5MM STM,11(+3)MM HD HT,STER | Trauma
09.405.570S-15 |  | RADIAL HEAD W/ Ã25MM HD, Ã7.5MM STM,11(+0)MM HD HT,STER | Trauma
09.405.566S-15 |  | RADIAL HEAD W/ Ã25MM HD, Ã6.5MM STM,11(+6)MM HD HT,STER | Trauma
09.405.563S-15 |  | RADIAL HEAD W/ Ã25MM HD, Ã6.5MM STM,11(+3)MM HD HT,STER | Trauma
09.405.560S-15 |  | RADIAL HEAD W/ Ã25MM HD, Ã6.5MM STM,11(+0)MM HD HT,STER | Trauma
09.405.286S-15 |  | RADIAL HEAD W/ Ã22MM HD, Ã8.5MM STM,10(+6)MM HD HT,STER | Trauma
09.405.283S-15 |  | RADIAL HEAD W/ Ã22MM HD, Ã8.5MM STM,10(+3)MM HD HT,STER | Trauma
09.405.280S-15 |  | RADIAL HEAD W/ Ã22MM HD, Ã8.5MM STM,10(+0)MM HD HT,STER | Trauma
09.405.276S-15 |  | RADIAL HEAD W/ Ã22MM HD, Ã7.5MM STM,10(+6)MM HD HT,STER | Trauma
09.405.273S-15 |  | RADIAL HEAD W/ Ã22MM HD, Ã7.5MM STM,10(+3)MM HD HT,STER | Trauma
09.405.270S-15 |  | RADIAL HEAD W/ Ã22MM HD, Ã7.5MM STM,10(+0)MM HD HT,STER | Trauma
09.405.266S-15 |  | RADIAL HEAD W/ Ã22MM HD, Ã6.5MM STM,10(+6)MM HD HT,STER | Trauma
09.405.263S-15 |  | RADIAL HEAD W/ Ã22MM HD, Ã6.5MM STM,10(+3)MM HD HT,STER | Trauma
09.405.260S-15 |  | RADIAL HEAD W/ Ã22MM HD, Ã6.5MM STM,10(+0)MM HD HT,STER | Trauma
09.405.256S-15 |  | RADIAL HEAD W/ Ã22MM HD, Ã5.5MM STM,10(+6)MM HD HT,STER | Trauma
09.405.253S-15 |  | RADIAL HEAD W/ Ã22MM HD, Ã5.5MM STM,10(+3)MM HD HT,STER | Trauma
09.405.250S-15 |  | RADIAL HEAD W/ Ã22MM HD, Ã5.5MM STM,10(+0)MM HD HT,STER | Trauma
SD03.100.021 | 10886982345493 | PELVIC REDUCTION FORCEPS POINTED TIPS, ANGLED | Trauma | EA
SD03.503.066 | 10886982345509 | 2.0 CRUCIFORM BLADE NON-RETAINING AO QC | Trauma | EA
04.333.709 | 00196449009879 | 6.5MM TI CANN COMPRESSION HEADLESS SCREW- ST-145MM | Trauma | EA
04.211.224S-15 |  | 2.4MM/2.7MM TI VA-LOCKING MESH PLATE/5X12 HOLES-STER | Trauma
02.211.224S-15 |  | 2.4MM/2.7MM VA-LOCKING MESH PLATE/5X12 HOLES-STER | Trauma
SD312.009 | 10886982345547 | 2.0MM THREE HOLE WIRE GUIDE | Trauma | EA
03.536.011 | 10886982345561 | TEMPLATE FOR VOLT PROX HUM PL LONG | Trauma | EA
01.312.001 | 10886982345585 | MAXFRAME SYSTEM INSTRUMENT SET | Trauma | EA
01.312.100 | 10886982345592 | MAXFRAME SYSTEM STD STRUTS SET | Trauma | EA
01.312.200 | 10886982345608 | MAXFRAME SYSTEM QA STRUTS SET | Trauma | EA
01.313.009 | 10886982345615 | MAXFRAME SYSTEM RINGS SET 90MM/ 120MM | Trauma | EA
01.313.010 | 10886982345622 | MAXFRAME SYSTEM RINGS SET 150MM/ 180MM/ 210MM | Trauma | EA
01.313.011 | 10886982345639 | MAXFRAME SYSTEM RINGS 5/8 & BRDG PL SET 150MM/180MM/210MM | Trauma | EA
01.313.012 | 10886982345646 | MXF FOOT PL/LNG&DO HALF RINGS SET 120MM/ 150MM/ 180MM/210 MM | Trauma | EA
01.313.013 | 10886982345653 | MXF FOOT PL/SHORT&DO HALF RING SET 120MM/ 150MM/ 180MM/210 MM | Trauma | EA
01.313.002E | 10886982345660 | MAXFRAME LINEAR STRUTS & HARDWARE SET-EVAL | Trauma | EA
01.313.002ACL | 10886982345677 | MAXFRAME LINEAR STRUTS & HARDWARE SET-ACL | Trauma | EA
01.313.003E | 10886982345684 | MAXFRAME POLYAXIAL STRUTS W/ FINE/GRS ADJ HARDWARE SET-EVAL | Trauma | EA
01.313.003ACL | 10886982345691 | MAXFRAME POLYAXIAL STRUTS W/ FINE/GRS ADJ HARDWARE SET-ACL | Trauma | EA
01.313.004E | 10886982345707 | MAXFRAME POLYAXIAL STRUTS W/GROSS ADJ HARDWARE SET-EVAL | Trauma | EA
01.313.004ACL | 10886982345714 | MAXFRAME POLYAXIAL STRUTS W/GROSS ADJ HARDWARE SET-ACL | Trauma | EA
01.313.006E | 10886982345721 | MAXFRAME HALF & THIRD RINGS SET-EVAL | Trauma | EA
01.313.006ACL | 10886982345738 | MAXFRAME HALF & THIRD RINGS SET-ACL | Trauma | EA
SD900.506S | 10886982345769 | TRUMATCH GRAFT CAGE-LONG BONE 15CM TO 17CM / STERILE | Trauma | EA
02.424.158TS | 10886982345776 | 2.4MM VOLT(TM) CORTEX SCREW 58MM T8 STERILE | Trauma | EA
02.424.160TS | 10886982345783 | 2.4MM VOLT(TM) CORTEX SCREW 60MM T8 STERILE | Trauma | EA
02.424.165TS | 10886982345790 | 2.4MM VOLT(TM) CORTEX SCREW 65MM T8 STERILE | Trauma | EA
02.424.170TS | 10886982345806 | 2.4MM VOLT(TM) CORTEX SCREW 70MM T8 STERILE | Trauma | EA
02.424.358TS | 10886982345813 | 2.4MM VOLT(TM) LOCKING SCREW 58MM T8 STERILE | Trauma | EA
02.424.360TS | 10886982345820 | 2.4MM VOLT(TM) LOCKING SCREW 60MM T8 STERILE | Trauma | EA
02.424.365TS | 10886982345837 | 2.4MM VOLT(TM) LOCKING SCREW 65MM T8 STERILE | Trauma | EA
02.424.370TS | 10886982345844 | 2.4MM VOLT(TM) LOCKING SCREW 70MM T8 STERILE | Trauma | EA
02.527.158TS | 10886982345851 | 2.7MM VOLT(TM) CORTEX SCREW 58MM T8 STERILE | Trauma | EA
02.527.160TS | 10886982345868 | 2.7MM VOLT(TM) CORTEX SCREW 60MM T8 STERILE | Trauma | EA
02.527.165TS | 10886982345875 | 2.7MM VOLT(TM) CORTEX SCREW 65MM T8 STERILE | Trauma | EA
02.527.170TS | 10886982345882 | 2.7MM VOLT(TM) CORTEX SCREW 70MM T8 STERILE | Trauma | EA
02.527.358TS | 10886982345899 | 2.7MM VOLT(TM) LOCKING SCREW 58MM T8 STERILE | Trauma | EA
02.527.360TS | 10886982345905 | 2.7MM VOLT(TM) LOCKING SCREW 60MM T8 STERILE | Trauma | EA
02.527.365TS | 10886982345912 | 2.7MM VOLT(TM) LOCKING SCREW 65MM T8 STERILE | Trauma | EA
02.527.370TS | 10886982345929 | 2.7MM VOLT(TM) LOCKING SCREW 70MM T8 STERILE | Trauma | EA
02.535.158TS | 10886982345936 | 3.5MM VOLT(TM) CORTEX SCREW 58MM T15 STER | Trauma | EA
02.535.160TS | 10886982345943 | 3.5MM VOLT(TM) CORTEX SCREW 60MM T15 STER | Trauma | EA
02.535.165TS | 10886982345950 | 3.5MM VOLT(TM) CORTEX SCREW 65MM T15 STER | Trauma | EA
02.535.170TS | 10886982345967 | 3.5MM VOLT(TM) CORTEX SCREW 70MM T15 STER | Trauma | EA
02.535.358TS | 10886982345974 | 3.5MM VOLT(TM) LOCKING SCREW 58MM T15 STER | Trauma | EA
02.535.360TS | 10886982345981 | 3.5MM VOLT(TM) LOCKING SCREW 60MM T15 STER | Trauma | EA
02.535.365TS | 10886982345998 | 3.5MM VOLT(TM) LOCKING SCREW 65MM T15 STER | Trauma | EA
02.535.370TS | 10886982346001 | 3.5MM VOLT(TM) LOCKING SCREW 70MM T15 STER | Trauma | EA
02.535.660TS | 10886982346018 | 4.0MM VOLT(TM) CANC SCR 60MM PART THRD T15 STER | Trauma | EA
02.535.665TS | 10886982346025 | 4.0MM VOLT(TM) CANC SCR 65MM PART THRD T15 STER | Trauma | EA
02.535.670TS | 10886982346032 | 4.0MM VOLT(TM) CANC SCR 70MM PART THRD T15 STER | Trauma | EA
02.535.860TS | 10886982346049 | 4.0MM VOLT(TM) CANC SCR 60MM FULL THRD T15 STER | Trauma | EA
02.535.865TS | 10886982346056 | 4.0MM VOLT(TM) CANC SCR 65MM FULL THRD T15 STER | Trauma | EA
02.535.870TS | 10886982346063 | 4.0MM VOLT(TM) CANC SCR 70MM FULL THRD T15 STER | Trauma | EA
04.424.158TS | 10886982346070 | 2.4MM VOLT(TM) CORTEX SCREW 58MM T8 STERILE | Trauma | EA
04.424.160TS | 10886982346087 | 2.4MM VOLT(TM) CORTEX SCREW 60MM T8 STERILE | Trauma | EA
04.424.165TS | 10886982346094 | 2.4MM VOLT(TM) CORTEX SCREW 65MM T8 STERILE | Trauma | EA
04.424.170TS | 10886982346100 | 2.4MM VOLT(TM) CORTEX SCREW 70MM T8 STERILE | Trauma | EA
04.424.358TS | 10886982346117 | 2.4MM VOLT(TM) LOCKING SCREW 58MM T8 STERILE | Trauma | EA
04.424.360TS | 10886982346124 | 2.4MM VOLT(TM) LOCKING SCREW 60MM T8 STERILE | Trauma | EA
04.424.365TS | 10886982346131 | 2.4MM VOLT(TM) LOCKING SCREW 65MM T8 STERILE | Trauma | EA
04.424.370TS | 10886982346148 | 2.4MM VOLT(TM) LOCKING SCREW 70MM T8 STERILE | Trauma | EA
04.527.158TS | 10886982346155 | 2.7MM VOLT(TM) CORTEX SCREW 58MM T8 STERILE | Trauma | EA
04.527.160TS | 10886982346162 | 2.7MM VOLT(TM) CORTEX SCREW 60MM T8 STERILE | Trauma | EA
04.527.165TS | 10886982346179 | 2.7MM VOLT(TM) CORTEX SCREW 65MM T8 STERILE | Trauma | EA
04.527.170TS | 10886982346186 | 2.7MM VOLT(TM) CORTEX SCREW 70MM T8 STERILE | Trauma | EA
04.527.358TS | 10886982346193 | 2.7MM VOLT(TM) LOCKING SCREW 58MM T8 STERILE | Trauma | EA
04.527.360TS | 10886982346209 | 2.7MM VOLT(TM) LOCKING SCREW 60MM T8 STERILE | Trauma | EA
04.527.365TS | 10886982346216 | 2.7MM VOLT(TM) LOCKING SCREW 65MM T8 STERILE | Trauma | EA
04.527.370TS | 10886982346223 | 2.7MM VOLT(TM) LOCKING SCREW 70MM T8 STERILE | Trauma | EA
04.535.158TS | 10886982346230 | 3.5MM VOLT(TM) CORTEX SCREW 58MM T15 STER | Trauma | EA
04.535.160TS | 10886982346247 | 3.5MM VOLT(TM) CORTEX SCREW 60MM T15 STER | Trauma | EA
04.535.165TS | 10886982346254 | 3.5MM VOLT(TM) CORTEX SCREW 65MM T15 STER | Trauma | EA
04.535.170TS | 10886982346261 | 3.5MM VOLT(TM) CORTEX SCREW 70MM T15 STER | Trauma | EA
04.535.358TS | 10886982346278 | 3.5MM VOLT(TM) LOCKING SCREW 58MM T15 STER | Trauma | EA
04.535.360TS | 10886982346285 | 3.5MM VOLT(TM) LOCKING SCREW 60MM T15 STER | Trauma | EA
04.535.365TS | 10886982346292 | 3.5MM VOLT(TM) LOCKING SCREW 65MM T15 STER | Trauma | EA
04.535.370TS | 10886982346308 | 3.5MM VOLT(TM) LOCKING SCREW 70MM T15 STER | Trauma | EA
04.535.660TS | 10886982346315 | 4.0MM VOLT(TM) CANC SCR 60MM PART THRD T15 STER | Trauma | EA
04.535.665TS | 10886982346322 | 4.0MM VOLT(TM) CANC SCR 65MM PART THRD T15 STER | Trauma | EA
04.535.670TS | 10886982346339 | 4.0MM VOLT(TM) CANC SCR 70MM PART THRD T15 STER | Trauma | EA
04.535.860TS | 10886982346346 | 4.0MM VOLT(TM) CANC SCR 60MM FULL THRD T15 STER | Trauma | EA
04.535.865TS | 10886982346353 | 4.0MM VOLT(TM) CANC SCR 65MM FULL THRD T15 STER | Trauma | EA
04.535.870TS | 10886982346360 | 4.0MM VOLT(TM) CANC SCR 70MM FULL THRD T15 STER | Trauma | EA
60.527.012 | 10886982346391 | 2.7 VOLT(TM) INSERT PL TRAY FOR TRAY 60.536.006 ALUM | Trauma | EA
60.133.181 | 10886982346414 | OUTER CASE 1 HIGH 1/3 WIDTH | Trauma | EA
60.133.182 | 10886982346421 | OUTER CASE 1 HIGH 2/3 WIDTH | Trauma | EA
04.424.175TS | 10886982346438 | 2.4MM VOLT(TM) CORTEX SCREW 75MM T8 STERILE | Trauma | EA
04.424.180TS | 10886982346445 | 2.4MM VOLT(TM) CORTEX SCREW 80MM T8 STERILE | Trauma | EA
04.424.185TS | 10886982346452 | 2.4MM VOLT(TM) CORTEX SCREW 85MM T8 STERILE | Trauma | EA
04.424.190TS | 10886982346469 | 2.4MM VOLT(TM) CORTEX SCREW 90MM T8 STERILE | Trauma | EA
04.424.375TS | 10886982346476 | 2.4MM VOLT(TM) LOCKING SCREW 75MM T8 STERILE | Trauma | EA
04.424.380TS | 10886982346483 | 2.4MM VOLT(TM) LOCKING SCREW 80MM T8 STERILE | Trauma | EA
04.424.385TS | 10886982346490 | 2.4MM VOLT(TM) LOCKING SCREW 85MM T8 STERILE | Trauma | EA
04.424.390TS | 10886982346506 | 2.4MM VOLT(TM) LOCKING SCREW 90MM T8 STERILE | Trauma | EA
02.527.175TS | 10886982346513 | 2.7MM VOLT(TM) CORTEX SCREW 75MM T8 STERILE | Trauma | EA
02.527.180TS | 10886982346520 | 2.7MM VOLT(TM) CORTEX SCREW 80MM T8 STERILE | Trauma | EA
02.527.185TS | 10886982346537 | 2.7MM VOLT(TM) CORTEX SCREW 85MM T8 STERILE | Trauma | EA
02.527.190TS | 10886982346544 | 2.7MM VOLT(TM) CORTEX SCREW 90MM T8 STERILE | Trauma | EA
02.527.375TS | 10886982346551 | 2.7MM VOLT(TM) LOCKING SCREW 75MM T8 STERILE | Trauma | EA
02.527.380TS | 10886982346568 | 2.7MM VOLT(TM) LOCKING SCREW 80MM T8 STERILE | Trauma | EA
02.527.385TS | 10886982346575 | 2.7MM VOLT(TM) LOCKING SCREW 85MM T8 STERILE | Trauma | EA
02.527.390TS | 10886982346582 | 2.7MM VOLT(TM) LOCKING SCREW 90MM T8 STERILE | Trauma | EA
02.424.175TS | 10886982346599 | 2.4MM VOLT(TM) CORTEX SCREW 75MM T8 STERILE | Trauma | EA
02.424.180TS | 10886982346605 | 2.4MM VOLT(TM) CORTEX SCREW 80MM T8 STERILE | Trauma | EA
02.424.185TS | 10886982346612 | 2.4MM VOLT(TM) CORTEX SCREW 85MM T8 STERILE | Trauma | EA
02.424.190TS | 10886982346629 | 2.4MM VOLT(TM) CORTEX SCREW 90MM T8 STERILE | Trauma | EA
02.424.375TS | 10886982346636 | 2.4MM VOLT(TM) LOCKING SCREW 75MM T8 STERILE | Trauma | EA
02.424.380TS | 10886982346643 | 2.4MM VOLT(TM) LOCKING SCREW 80MM T8 STERILE | Trauma | EA
02.424.385TS | 10886982346650 | 2.4MM VOLT(TM) LOCKING SCREW 85MM T8 STERILE | Trauma | EA
02.424.390TS | 10886982346667 | 2.4MM VOLT(TM) LOCKING SCREW 90MM T8 STERILE | Trauma | EA
68.536.010 | 10886982346674 | VOLT(TM) SF INSTR/REDUC 1 HIGH 2/3 WIDTH SST TRAY | Trauma | EA
68.536.012 | 10886982346681 | 3.5 VOLT(TM) INSERTION INST 1 HIGH 2/3 WIDTH SST TRAY | Trauma | EA
68.536.320 | 10886982346698 | 2.7/3.5 VOLT (TM) BEND CUT INSTR 1 H 2/3 W SST TRAY | Trauma | EA
68.134.111 | 10886982346704 | OUTER CASE LID 3/3 WIDTH/ STAINLESS ST | Trauma | EA
68.134.123 | 10886982346711 | OUTER CASE LID 2/3 WIDTH STAINLESS STEEL | Trauma | EA
68.134.183 | 10886982346728 | OUTER CASE 1 HIGH FULL SIZE/ STAINLESS STEEL | Trauma | EA
68.134.200 | 10886982346735 | OUTER CASE ASSEMBLY 2 HIGH 3/3 WIDTH/ STAINLESS ST | Trauma | EA
68.134.223 | 10886982346742 | OUTER CASE 2 HIGH 2/3 WIDE STAINLESS STEEL | Trauma | EA
68.134.103 | 10886982346759 | AUXILIARY TRAY 1 HIGH 1/3 WIDTH/ STAINLESS ST | Trauma | EA
68.134.169 | 10886982346766 | AUXILIAY TRAY 1 HIGH 2/3 WIDTH SST | Trauma | EA
68.134.171 | 10886982346773 | AUXILIAY TRAY 1 HIGH 3/3 WIDTH SST | Trauma | EA
68.045.030 | 10886982346780 | TRAY F/TIBIAL NAIL EX SP INSTR | Trauma | EA
60.012.304 | 10886982346834 | TRAY F/LCP PROX HUM IMPLANTS | Trauma | EA
60.012.305 | 10886982346841 | TRAY F/LCP DSTL HUM IMPLANTS | Trauma | EA
60.012.306 | 10886982346858 | TRAY F/LCP PROX TIBIA IMPLANTS | Trauma | EA
60.012.307 | 10886982346865 | TRAY F/LCP DSTL TIBIA IMPLANTS | Trauma | EA
03.314.000 | 10886982346872 | MAXFRAME AUTOSTRUT (TM) AUTOMATED HEXAPOD CTRL SYS KIT | Trauma | EA
03.314.100 | 10886982346889 | MAXFRAME AUTOSTRUT (TM) AUTOMATED HEXAPOD ACCESSORIES | Trauma | EA
TEM260261PKG | 00810112598650 | MTP TEMPLATE - LONG 5 RIGHT | Trauma | EA
280020PKG | 00810112597851 | MINIBUNION INSTRUMENTS TRAY | Trauma | EA
2RUM9-A01PKG | 00810112598728 | CROSSROADS AO RATCHET HANDLE | Trauma | EA
245053PKG | 00810112597714 | DYNAFORCE/ DRILL GUIDE/ 12MM | Trauma | EA
245054PKG | 00810112597738 | DYNAFORCE/ DRILL GUIDE/ 15MM | Trauma | EA
280283PKG | 00810112598193 | DYNABUNION RAC BLOCK/ SIZE 0 | Trauma | EA
GS86.1610PKG | 00810112597950 | GSOURCE H10 RETAINING DRIVER | Trauma | EA
TEM270201PKG | 00810112598209 | LZ LAPIDUS PLATE TEMPLATE- S | Trauma | EA
TEM270203PKG | 00810112598216 | LZ LAPIDUS PLATE TEMPLATE- Z | Trauma | EA
28061EPKG | 00810112598223 | CROSSROADS EMPTY 1/3 TRAY | Trauma | EA
245055PKG | 00810112597677 | DYNAFORCE/ DRILL GUIDE/ 15MM | Trauma | EA
245056PKG | 00810112597684 | DYNAFORCE/ DRILL GUIDE/ 18MM | Trauma | EA
245057PKG | 00810112597691 | DYNAFORCE/ DRILL GUIDE/ 20MM | Trauma | EA
245058PKG | 00810112597707 | DYNAFORCE/ DRILL GUIDE/ 25MM | Trauma | EA
130517PKG | 00810112597943 | MOTOBAND CP LARGE PLATE BENDER | Trauma | EA
140519PKG | 00810112598599 | DYNAFORCE MTP CUP REAMER/ 16MM | Trauma | EA
140520PKG | 00810112598605 | DYNAFORCE MTP CUP REAMER/ 18MM | Trauma | EA
140521PKG | 00810112598612 | DYNAFORCE MTP CUP REAMER/ 20MM | Trauma | EA
140522PKG | 00810112598629 | DYNAFORCE MTP CUP REAMER/ 22MM | Trauma | EA
140532PKG | 00810112598636 | DYNAFORCE MTP CUP REAMER/ 24MM | Trauma | EA
280268PKG | 00810112598070 | HINTERMANN DISTRACTOR/ GSOURCE | Trauma | EA
130528PKG | 00810112597936 | MOTOBAND DEPTH GAGE ASSEMBLY | Trauma | EA
140524PKG | 00810112598537 | DYNAFORCE MTP CONE REAMER/ 16 | Trauma | EA
140525PKG | 00810112598544 | DYNAFORCE MTP CONE REAMER/ 18 | Trauma | EA
140526PKG | 00810112598551 | DYNAFORCE MTP CONE REAMER/ 20 | Trauma | EA
140527PKG | 00810112598568 | DYNAFORCE MTP CONE REAMER/ 22 | Trauma | EA
140533PKG | 00810112598575 | DYNAFORCE MTP CONE REAMER/ 24 | Trauma | EA
TEM270207PKG | 00810112598186 | LC PLATE TEMPLATE- BETA | Trauma | EA
2806MPPKG | 00810112598582 | CROSSROADS INNER TRAY - MTP | Trauma | EA
130500PKG | 00810112597929 | MOTOBAND THREADED DRILL GUIDE | Trauma | EA
TEM270205PKG | 00810112598162 | LC PLATE TEMPLATE- ALPHA | Trauma | EA
2806OLPKG | 00810112598179 | OUTER LID CROSSROADS TRAY | Trauma | EA
100024PKG | 00810112597820 | MOTOCLIP INSERTER/ 10X10 | Trauma | EA
100073PKG | 00810112597837 | MOTOCLIP INSERTER/ 12X12 | Trauma | EA
245070PKG | 00810112597615 | DYNAFORCE STAPLE INSTR TRAY | Trauma | EA
245102PKG | 00810112597622 | DYNAFORCE/ INSERTER/ 9MM | Trauma | EA
245106PKG | 00810112597639 | DYNAFORCE/ INSERTER 15MM | Trauma | EA
245107PKG | 00810112597646 | DYNAFORCE/ INSERTER 18MM | Trauma | EA
245108PKG | 00810112597653 | DYNAFORCE/ INSERTER 20MM | Trauma | EA
245109PKG | 00810112597660 | DYNAFORCE/ INSERTER 25MM | Trauma | EA
TEM260268PKG | 00810112598513 | MTP TEMPLATE - EXTENDED 20MM L | Trauma | EA
280260PKG | 00810112598711 | DYNABUNION IM REDUCER | Trauma | EA
TEM260270PKG | 00810112598520 | MTP TEMPLATE - EXT 25MM LEFT | Trauma | EA
245104PKG | 00810112597585 | DYNAFORCE/ INSERTER/ 12MM | Trauma | EA
245105PKG | 00810112597592 | DYNAFORCE/ INSERTER/ 15MM | Trauma | EA
245110PKG | 00810112597608 | DYNAFORCE/ INSERTER SHAFT | Trauma | EA
280012PKG | 00810112597844 | MINIBUNION NON-LOCKING GUIDE | Trauma | EA
TEM260262PKG | 00810112598490 | MTP TEMPLATE - EXT 20MM RIGHT | Trauma | EA
TEM260264PKG | 00810112598506 | MTP TEMPLATE - EXT 25MM RIGHT | Trauma | EA
100029PKG | 00810112597806 | MOTOCLIP DRILL GUIDE/ 10X10 | Trauma | EA
100072PKG | 00810112597813 | MOTOCLIP DRILL GUIDE/ 12X12 | Trauma | EA
280299PKG | 00810112597530 | CORA JOYSTICK | Trauma | EA
TEM260001PKG | 00810112597028 | 15MM S TEMPLATE | Trauma | EA
TEM260002PKG | 00810112597189 | 18MM S TEMPLATE | Trauma | EA
TEM260003PKG | 00810112597516 | 15MM Z TEMPLATE | Trauma | EA
TEM260004PKG | 00810112597523 | 18MM Z TEMPLATE | Trauma | EA
380000PKG | 00810112598483 | PAMALA CUT GUIDE | Trauma | EA
280320PKG | 00810112597011 | DYNAMET CUT GUIDE | Trauma | EA
260294PKG | 00810112597783 | CROSSBAR GUIDE TUBE | Trauma | EA
28061LPKG | 00810112598322 | CROSSROADS 1/3 LID | Trauma | EA
28062LPKG | 00810112598339 | CROSSROADS 2/3 LID | Trauma | EA
280041PKG | 00810112597875 | MINIBUNION SAW GUIDE | Trauma | EA
280274PKG | 00810112598308 | DYNABUNION CUT GUIDE | Trauma | EA
280295PKG | 00810112598315 | OBLIQUE K-WIRE GUIDE | Trauma | EA
245066PKG | 00810112597776 | CROSSROADS STAPLE TAMP | Trauma | EA
TEM260320PKG | 00810112596991 | 15MM STRAIGHT TEMPLATE | Trauma | EA
TEM260321PKG | 00810112597004 | 18MM STRAIGHT TEMPLATE | Trauma | EA
260280PKG | 00810112597974 | CROSSROADS PLATE BENDER | Trauma | EA
280275PKG | 00810112598292 | DYNABUNION RE-CUT GUIDE | Trauma | EA
280286PKG | 00810112598278 | COMPRESSOR WIRE TEMPLATE | Trauma | EA
280289PKG | 00810112598285 | COMPRESSOR BLOCK/ SIZE 3 | Trauma | EA
248520PKG | 00810112598049 | KEEL-LOCK BROACH ASSEMBLY | Trauma | EA
280015PKG | 00810112597868 | MIS BUNION PLATE INSERTER | Trauma | EA
280297PKG | 00810112598261 | COMPRESSOR BLOCK PULL PIN | Trauma | EA
TEM261220PKG | 00810112598698 | MTP TEMPLATE - STANDARD 0 | Trauma | EA
TEM261222PKG | 00810112598704 | MTP TEMPLATE - STANDARD 5 | Trauma | EA
248501PKG | 00810112598018 | KEEL-LOCK DRILL GUIDE 18MM | Trauma | EA
248502PKG | 00810112598025 | KEEL-LOCK DRILL GUIDE 20MM | Trauma | EA
248503PKG | 00810112598032 | KEEL-LOCK DRILL GUIDE 25MM | Trauma | EA
260296PKG | 00810112597745 | 18MM CROSSBAR GUIDE - BODY | Trauma | EA
260297PKG | 00810112597752 | 20MM CROSSBAR GUIDE - BODY | Trauma | EA
260298PKG | 00810112597769 | 25MM CROSSBAR GUIDE - BODY | Trauma | EA
280321PKG | 00810112596977 | DYNAMET RAC BLOCK - SIZE 0 | Trauma | EA
280322PKG | 00810112596984 | DYNAMET RAC BLOCK - SIZE 1 | Trauma | EA
TEM260266PKG | 00810112598667 | MTP TEMPLATE - LONG 0 LEFT | Trauma | EA
TEM260267PKG | 00810112598674 | MTP TEMPLATE - LONG 5 LEFT | Trauma | EA
TEM261224PKG | 00810112598681 | MTP TEMPLATE - STANDARD 10 | Trauma | EA
2806KLPKG | 00810112598735 | CROSSROADS KEEL-LOCK CADDY | Trauma | EA
245051PKG | 00810112597721 | DYNAFORCE/ DRILL GUIDE/ 9MM | Trauma | EA
248511PKG | 00810112597981 | KEEL-LOCK BROACH GUIDE 18MM | Trauma | EA
248512PKG | 00810112597998 | KEEL-LOCK BROACH GUIDE 20MM | Trauma | EA
248513PKG | 00810112598001 | KEEL-LOCK BROACH GUIDE 25MM | Trauma | EA
280284PKG | 00810112598230 | DYNABUNION RACBLOCK/ SIZE 1 | Trauma | EA
280285PKG | 00810112598247 | DYNABUNION RACBLOCK/ SIZE 2 | Trauma | EA
GS86.1608PKG | 00810112597967 | GSOURCE H8 RETAINING DRIVER | Trauma | EA
TEM260260PKG | 00810112598643 | MTP TEMPLATE - LONG 0 RIGHT | Trauma | EA
130505PKG | 00810112597912 | MOTOBAND NON-THREADED GUIDE | Trauma | EA
380152PKG | 00810112598469 | VIRTUGUIDE JOINT WIRE GUIDE | Trauma | EA
121225PKG | 00810112597905 | CROSSROADS AO HANDLE | Trauma | EA
248210PKG | 00810112597882 | STEP STAPLE THREADED HANDLE | Trauma | EA
2806DBPKG | 00810112598124 | CRE TRAY- LAPIDUS/MIDFOOT | Trauma | EA
247000PKG | 00810112597554 | DYNAFORCE PIN 2.2MM | Trauma | EA
247001PKG | 00810112597561 | DYNAFORCE PIN 2.7MM | Trauma | EA
247002PKG | 00810112597578 | DYNAFORCE PIN 3.2MM | Trauma | EA
TEM270308PKG | 00810112598100 | DYNABUNION PLATE TEMPLATE- LT | Trauma | EA
TEM270310PKG | 00810112598117 | DYNABUNION PLATE TEMPLATE- RT | Trauma | EA
100034PKG | 00810112597790 | CROSSCLIP PIN/ SMALL | Trauma | EA
2806OCPKG | 00810112598087 | CROSSROADS TRAY OUTER CASE | Trauma | EA
2806PIPKG | 00810112597899 | CROSSROADS INNER TRAY- PL INST | Trauma | EA
2806SIPKG | 00810112597547 | CROSSROADS TRAY - STAPLE INST | Trauma | EA
SD03.333.000 | 10886982346902 | GUIDE WIRE Ã0.8 LENGTH 100MM DOUBLE TIP | Trauma | EA
SD03.333.001 | 10886982346919 | GUIDE WIRE Ã1.1 LENGTH 150MM DOUBLE TIP | Trauma | EA
SD03.333.002 | 10886982346926 | GUIDE WIRE Ã1.4 LENGTH 150MM DOUBLE TIP | Trauma | EA
SD399.783 | 10886982346964 | REDUCTION FORCEPS W/ SPEED LOCK, 166MM | Trauma | EA
01.037.011FE | 10886982260598 | TFNA 125 DEG NAIL FE SET | Trauma | EA
NA0526 | 10886982260611 | TFNA DISPLAY SET HARD CASE | Trauma | EA
04.038.300D | 10886982260628 | TFNA DEMO BLADE 100MM | Trauma | EA
04.038.100D | 10886982260635 | TFNA DEMO SCREW 100MM | Trauma | EA
04.037.057D | 10886982260642 | TFNA DEMO NAIL 130 DEG/10MM/360MM | Trauma | EA
310.630 |  | 5.0MM CANNULATED DRILL BIT LARGE QC/300MM | Trauma
314.040 |  | 4.0MM HEXAGONAL SCREWDRIVER | Trauma
314.110 |  | HOLDING SLEEVE | Trauma
314.310 |  | HOLDING SLEEVE | Trauma
312.010 |  | 2.8MM ADJUSTABLE PARALLEL WIRE GUIDE | Trauma
310.660 |  | 4.5MM CANNULATED DRILL BIT/QC 170MM | Trauma
312.770 |  | 9.5MM/7.0MM PROTECTION SLEEVE | Trauma
312.860 |  | DRILL GUIDE HANDLE | Trauma
310.780 |  | CANNULATED COUNTERSINK FOR 6.5MM & 7.3MM CANN SCREWS | Trauma
310.790 |  | CANNULATED COUNTERSINK FOR 7.0MM CANNULATED SCREWS | Trauma
311.010 |  | HANDLE WITH MINI QUICK COUPLING | Trauma
310.860 |  | CANNULATED COUNTERSINK F/3.5MM & 4.0MM CANNULATED SCREWS | Trauma
338.680 |  | 150 DEG DHSÂ® TRIAL PLATE | Trauma
338.670 |  | 145 DEG DHSÂ® TRIAL PLATE | Trauma
338.660 |  | 140 DEG DHSÂ® TRIAL PLATE | Trauma
338.650 |  | 135 DEG DHSÂ® TRIAL PLATE | Trauma
338.640 |  | 130 DEG DHSÂ® TRIAL PLATE | Trauma
312.050 |  | 12.0MM/8.5MM PROTECTION SLEEVE | Trauma
312.090 |  | 15.5MM/13MM WASHER SLEEVE | Trauma
312.730 |  | ADJUSTABLE PARALLEL WIRE GUIDE | Trauma
01.131.200FE | 10886982260925 | VAL HAND INSTRUMENT & IMPLANT MPE SET | Trauma | EA
01.131.201FE | 10886982260932 | TI VAL HAND INSTRUMENT & IMPLANT MPE SET | Trauma | EA
60.130.321 | 10886982261137 | VA LOCKING HAND SYSTEM LABEL SHEET | Trauma | EA
CD02.123.002 | 10886982261205 | CUSTOM HUMERUS PLATE/205MM LNG DR. MATZON | Trauma | EA
CD02.123.001 | 10886982261212 | CUSTOM HUMERUS PLATE/195MM LNG DR. MATZON | Trauma | EA
305.400 |  | SMALL FRAGMENT INSTRUMENT & IMPLANT SET GRAPHIC CASE | Trauma
305.500 |  | MINI FRAGMENT INSTRUMENT & IMPLANT SET GRAPHIC CASE | Trauma
338.230 |  | DHSÂ®/DCSÂ® GUIDE SHAFT WITH FLATS | Trauma
305.650 |  | UNIVERSAL NAIL INSERTION INSTRUMENT SET GRAPHIC CASE | Trauma
305.200 |  | 96 DEG CONDYLAR PLATE SET GRAPHIC CASE | Trauma
311.630 |  | CANNULATED TAP FOR 4.0MM CANNULATED SCREWS/147MM | Trauma
314.230 |  | CANNULATED 4.0MM HEXAGONAL SCREWDRIVER SHAFT | Trauma
310.850 |  | CANNULATED COUNTERSINK FOR 4.5MM CANNULATED SCREWS | Trauma
305.750 |  | BONE FORCEPS SET GRAPHIC CASE | Trauma
01.131.101E | 10886982261243 | VA TI LOCKING HAND INST & IMPLANT EVALUATION SET | Trauma | EA
01.131.100E | 10886982261250 | VA LOCKING HAND INST & IMPLANT EVALUATION SET | Trauma | EA
01.130.235FE | 10886982261281 | VA TI LOCKING HAND INSTRUMENT AND IMPLANT FE SET-COMPACT | Trauma | EA
01.131.120 | 10886982261298 | 2.0MM TI VA LOCKING HAND INST AND IMPLANT MODULE SET-STD | Trauma | EA
01.131.115 | 10886982261304 | 1.5MM TI VA LOCKING HAND INST AND IMPLANT MODULE SET-STD | Trauma | EA
01.131.113 | 10886982261311 | 1.3MM TI LOCKING HAND INST AND IMPLANT MODULE SET-STD | Trauma | EA
01.131.100FE | 10886982261328 | VA LOCKING HAND INSTRUMENT & IMPLANT FIELD EQUIPMENT SET | Trauma | EA
01.131.101FE | 10886982261335 | VA TI LOCKING HAND INSTRUMENT & IMPLANT FIELD EQUIPMENT SET | Trauma | EA
01.131.100 | 10886982261342 | VA LOCKING HAND INSTRUMENT & IMPLANT SET - STANDARD | Trauma | EA
01.131.020 | 10886982261359 | 2.0MM VA LOCKING HAND INST & IMPLANT MODULE SET - STD | Trauma | EA
01.131.015 | 10886982261366 | 1.5MM VA LOCKING HAND INST AND IMPLANT MODULE SET-STD | Trauma | EA
01.131.013 | 10886982261373 | 1.3MM LOCKING HAND INSTRUMENT & IMPLANT MODULE SET-STD | Trauma | EA
01.131.101 | 10886982261380 | VA TI LOCKING HAND INSTRUMENT & IMPLANT SET-STANDARD | Trauma | EA
01.130.225FE | 10886982261434 | VA LOCKING HAND INSTRUMENT AND IMPLANT FE SET - COMPACT | Trauma | EA
01.130.013 | 10886982261441 | 1.3 LOCKING & 1.0 INSTRUMENT & IMPLANT MODULE SET - COMPACT | Trauma | EA
01.130.015 | 10886982261458 | 1.5 VA LCKING HAND INST & IMPLANT MODULE SET - COMPACT | Trauma | EA
01.130.020 | 10886982261465 | 2.0 VA LCKING HAND INST & IMPLANT MODULE SET - COMPACT | Trauma | EA
01.130.113 | 10886982261472 | 1.3 TI LCKING & 1.0 INST & IMPLANT MODULE SET - COMPACT | Trauma | EA
01.130.115 | 10886982261489 | 1.5 TI VA LCKING HAND INST & IMPLANT MODULE SET - COMPACT | Trauma | EA
01.130.120 | 10886982261519 | 2.0 TI VA LCKING HAND INST & IMPLANT MODULE SET - COMPACT | Trauma | EA
01.130.210 | 10886982261496 | 1/3 INSTRUMENT TRAY/STANDARD FOR VA LOCKING HAND SYSTEM SET | Trauma | EA
01.130.211 | 10886982261502 | 1/3 INST TRAY CUT & BEND FOR VA LOCKING HAND SYSTEM SET | Trauma | EA
01.130.212 | 10886982261397 | 1/3 INST TRAY/REDUCTION FOR VA LOCKING HAND SYSTEM SET | Trauma | EA
01.130.225 | 10886982261403 | VA LOCKING HAND INSTRUMENT AND IMPLANT SET-COMPACT | Trauma | EA
01.130.235 | 10886982261410 | VA TI LOCKING HAND INSTRUMENT AND IMPLANT SET-COMPACT | Trauma | EA
2527 | 10886982261427 | DEPUY SYNTHES VET PRICE LIST 2015-2016 | Trauma | EA
01.037.004FE2 | 10886982262219 | TFNA SCREW ONLY-130 DEG FE SET | Trauma | EA
01.037.004FE1 | 10886982262202 | TFNA SCREW ONLY-125 DEG FE SET | Trauma | EA
01.037.000FE | 10886982262189 | TFNA STANDARD SET-FE | Trauma | EA
01.037.004 | 10886982262196 | TFNA SCREW ONLY SET | Trauma | EA
SD398.758 | 10886982262264 | PERCUTANEOUS ARM ROTATING TIP | Trauma | EA
03.312.950S | 10886982262295 | Ã 3.5MM DRILL BIT - STERILE | Trauma | EA
292.120 | 10886982262301 | KIRSCHNER WIRE 1.25MM LENGTH 150MM | Trauma | EA
SD900.502S | 10886982262486 | TRUMATCH GRAFT CAGE-LONG BONE >10CM TO 15CM/STERILE | Trauma | EA
SD900.503S | 10886982262493 | TRUMATCH GRAFT CAGE-LONG BONE >15CM TO 20CM/DBL CAGE/STERILE | Trauma | EA
SD900.504S | 10886982262509 | TRUMATCH GRAFT CAGE-LONG BONE >20CM TO 25CM/DBL CAGE/STERILE | Trauma | EA
SD900.505S | 10886982262516 | TRUMATCH GRAFT CAGE-LONG BONE >25CM TO 30CM/DBL CAGE/STERILE | Trauma | EA
CD02.110.151 | 10886982262837 | WRIST FUSION-LCP PLATE SHORT BEND-13 HOLE-DR GELLER | Trauma | EA
04.229.008 | 10886982263247 | 2.0MM TI CANN COMPRESSION HEADLESS SCREW- 8MM | Trauma | EA
04.229.010 | 10886982263254 | 2.0MM TI CANN COMPRESSION HEADLESS SCREW- 10MM | Trauma | EA
04.229.012 | 10886982263261 | 2.0MM TI CANN COMPRESSION HEADLESS SCREW- 12MM | Trauma | EA
04.229.014 | 10886982263278 | 2.0MM TI CANN COMPRESSION HEADLESS SCREW- 14MM | Trauma | EA
04.229.016 | 10886982263285 | 2.0MM TI CANN COMPRESSION HEADLESS SCREW- 16MM | Trauma | EA
04.229.018 | 10886982263292 | 2.0MM TI CANN COMPRESSION HEADLESS SCREW- 18MM | Trauma | EA
04.229.020 | 10886982263308 | 2.0MM TI CANN COMPRESSION HEADLESS SCREW- 20MM | Trauma | EA
04.229.022 | 10886982263315 | 2.0MM TI CANN COMPRESSION HEADLESS SCREW- 22MM | Trauma | EA
04.229.024 | 10886982263322 | 2.0MM TI CANN COMPRESSION HEADLESS SCREW- 24MM | Trauma | EA
04.229.026 | 10886982263339 | 2.0MM TI CANN COMPRESSION HEADLESS SCREW- 26MM | Trauma | EA
04.229.028 | 10886982263346 | 2.0MM TI CANN COMPRESSION HEADLESS SCREW- 28MM | Trauma | EA
04.229.030 | 10886982263353 | 2.0MM TI CANN COMPRESSION HEADLESS SCREW- 30MM | Trauma | EA
04.229.008TS | 10886982263445 | 2.0MM TI CANN COMPRESSION HEADLESS SCREW- 8MM- STER | Trauma | EA
04.229.010TS | 10886982263452 | 2.0MM TI CANN COMPRESSION HEADLESS SCREW- 10MM- STER | Trauma | EA
04.229.012TS | 10886982263469 | 2.0MM TI CANN COMPRESSION HEADLESS SCREW- 12MM- STER | Trauma | EA
04.229.014TS | 10886982263476 | 2.0MM TI CANN COMPRESSION HEADLESS SCREW- 14MM- STER | Trauma | EA
04.229.016TS | 10886982263483 | 2.0MM TI CANN COMPRESSION HEADLESS SCREW- 16MM- STER | Trauma | EA
04.229.018TS | 10886982263490 | 2.0MM TI CANN COMPRESSION HEADLESS SCREW- 18MM- STER | Trauma | EA
04.229.020TS | 10886982263506 | 2.0MM TI CANN COMPRESSION HEADLESS SCREW- 20MM- STER | Trauma | EA
04.229.022TS | 10886982263513 | 2.0MM TI CANN COMPRESSION HEADLESS SCREW- 22MM- STER | Trauma | EA
04.229.024TS | 10886982263520 | 2.0MM TI CANN COMPRESSION HEADLESS SCREW- 24MM- STER | Trauma | EA
04.229.026TS | 10886982263537 | 2.0MM TI CANN COMPRESSION HEADLESS SCREW- 26MM- STER | Trauma | EA
04.229.028TS | 10886982263544 | 2.0MM TI CANN COMPRESSION HEADLESS SCREW- 28MM- STER | Trauma | EA
04.229.030TS | 10886982263551 | 2.0MM TI CANN COMPRESSION HEADLESS SCREW- 30MM- STER | Trauma | EA
CD322.005 | 10886982264121 | DISTRACTION SHIM/ 2MM | Trauma | EA
CD322.006 | 10886982264138 | DISTRACTION SHIM/ 4MM | Trauma | EA
CD322.003 | 10886982264107 | DISTRACTION RING 1 14MM OFFSET | Trauma | EA
CD322.004 | 10886982264114 | DISTRACTION RING 2 14MM OFFSET | Trauma | EA
04.228.008TS | 10886982263612 | 2.0MM TI CANN COMPRESSION HEADLESS SCREW- FT- 8MM- STER | Trauma | EA
04.228.010TS | 10886982263629 | 2.0MM TI CANN COMPRESSION HEADLESS SCREW- FT- 10MM- STER | Trauma | EA
04.228.012TS | 10886982263636 | 2.0MM TI CANN COMPRESSION HEADLESS SCREW- FT- 12MM- STER | Trauma | EA
04.228.014TS | 10886982263643 | 2.0MM TI CANN COMPRESSION HEADLESS SCREW- FT- 14MM- STER | Trauma | EA
04.228.016TS | 10886982263650 | 2.0MM TI CANN COMPRESSION HEADLESS SCREW- FT- 16MM- STER | Trauma | EA
04.228.018TS | 10886982263667 | 2.0MM TI CANN COMPRESSION HEADLESS SCREW- FT- 18MM- STER | Trauma | EA
04.228.020TS | 10886982263674 | 2.0MM TI CANN COMPRESSION HEADLESS SCREW- FT- 20MM- STER | Trauma | EA
04.228.022TS | 10886982263681 | 2.0MM TI CANN COMPRESSION HEADLESS SCREW- FT- 22MM- STER | Trauma | EA
04.228.024TS | 10886982263698 | 2.0MM TI CANN COMPRESSION HEADLESS SCREW- FT- 24MM- STER | Trauma | EA
04.228.026TS | 10886982263704 | 2.0MM TI CANN COMPRESSION HEADLESS SCREW- FT- 26MM- STER | Trauma | EA
04.228.030TS | 10886982263711 | 2.0MM TI CANN COMPRESSION HEADLESS SCREW- FT- 30MM- STER | Trauma | EA
04.228.028TS | 10886982263728 | 2.0MM TI CANN COMPRESSION HEADLESS SCREW- FT- 28MM- STER | Trauma | EA
04.228.008 | 10886982266781 | 2.0MM TI CANN COMPRESSION HEADLESS SCREW-FT-8MM | Trauma | EA
04.228.010 | 10886982266798 | 2.0MM TI CANN COMPRESSION HEADLESS SCREW-FT-10MM | Trauma | EA
04.228.012 | 10886982266804 | 2.0MM TI CANN COMPRESSION HEADLESS SCREW-FT-12MM | Trauma | EA
04.228.014 | 10886982266811 | 2.0MM TI CANN COMPRESSION HEADLESS SCREW-FT-14MM | Trauma | EA
04.228.016 | 10886982266828 | 2.0MM TI CANN COMPRESSION HEADLESS SCREW-FT-16MM | Trauma | EA
04.228.110TS | 10886982263735 | 2.4MM TI CANN COMPRESSION HEADLESS SCREW- FT- 10MM- STER | Trauma | EA
04.228.112TS | 10886982263742 | 2.4MM TI CANN COMPRESSION HEADLESS SCREW- FT- 12MM- STER | Trauma | EA
04.228.114TS | 10886982263759 | 2.4MM TI CANN COMPRESSION HEADLESS SCREW- FT- 14MM- STER | Trauma | EA
04.228.116TS | 10886982263766 | 2.4MM TI CANN COMPRESSION HEADLESS SCREW- FT- 16MM- STER | Trauma | EA
04.228.118TS | 10886982263773 | 2.4MM TI CANN COMPRESSION HEADLESS SCREW- FT- 18MM- STER | Trauma | EA
04.228.120TS | 10886982263780 | 2.4MM TI CANN COMPRESSION HEADLESS SCREW- FT- 20MM- STER | Trauma | EA
04.228.122TS | 10886982263797 | 2.4MM TI CANN COMPRESSION HEADLESS SCREW- FT- 22MM- STER | Trauma | EA
04.228.124TS | 10886982263803 | 2.4MM TI CANN COMPRESSION HEADLESS SCREW- FT- 24MM- STER | Trauma | EA
04.228.126TS | 10886982263810 | 2.4MM TI CANN COMPRESSION HEADLESS SCREW- FT- 26MM- STER | Trauma | EA
04.228.128TS | 10886982263827 | 2.4MM TI CANN COMPRESSION HEADLESS SCREW- FT- 28MM- STER | Trauma | EA
04.228.130TS | 10886982263834 | 2.4MM TI CANN COMPRESSION HEADLESS SCREW- FT- 30MM- STER | Trauma | EA
04.228.132TS | 10886982263841 | 2.4MM TI CANN COMPRESSION HEADLESS SCREW- FT- 32MM- STER | Trauma | EA
04.228.018 | 10886982266835 | 2.0MM TI CANN COMPRESSION HEADLESS SCREW-FT-18MM | Trauma | EA
04.228.134TS | 10886982263858 | 2.4MM TI CANN COMPRESSION HEADLESS SCREW- FT- 34MM- STER | Trauma | EA
04.228.136TS | 10886982263865 | 2.4MM TI CANN COMPRESSION HEADLESS SCREW- FT- 36MM- STER | Trauma | EA
04.228.138TS | 10886982263872 | 2.4MM TI CANN COMPRESSION HEADLESS SCREW- FT- 38MM- STER | Trauma | EA
04.228.020 | 10886982266842 | 2.0MM TI CANN COMPRESSION HEADLESS SCREW-FT -20MM | Trauma | EA
04.228.140TS | 10886982263889 | 2.4MM TI CANN COMPRESSION HEADLESS SCREW- FT- 40MM- STER | Trauma | EA
04.228.022 | 10886982266859 | 2.0MM TI CANN COMPRESSION HEADLESS SCREW-FT-22MM | Trauma | EA
04.228.024 | 10886982266866 | 2.0MM TI CANN COMPRESSION HEADLESS SCREW- FT- 24MM | Trauma | EA
04.228.026 | 10886982266873 | 2.0MM TI CANN COMPRESSION HEADLESS SCREW- FT- 26MM | Trauma | EA
04.228.028 | 10886982266880 | 2.0MM TI CANN COMPRESSION HEADLESS SCREW- FT- 28MM | Trauma | EA
04.228.030 | 10886982266897 | 2.0MM TI CANN COMPRESSION HEADLESS SCREW- FT- 30MM | Trauma | EA
04.228.110 | 10886982266903 | 2.4MM TI CANN COMPRESSION HEADLESS SCREW- FT- 10MM | Trauma | EA
04.228.112 | 10886982266910 | 2.4MM TI CANN COMPRESSION HEADLESS SCREW- FT- 12MM | Trauma | EA
04.228.114 | 10886982266927 | 2.4MM TI CANN COMPRESSION HEADLESS SCREW- FT- 14MM | Trauma | EA
04.228.116 | 10886982266934 | 2.4MM TI CANN COMPRESSION HEADLESS SCREW- FT- 16MM | Trauma | EA
04.228.118 | 10886982266941 | 2.4MM TI CANN COMPRESSION HEADLESS SCREW- FT- 18MM | Trauma | EA
04.228.120 | 10886982266958 | 2.4MM TI CANN COMPRESSION HEADLESS SCREW- FT- 20MM | Trauma | EA
04.228.122 | 10886982266965 | 2.4MM TI CANN COMPRESSION HEADLESS SCREW- FT- 22MM | Trauma | EA
04.228.124 | 10886982266972 | 2.4MM TI CANN COMPRESSION HEADLESS SCREW- FT- 24MM | Trauma | EA
04.228.126 | 10886982266989 | 2.4MM TI CANN COMPRESSION HEADLESS SCREW- FT- 26MM | Trauma | EA
04.228.128 | 10886982266996 | 2.4MM TI CANN COMPRESSION HEADLESS SCREW- FT- 28MM | Trauma | EA
04.228.130 | 10886982267009 | 2.4MM TI CANN COMPRESSION HEADLESS SCREW- FT- 30MM | Trauma | EA
04.228.132 | 10886982267016 | 2.4MM TI CANN COMPRESSION HEADLESS SCREW- FT- 32MM | Trauma | EA
04.228.134 | 10886982267023 | 2.4MM TI CANN COMPRESSION HEADLESS SCREW- FT- 34MM | Trauma | EA
04.228.210TS | 10886982263896 | 3.0MM TI CANN COMPRESSION HEADLESS SCREW- FT- 10MM- STER | Trauma | EA
04.228.212TS | 10886982263902 | 3.0MM TI CANN COMPRESSION HEADLESS SCREW- FT- 12MM- STER | Trauma | EA
04.228.214TS | 10886982263919 | 3.0MM TI CANN COMPRESSION HEADLESS SCREW- FT- 14MM- STER | Trauma | EA
04.228.216TS | 10886982263926 | 3.0MM TI CANN COMPRESSION HEADLESS SCREW- FT- 16MM- STER | Trauma | EA
04.228.218TS | 10886982263933 | 3.0MM TI CANN COMPRESSION HEADLESS SCREW- FT- 18MM- STER | Trauma | EA
04.228.220TS | 10886982263940 | 3.0MM TI CANN COMPRESSION HEADLESS SCREW- FT- 20MM- STER | Trauma | EA
04.228.222TS | 10886982263957 | 3.0MM TI CANN COMPRESSION HEADLESS SCREW- FT- 22MM- STER | Trauma | EA
04.228.224TS | 10886982263964 | 3.0MM TI CANN COMPRESSION HEADLESS SCREW- FT- 24MM- STER | Trauma | EA
04.228.226TS | 10886982263971 | 3.0MM TI CANN COMPRESSION HEADLESS SCREW- FT- 26MM- STER | Trauma | EA
04.228.228TS | 10886982263988 | 3.0MM TI CANN COMPRESSION HEADLESS SCREW- FT- 28MM- STER | Trauma | EA
04.228.230TS | 10886982263995 | 3.0MM TI CANN COMPRESSION HEADLESS SCREW- FT- 30MM- STER | Trauma | EA
04.228.232TS | 10886982264008 | 3.0MM TI CANN COMPRESSION HEADLESS SCREW- FT- 32MM- STER | Trauma | EA
04.228.234TS | 10886982264015 | 3.0MM TI CANN COMPRESSION HEADLESS SCREW- FT- 34MM- STER | Trauma | EA
04.228.238TS | 10886982264022 | 3.0MM TI CANN COMPRESSION HEADLESS SCREW- FT- 38MM- STER | Trauma | EA
04.228.240TS | 10886982264039 | 3.0MM TI CANN COMPRESSION HEADLESS SCREW- FT- 40MM- STER | Trauma | EA
04.228.242TS | 10886982264046 | 3.0MM TI CANN COMPRESSION HEADLESS SCREW- FT- 42MM- STER | Trauma | EA
04.228.244TS | 10886982264053 | 3.0MM TI CANN COMPRESSION HEADLESS SCREW- FT- 44MM- STER | Trauma | EA
04.228.246TS | 10886982264060 | 3.0MM TI CANN COMPRESSION HEADLESS SCREW- FT- 46MM- STER | Trauma | EA
04.228.248TS | 10886982264077 | 3.0MM TI CANN COMPRESSION HEADLESS SCREW- FT- 48MM- STER | Trauma | EA
04.228.250TS | 10886982264084 | 3.0MM TI CANN COMPRESSION HEADLESS SCREW- FT- 50MM- STER | Trauma | EA
04.228.236TS | 10886982264091 | 3.0MM TI CANN COMPRESSION HEADLESS SCREW- FT- 36MM- STER | Trauma | EA
04.228.136 | 10886982267030 | 2.4MM TI CANN COMPRESSION HEADLESS SCREW- FT- 36MM | Trauma | EA
04.228.138 | 10886982267047 | 2.4MM TI CANN COMPRESSION HEADLESS SCREW-FT-38MM | Trauma | EA
04.228.140 | 10886982267054 | 2.4MM TI CANN COMPRESSION HEADLESS SCREW-FT-40MM | Trauma | EA
04.228.210 | 10886982267061 | 3.0MM TI CANN COMPRESSION HEADLESS SCREW- FT- 10MM | Trauma | EA
04.228.212 | 10886982267078 | 3.0MM TI CANN COMPRESSION HEADLESS SCREW- FT- 12MM | Trauma | EA
04.228.214 | 10886982267085 | 3.0MM TI CANN COMPRESSION HEADLESS SCREW- FT- 14MM | Trauma | EA
04.228.216 | 10886982267092 | 3.0MM TI CANN COMPRESSION HEADLESS SCREW- FT- 16MM | Trauma | EA
04.228.218 | 10886982266774 | 3.0MM TI CANN COMPRESSION HEADLESS SCREW- FT- 18MM | Trauma | EA
04.228.220 | 10886982267108 | 3.0MM TI CANN COMPRESSION HEADLESS SCREW- FT- 20MM | Trauma | EA
04.228.222 | 10886982267115 | 3.0MM TI CANN COMPRESSION HEADLESS SCREW- FT- 22MM | Trauma | EA
04.228.224 | 10886982267122 | 3.0MM TI CANN COMPRESSION HEADLESS SCREW- FT- 24MM | Trauma | EA
04.228.226 | 10886982267139 | 3.0MM TI CANN COMPRESSION HEADLESS SCREW- FT- 26MM | Trauma | EA
04.228.228 | 10886982267146 | 3.0MM TI CANN COMPRESSION HEADLESS SCREW- FT- 28MM | Trauma | EA
04.228.230 | 10886982267153 | 3.0MM TI CANN COMPRESSION HEADLESS SCREW- FT- 30MM | Trauma | EA
04.228.232 | 10886982267160 | 3.0MM TI CANN COMPRESSION HEADLESS SCREW- FT- 32MM | Trauma | EA
04.228.234 | 10886982267177 | 3.0MM TI CANN COMPRESSION HEADLESS SCREW- FT- 34MM | Trauma | EA
04.228.236 | 10886982267184 | 3.0MM TI CANN COMPRESSION HEADLESS SCREW- FT- 36MM | Trauma | EA
04.228.238 | 10886982267191 | 3.0MM TI CANN COMPRESSION HEADLESS SCREW- FT- 38MM | Trauma | EA
04.228.240 | 10886982267207 | 3.0MM TI CANN COMPRESSION HEADLESS SCREW- FT- 40MM | Trauma | EA
04.228.242 | 10886982267214 | 3.0MM TI CANN COMPRESSION HEADLESS SCREW- FT- 42MM | Trauma | EA
04.228.244 | 10886982267221 | 3.0MM TI CANN COMPRESSION HEADLESS SCREW- FT- 44MM | Trauma | EA
04.228.246 | 10886982267238 | 3.0MM TI CANN COMPRESSION HEADLESS SCREW- FT- 46MM | Trauma | EA
04.228.248 | 10886982267245 | 3.0MM TI CANN COMPRESSION HEADLESS SCREW- FT- 48MM | Trauma | EA
04.228.250 | 10886982267252 | 3.0MM TI CANN COMPRESSION HEADLESS SCREW- FT- 50MM | Trauma | EA
04.228.312 | 10886982267269 | 3.5MM TI CANN COMPRESSION HEADLESS SCREW- FT- 12MM | Trauma | EA
04.228.314 | 10886982267276 | 3.5MM TI CANN COMPRESSION HEADLESS SCREW- FT- 14MM | Trauma | EA
04.228.316 | 10886982267283 | 3.5MM TI CANN COMPRESSION HEADLESS SCREW- FT- 16MM | Trauma | EA
04.228.318 | 10886982267290 | 3.5MM TI CANN COMPRESSION HEADLESS SCREW- FT- 18MM | Trauma | EA
04.228.320 | 10886982267306 | 3.5MM TI CANN COMPRESSION HEADLESS SCREW- FT- 20MM | Trauma | EA
04.228.322 | 10886982267313 | 3.5MM TI CANN COMPRESSION HEADLESS SCREW- FT- 22MM | Trauma | EA
04.228.324 | 10886982267320 | 3.5MM TI CANN COMPRESSION HEADLESS SCREW- FT- 24MM | Trauma | EA
04.228.326 | 10886982267337 | 3.5MM TI CANN COMPRESSION HEADLESS SCREW- FT- 26MM | Trauma | EA
04.228.328 | 10886982267344 | 3.5MM TI CANN COMPRESSION HEADLESS SCREW- FT- 28MM | Trauma | EA
04.228.330 | 10886982267351 | 3.5MM TI CANN COMPRESSION HEADLESS SCREW- FT- 30MM | Trauma | EA
04.228.332 | 10886982267368 | 3.5MM TI CANN COMPRESSION HEADLESS SCREW- FT- 32MM | Trauma | EA
04.228.334 | 10886982266170 | 3.5MM TI CANN COMPRESSION HEADLESS SCREW- FT- 34MM | Trauma | EA
04.228.336 | 10886982266187 | 3.5MM TI CANN COMPRESSION HEADLESS SCREW- FT- 36MM | Trauma | EA
04.228.338 | 10886982266194 | 3.5MM TI CANN COMPRESSION HEADLESS SCREW- FT- 38MM | Trauma | EA
04.228.340 | 10886982266200 | 3.5MM TI CANN COMPRESSION HEADLESS SCREW- FT- 40MM | Trauma | EA
04.228.342 | 10886982266217 | 3.5MM TI CANN COMPRESSION HEADLESS SCREW- FT- 42MM | Trauma | EA
04.228.344 | 10886982266224 | 3.5MM TI CANN COMPRESSION HEADLESS SCREW- FT- 44MM | Trauma | EA
04.228.346 | 10886982266231 | 3.5MM TI CANN COMPRESSION HEADLESS SCREW- FT- 46MM | Trauma | EA
04.228.348 | 10886982266248 | 3.5MM TI CANN COMPRESSION HEADLESS SCREW- FT- 48MM | Trauma | EA
04.228.350 | 10886982266255 | 3.5MM TI CANN COMPRESSION HEADLESS SCREW- FT- 50MM | Trauma | EA
04.228.352 | 10886982266262 | 3.5MM TI CANN COMPRESSION HEADLESS SCREW- FT- 52MM | Trauma | EA
04.228.354 | 10886982266279 | 3.5MM TI CANN COMPRESSION HEADLESS SCREW- FT- 54MM | Trauma | EA
04.228.356 | 10886982266286 | 3.5MM TI CANN COMPRESSION HEADLESS SCREW- FT- 56MM | Trauma | EA
04.228.358 | 10886982266293 | 3.5MM TI CANN COMPRESSION HEADLESS SCREW- FT- 58MM | Trauma | EA
04.228.360 | 10886982266309 | 3.5MM TI CANN COMPRESSION HEADLESS SCREW- FT- 60MM | Trauma | EA
04.228.412 | 10886982266316 | 4.0MM TI CANN COMPRESSION HEADLESS SCREW- FT- 12MM | Trauma | EA
04.228.312TS | 10886982264145 | 3.5MM TI CANN COMPRESSION HEADLESS SCREW- FT- 12MM- STER | Trauma | EA
04.228.414 | 10886982266323 | 4.0MM TI CANN COMPRESSION HEADLESS SCREW- FT- 14MM | Trauma | EA
04.228.314TS | 10886982264152 | 3.5MM TI CANN COMPRESSION HEADLESS SCREW- FT- 14MM- STER | Trauma | EA
04.228.316TS | 10886982264169 | 3.5MM TI CANN COMPRESSION HEADLESS SCREW- FT- 16MM- STER | Trauma | EA
04.228.416 | 10886982266330 | 4.0MM TI CANN COMPRESSION HEADLESS SCREW- FT- 16MM | Trauma | EA
04.228.418 | 10886982266347 | 4.0MM TI CANN COMPRESSION HEADLESS SCREW- FT- 18MM | Trauma | EA
04.228.318TS | 10886982264183 | 3.5MM TI CANN COMPRESSION HEADLESS SCREW- FT- 18MM- STER | Trauma | EA
04.228.320TS | 10886982264190 | 3.5MM TI CANN COMPRESSION HEADLESS SCREW- FT- 20MM- STER | Trauma | EA
04.228.420 | 10886982266354 | 4.0MM TI CANN COMPRESSION HEADLESS SCREW- FT- 20MM | Trauma | EA
04.228.322TS | 10886982264206 | 3.5MM TI CANN COMPRESSION HEADLESS SCREW- FT- 22MM- STER | Trauma | EA
04.228.324TS | 10886982264213 | 3.5MM TI CANN COMPRESSION HEADLESS SCREW- FT- 24MM- STER | Trauma | EA
04.228.422 | 10886982266361 | 4.0MM TI CANN COMPRESSION HEADLESS SCREW- FT- 22MM | Trauma | EA
04.228.424 | 10886982266378 | 4.0MM TI CANN COMPRESSION HEADLESS SCREW- FT- 24MM | Trauma | EA
04.228.426 | 10886982266385 | 4.0MM TI CANN COMPRESSION HEADLESS SCREW- FT- 26MM | Trauma | EA
04.228.326TS | 10886982264220 | 3.5MM TI CANN COMPRESSION HEADLESS SCREW- FT- 26MM- STER | Trauma | EA
04.228.338TS | 10886982264237 | 3.5MM TI CANN COMPRESSION HEADLESS SCREW- FT- 38MM- STER | Trauma | EA
04.228.328TS | 10886982264244 | 3.5MM TI CANN COMPRESSION HEADLESS SCREW- FT- 28MM- STER | Trauma | EA
04.228.428 | 10886982266392 | 4.0MM TI CANN COMPRESSION HEADLESS SCREW- FT- 28MM | Trauma | EA
04.228.330TS | 10886982264251 | 3.5MM TI CANN COMPRESSION HEADLESS SCREW- FT- 30MM- STER | Trauma | EA
04.228.332TS | 10886982264268 | 3.5MM TI CANN COMPRESSION HEADLESS SCREW- FT- 32MM- STER | Trauma | EA
04.228.430 | 10886982266408 | 4.0MM TI CANN COMPRESSION HEADLESS SCREW- FT- 30MM | Trauma | EA
04.228.334TS | 10886982264275 | 3.5MM TI CANN COMPRESSION HEADLESS SCREW- FT- 34MM- STER | Trauma | EA
04.228.432 | 10886982266415 | 4.0MM TI CANN COMPRESSION HEADLESS SCREW- FT- 32MM | Trauma | EA
04.228.336TS | 10886982264282 | 3.5MM TI CANN COMPRESSION HEADLESS SCREW- FT- 36MM- STER | Trauma | EA
04.228.340TS | 10886982264299 | 3.5MM TI CANN COMPRESSION HEADLESS SCREW- FT- 40MM- STER | Trauma | EA
04.228.434 | 10886982266422 | 4.0MM TI CANN COMPRESSION HEADLESS SCREW- FT- 34MM | Trauma | EA
04.228.342TS | 10886982264305 | 3.5MM TI CANN COMPRESSION HEADLESS SCREW- FT- 42MM- STER | Trauma | EA
04.228.436 | 10886982266439 | 4.0MM TI CANN COMPRESSION HEADLESS SCREW- FT- 36MM | Trauma | EA
04.228.344TS | 10886982264312 | 3.5MM TI CANN COMPRESSION HEADLESS SCREW- FT- 44MM- STER | Trauma | EA
04.228.438 | 10886982266446 | 4.0MM TI CANN COMPRESSION HEADLESS SCREW- FT- 38MM | Trauma | EA
04.228.440 | 10886982266453 | 4.0MM TI CANN COMPRESSION HEADLESS SCREW- FT- 40MM | Trauma | EA
04.228.442 | 10886982266460 | 4.0MM TI CANN COMPRESSION HEADLESS SCREW- FT- 42MM | Trauma | EA
04.228.444 | 10886982266477 | 4.0MM TI CANN COMPRESSION HEADLESS SCREW- FT- 44MM | Trauma | EA
04.228.346TS | 10886982264329 | 3.5MM TI CANN COMPRESSION HEADLESS SCREW- FT- 46MM- STER | Trauma | EA
04.228.446 | 10886982266484 | 4.0MM TI CANN COMPRESSION HEADLESS SCREW- FT- 46MM | Trauma | EA
04.228.348TS | 10886982264336 | 3.5MM TI CANN COMPRESSION HEADLESS SCREW- FT- 48MM- STER | Trauma | EA
04.228.448 | 10886982266491 | 4.0MM TI CANN COMPRESSION HEADLESS SCREW-FT-48MM | Trauma | EA
04.228.352TS | 10886982264176 | 3.5MM TI CANN COMPRESSION HEADLESS SCREW- FT- 52MM- STER | Trauma | EA
04.228.450 | 10886982266507 | 4.0MM TI CANN COMPRESSION HEADLESS SCREW-FT-50MM | Trauma | EA
04.228.452 | 10886982266514 | 4.0MM TI CANN COMPRESSION HEADLESS SCREW-FT-52MM | Trauma | EA
04.228.454 | 10886982266521 | 4.0MM TI CANN COMPRESSION HEADLESS SCREW-FT-54MM | Trauma | EA
04.228.350TS | 10886982264343 | 3.5MM TI CANN COMPRESSION HEADLESS SCREW- FT- 50MM- STER | Trauma | EA
04.228.354TS | 10886982264350 | 3.5MM TI CANN COMPRESSION HEADLESS SCREW- FT- 54MM- STER | Trauma | EA
04.228.356TS | 10886982264367 | 3.5MM TI CANN COMPRESSION HEADLESS SCREW- FT- 56MM- STER | Trauma | EA
04.228.358TS | 10886982264374 | 3.5MM TI CANN COMPRESSION HEADLESS SCREW- FT- 58MM- STER | Trauma | EA
04.228.360TS | 10886982264381 | 3.5MM TI CANN COMPRESSION HEADLESS SCREW- FT- 60MM- STER | Trauma | EA
04.228.456 | 10886982266538 | 4.0MM TI CANN COMPRESSION HEADLESS SCREW- FT-56MM | Trauma | EA
04.228.458 | 10886982266545 | 4.0MM TI CANN COMPRESSION HEADLESS SCREW-FT-58MM | Trauma | EA
04.228.460 | 10886982266552 | 4.0MM TI CANN COMPRESSION HEADLESS SCREW-FT -60MM | Trauma | EA
04.228.412TS | 10886982264398 | 4.0MM TI CANN COMPRESSION HEADLESS SCREW- FT- 12MM- STER | Trauma | EA
04.228.414TS | 10886982264404 | 4.0MM TI CANN COMPRESSION HEADLESS SCREW- FT- 14MM- STER | Trauma | EA
04.228.416TS | 10886982264411 | 4.0MM TI CANN COMPRESSION HEADLESS SCREW- FT- 16MM- STER | Trauma | EA
04.228.418TS | 10886982264428 | 4.0MM TI CANN COMPRESSION HEADLESS SCREW- FT- 18MM- STER | Trauma | EA
04.228.420TS | 10886982264435 | 4.0MM TI CANN COMPRESSION HEADLESS SCREW- FT- 20MM- STER | Trauma | EA
04.228.422TS | 10886982264442 | 4.0MM TI CANN COMPRESSION HEADLESS SCREW- FT- 22MM- STER | Trauma | EA
04.228.424TS | 10886982264459 | 4.0MM TI CANN COMPRESSION HEADLESS SCREW- FT- 24MM- STER | Trauma | EA
04.228.426TS | 10886982264466 | 4.0MM TI CANN COMPRESSION HEADLESS SCREW- FT- 26MM- STER | Trauma | EA
04.228.428TS | 10886982264473 | 4.0MM TI CANN COMPRESSION HEADLESS SCREW- FT- 28MM- STER | Trauma | EA
04.228.430TS | 10886982264480 | 4.0MM TI CANN COMPRESSION HEADLESS SCREW- FT- 30MM- STER | Trauma | EA
04.228.432TS | 10886982264497 | 4.0MM TI CANN COMPRESSION HEADLESS SCREW- FT- 32MM- STER | Trauma | EA
04.228.436TS | 10886982264503 | 4.0MM TI CANN COMPRESSION HEADLESS SCREW- FT- 36MM- STER | Trauma | EA
04.228.434TS | 10886982264510 | 4.0MM TI CANN COMPRESSION HEADLESS SCREW- FT- 34MM- STER | Trauma | EA
04.228.438TS | 10886982264527 | 4.0MM TI CANN COMPRESSION HEADLESS SCREW- FT- 38MM- STER | Trauma | EA
04.228.440TS | 10886982264534 | 4.0MM TI CANN COMPRESSION HEADLESS SCREW- FT- 40MM- STER | Trauma | EA
04.228.442TS | 10886982264541 | 4.0MM TI CANN COMPRESSION HEADLESS SCREW- FT- 42MM- STER | Trauma | EA
04.228.444TS | 10886982264558 | 4.0MM TI CANN COMPRESSION HEADLESS SCREW- FT- 44MM- STER | Trauma | EA
04.228.446TS | 10886982264565 | 4.0MM TI CANN COMPRESSION HEADLESS SCREW- FT- 46MM- STER | Trauma | EA
04.228.448TS | 10886982264572 | 4.0MM TI CANN COMPRESSION HEADLESS SCREW- FT- 48MM- STER | Trauma | EA
04.228.450TS | 10886982264589 | 4.0MM TI CANN COMPRESSION HEADLESS SCREW- FT- 50MM- STER | Trauma | EA
04.228.452TS | 10886982264596 | 4.0MM TI CANN COMPRESSION HEADLESS SCREW- FT- 52MM- STER | Trauma | EA
04.228.454TS | 10886982264602 | 4.0MM TI CANN COMPRESSION HEADLESS SCREW- FT- 54MM- STER | Trauma | EA
04.228.456TS | 10886982264619 | 4.0MM TI CANN COMPRESSION HEADLESS SCREW- FT- 56MM- STER | Trauma | EA
04.228.458TS | 10886982264626 | 4.0MM TI CANN COMPRESSION HEADLESS SCREW- FT- 58MM- STER | Trauma | EA
04.228.460TS | 10886982264633 | 4.0MM TI CANN COMPRESSION HEADLESS SCREW- FT- 60MM- STER | Trauma | EA
04.229.110TS | 10886982264640 | 2.4MM TI CANN COMPRESSION HEADLESS SCREW- LT- 10MM- STER | Trauma | EA
04.229.112TS | 10886982264657 | 2.4MM TI CANN COMPRESSION HEADLESS SCREW- LT- 12MM- STER | Trauma | EA
04.229.112 | 10886982266569 | 2.4MM TI CANN COMPRESSION HEADLESS SCREW- LT 12MM | Trauma | EA
04.229.114TS | 10886982264664 | 2.4MM TI CANN COMPRESSION HEADLESS SCREW- LT- 14MM- STER | Trauma | EA
04.229.114 | 10886982266576 | 2.4MM TI CANN COMPRESSION HEADLESS SCREW- LT 14MM | Trauma | EA
04.229.116 | 10886982266583 | 2.4MM TI CANN COMPRESSION HEADLESS SCREW- LT 16MM | Trauma | EA
04.229.118 | 10886982266590 | 2.4MM TI CANN COMPRESSION HEADLESS SCREW- LT 18MM | Trauma | EA
04.229.116TS | 10886982264671 | 2.4MM TI CANN COMPRESSION HEADLESS SCREW- LT- 16MM- STER | Trauma | EA
04.229.118TS | 10886982264688 | 2.4MM TI CANN COMPRESSION HEADLESS SCREW- LT- 18MM- STER | Trauma | EA
04.229.120TS | 10886982264695 | 2.4MM TI CANN COMPRESSION HEADLESS SCREW- LT- 20MM- STER | Trauma | EA
04.229.110 | 10886982266606 | 2.4 MM TI CANN COMPRESSION HEADLESS SCREW LT-10 MM | Trauma | EA
04.229.122TS | 10886982264701 | 2.4MM TI CANN COMPRESSION HEADLESS SCREW- LT- 22MM- STER | Trauma | EA
04.229.124TS | 10886982264718 | 2.4MM TI CANN COMPRESSION HEADLESS SCREW- LT- 24MM- STER | Trauma | EA
04.229.126TS | 10886982264725 | 2.4MM TI CANN COMPRESSION HEADLESS SCREW- LT- 26MM- STER | Trauma | EA
04.229.120 | 10886982266613 | 2.4MM TI CANN COMPRESSION HEADLESS SCREW- LT 20MM | Trauma | EA
04.229.122 | 10886982266620 | 2.4MM TI CANN COMPRESSION HEADLESS SCREW- LT 22MM | Trauma | EA
04.229.124 | 10886982266637 | 2.4MM TI CANN COMPRESSION HEADLESS SCREW- LT 24MM | Trauma | EA
04.229.126 | 10886982266644 | 2.4MM TI CANN COMPRESSION HEADLESS SCREW- LT 26MM | Trauma | EA
04.229.128 | 10886982265906 | 2.4MM TI CANN COMPRESSION HEADLESS SCREW- LT 28MM | Trauma | EA
04.229.130 | 10886982265913 | 2.4MM TI CANN COMPRESSION HEADLESS SCREW- LT 30MM | Trauma | EA
04.229.132 | 10886982265920 | 2.4MM TI CANN COMPRESSION HEADLESS SCREW- LT 32MM | Trauma | EA
04.229.134 | 10886982265937 | 2.4MM TI CANN COMPRESSION HEADLESS SCREW- LT 34MM | Trauma | EA
04.229.136 | 10886982265944 | 2.4MM TI CANN COMPRESSION HEADLESS SCREW- LT 36MM | Trauma | EA
04.229.138 | 10886982265951 | 2.4MM TI CANN COMPRESSION HEADLESS SCREW- LT 38MM | Trauma | EA
04.229.128TS | 10886982264732 | 2.4MM TI CANN COMPRESSION HEADLESS SCREW- LT- 28MM- STER | Trauma | EA
04.229.140 | 10886982265968 | 2.4MM TI CANN COMPRESSION HEADLESS SCREW- LT 40MM | Trauma | EA
04.229.130TS | 10886982264749 | 2.4MM TI CANN COMPRESSION HEADLESS SCREW- LT- 30MM- STER | Trauma | EA
04.229.132TS | 10886982264756 | 2.4MM TI CANN COMPRESSION HEADLESS SCREW- LT- 32MM- STER | Trauma | EA
04.229.134TS | 10886982264763 | 2.4MM TI CANN COMPRESSION HEADLESS SCREW- LT- 34MM- STER | Trauma | EA
04.229.136TS | 10886982264770 | 2.4MM TI CANN COMPRESSION HEADLESS SCREW- LT- 36MM- STER | Trauma | EA
04.229.138TS | 10886982264787 | 2.4MM TI CANN COMPRESSION HEADLESS SCREW- LT- 38MM- STER | Trauma | EA
04.229.140TS | 10886982264794 | 2.4MM TI CANN COMPRESSION HEADLESS SCREW- LT- 40MM- STER | Trauma | EA
04.229.310 | 10886982265975 | 3.0MM TI CANN COMPRESSION HEADLESS SCREW- LT 10MM | Trauma | EA
04.229.310TS | 10886982264800 | 3.0MM TI CANN COMPRESSION HEADLESS SCREW- LT- 10MM- STER | Trauma | EA
04.229.312 | 10886982265982 | 3.0MM TI CANN COMPRESSION HEADLESS SCREW- LT 12MM | Trauma | EA
04.229.314 | 10886982265999 | 3.0MM TI CANN COMPRESSION HEADLESS SCREW- LT 14MM | Trauma | EA
04.229.312TS | 10886982264817 | 3.0MM TI CANN COMPRESSION HEADLESS SCREW- LT- 12MM- STER | Trauma | EA
04.229.316 | 10886982266002 | 3.0MM TI CANN COMPRESSION HEADLESS SCREW- LT 16MM | Trauma | EA
04.229.318 | 10886982266019 | 3.0MM TI CANN COMPRESSION HEADLESS SCREW- LT 18MM | Trauma | EA
04.229.314TS | 10886982264824 | 3.0MM TI CANN COMPRESSION HEADLESS SCREW- LT- 14MM- STER | Trauma | EA
04.229.320 | 10886982266026 | 3.0MM TI CANN COMPRESSION HEADLESS SCREW- LT 20MM | Trauma | EA
04.229.322 | 10886982266033 | 3.0MM TI CANN COMPRESSION HEADLESS SCREW- LT 22MM | Trauma | EA
04.229.316TS | 10886982264831 | 3.0MM TI CANN COMPRESSION HEADLESS SCREW- LT- 16MM- STER | Trauma | EA
04.229.324 | 10886982266040 | 3.0MM TI CANN COMPRESSION HEADLESS SCREW- LT 24MM | Trauma | EA
04.229.318TS | 10886982264848 | 3.0MM TI CANN COMPRESSION HEADLESS SCREW- LT- 18MM- STER | Trauma | EA
04.229.326 | 10886982266057 | 3.0MM TI CANN COMPRESSION HEADLESS SCREW- LT 26MM | Trauma | EA
04.229.328 | 10886982266064 | 3.0MM TI CANN COMPRESSION HEADLESS SCREW- LT 28MM | Trauma | EA
04.229.320TS | 10886982264855 | 3.0MM TI CANN COMPRESSION HEADLESS SCREW- LT- 20MM- STER | Trauma | EA
04.229.330 | 10886982266071 | 3.0MM TI CANN COMPRESSION HEADLESS SCREW- LT 30MM | Trauma | EA
04.229.322TS | 10886982264862 | 3.0MM TI CANN COMPRESSION HEADLESS SCREW- LT- 22MM- STER | Trauma | EA
04.229.332 | 10886982266088 | 3.0MM TI CANN COMPRESSION HEADLESS SCREW- LT 32MM | Trauma | EA
04.229.324TS | 10886982264879 | 3.0MM TI CANN COMPRESSION HEADLESS SCREW- LT- 24MM- STER | Trauma | EA
04.229.334 | 10886982266095 | 3.0MM TI CANN COMPRESSION HEADLESS SCREW- LT 34MM | Trauma | EA
04.229.326TS | 10886982264886 | 3.0MM TI CANN COMPRESSION HEADLESS SCREW- LT- 26MM- STER | Trauma | EA
04.229.336 | 10886982266101 | 3.0MM TI CANN COMPRESSION HEADLESS SCREW- LT 36MM | Trauma | EA
04.229.328TS | 10886982264893 | 3.0MM TI CANN COMPRESSION HEADLESS SCREW- LT- 28MM- STER | Trauma | EA
04.229.338 | 10886982266118 | 3.0MM TI CANN COMPRESSION HEADLESS SCREW- LT 38MM | Trauma | EA
04.229.340 | 10886982266125 | 3.0MM TI CANN COMPRESSION HEADLESS SCREW- LT 40MM | Trauma | EA
04.229.330TS | 10886982264909 | 3.0MM TI CANN COMPRESSION HEADLESS SCREW- LT- 30MM- STER | Trauma | EA
04.229.332TS | 10886982264916 | 3.0MM TI CANN COMPRESSION HEADLESS SCREW- LT- 32MM- STER | Trauma | EA
04.229.342 | 10886982266132 | 3.0MM TI CANN COMPRESSION HEADLESS SCREW- LT 42MM | Trauma | EA
04.229.334TS | 10886982264923 | 3.0MM TI CANN COMPRESSION HEADLESS SCREW- LT- 34MM- STER | Trauma | EA
04.229.344 | 10886982266149 | 3.0MM TI CANN COMPRESSION HEADLESS SCREW- LT 44MM | Trauma | EA
04.229.346 | 10886982266156 | 3.0MM TI CANN COMPRESSION HEADLESS SCREW- LT 46MM | Trauma | EA
04.229.336TS | 10886982264930 | 3.0MM TI CANN COMPRESSION HEADLESS SCREW- LT- 36MM- STER | Trauma | EA
04.229.348 | 10886982266163 | 3.0MM TI CANN COMPRESSION HEADLESS SCREW- LT 48MM | Trauma | EA
04.229.338TS | 10886982264947 | 3.0MM TI CANN COMPRESSION HEADLESS SCREW- LT- 38MM- STER | Trauma | EA
04.229.340TS | 10886982264954 | 3.0MM TI CANN COMPRESSION HEADLESS SCREW- LT- 40MM- STER | Trauma | EA
04.229.342TS | 10886982264961 | 3.0MM TI CANN COMPRESSION HEADLESS SCREW- LT- 42MM- STER | Trauma | EA
04.229.344TS | 10886982264978 | 3.0MM TI CANN COMPRESSION HEADLESS SCREW- LT- 44MM- STER | Trauma | EA
04.229.346TS | 10886982264985 | 3.0MM TI CANN COMPRESSION HEADLESS SCREW- LT- 46MM- STER | Trauma | EA
04.229.348TS | 10886982264992 | 3.0MM TI CANN COMPRESSION HEADLESS SCREW- LT- 48MM- STER | Trauma | EA
04.229.350TS | 10886982265005 | 3.0MM TI CANN COMPRESSION HEADLESS SCREW- LT- 50MM- STER | Trauma | EA
04.229.512TS | 10886982265012 | 3.5MM TI CANN COMPRESSION HEADLESS SCREW- LT- 12MM- STER | Trauma | EA
04.229.514TS | 10886982265029 | 3.5MM TI CANN COMPRESSION HEADLESS SCREW- LT- 14MM- STER | Trauma | EA
04.229.516TS | 10886982265036 | 3.5MM TI CANN COMPRESSION HEADLESS SCREW- LT- 16MM- STER | Trauma | EA
04.229.518TS | 10886982265043 | 3.5MM TI CANN COMPRESSION HEADLESS SCREW- LT- 18MM- STER | Trauma | EA
04.229.520TS | 10886982265050 | 3.5MM TI CANN COMPRESSION HEADLESS SCREW- LT- 20MM- STER | Trauma | EA
04.229.522TS | 10886982265067 | 3.5MM TI CANN COMPRESSION HEADLESS SCREW- LT- 22MM- STER | Trauma | EA
04.229.524TS | 10886982265074 | 3.5MM TI CANN COMPRESSION HEADLESS SCREW- LT- 24MM- STER | Trauma | EA
04.229.526TS | 10886982265081 | 3.5MM TI CANN COMPRESSION HEADLESS SCREW- LT- 26MM- STER | Trauma | EA
04.229.528TS | 10886982265098 | 3.5MM TI CANN COMPRESSION HEADLESS SCREW- LT- 28MM- STER | Trauma | EA
04.229.530TS | 10886982265104 | 3.5MM TI CANN COMPRESSION HEADLESS SCREW- LT- 30MM- STER | Trauma | EA
04.229.532TS | 10886982265111 | 3.5MM TI CANN COMPRESSION HEADLESS SCREW- LT- 32MM- STER | Trauma | EA
04.229.534TS | 10886982265128 | 3.5MM TI CANN COMPRESSION HEADLESS SCREW- LT- 34MM- STER | Trauma | EA
04.229.536TS | 10886982265135 | 3.5MM TI CANN COMPRESSION HEADLESS SCREW- LT- 36MM- STER | Trauma | EA
04.229.538TS | 10886982265142 | 3.5MM TI CANN COMPRESSION HEADLESS SCREW- LT- 38MM- STER | Trauma | EA
04.229.350 | 10886982265159 | 3.0MM TI CANN COMPRESSION HEADLESS SCREW- LT 50MM | Trauma | EA
04.229.540TS | 10886982265166 | 3.5MM TI CANN COMPRESSION HEADLESS SCREW- LT- 40MM- STER | Trauma | EA
04.229.542TS | 10886982265173 | 3.5MM TI CANN COMPRESSION HEADLESS SCREW- LT- 42MM- STER | Trauma | EA
04.229.512 | 10886982265180 | 3.5MM TI CANN COMPRESSION HEADLESS SCREW- LT 12MM | Trauma | EA
04.229.544TS | 10886982265197 | 3.5MM TI CANN COMPRESSION HEADLESS SCREW- LT- 44MM- STER | Trauma | EA
04.229.514 | 10886982265203 | 3.5MM TI CANN COMPRESSION HEADLESS SCREW- LT 14MM | Trauma | EA
04.229.546TS | 10886982265210 | 3.5MM TI CANN COMPRESSION HEADLESS SCREW- LT- 46MM- STER | Trauma | EA
04.229.516 | 10886982265227 | 3.5MM TI CANN COMPRESSION HEADLESS SCREW- LT 16MM | Trauma | EA
04.229.548TS | 10886982265234 | 3.5MM TI CANN COMPRESSION HEADLESS SCREW- LT- 48MM- STER | Trauma | EA
04.229.518 | 10886982265241 | 3.5MM TI CANN COMPRESSION HEADLESS SCREW- LT 18MM | Trauma | EA
04.229.550TS | 10886982265258 | 3.5MM TI CANN COMPRESSION HEADLESS SCREW- LT- 50MM- STER | Trauma | EA
04.229.520 | 10886982265265 | 3.5MM TI CANN COMPRESSION HEADLESS SCREW- LT 20MM | Trauma | EA
04.229.522 | 10886982265272 | 3.5MM TI CANN COMPRESSION HEADLESS SCREW- LT 22MM | Trauma | EA
04.229.524 | 10886982265289 | 3.5MM TI CANN COMPRESSION HEADLESS SCREW- LT 24MM | Trauma | EA
04.229.526 | 10886982265296 | 3.5MM TI CANN COMPRESSION HEADLESS SCREW- LT 26MM | Trauma | EA
04.229.552TS | 10886982265302 | 3.5MM TI CANN COMPRESSION HEADLESS SCREW- LT- 52MM- STER | Trauma | EA
04.229.528 | 10886982265319 | 3.5MM TI CANN COMPRESSION HEADLESS SCREW- LT 28MM | Trauma | EA
04.229.554TS | 10886982265326 | 3.5MM TI CANN COMPRESSION HEADLESS SCREW- LT- 54MM- STER | Trauma | EA
04.229.530 | 10886982265333 | 3.5MM TI CANN COMPRESSION HEADLESS SCREW- LT 30MM | Trauma | EA
04.229.556TS | 10886982265340 | 3.5MM TI CANN COMPRESSION HEADLESS SCREW- LT- 56MM- STER | Trauma | EA
04.229.532 | 10886982265357 | 3.5MM TI CANN COMPRESSION HEADLESS SCREW- LT 32MM | Trauma | EA
04.229.558TS | 10886982265364 | 3.5MM TI CANN COMPRESSION HEADLESS SCREW- LT- 58MM- STER | Trauma | EA
04.229.534 | 10886982265371 | 3.5MM TI CANN COMPRESSION HEADLESS SCREW- LT 34MM | Trauma | EA
04.229.560TS | 10886982265388 | 3.5MM TI CANN COMPRESSION HEADLESS SCREW- LT- 60MM- STER | Trauma | EA
04.229.536 | 10886982265395 | 3.5MM TI CANN COMPRESSION HEADLESS SCREW- LT 36MM | Trauma | EA
04.229.712TS | 10886982265401 | 4.0MM TI CANN COMPRESSION HEADLESS SCREW- LT- 12MM- STER | Trauma | EA
04.229.538 | 10886982265418 | 3.5MM TI CANN COMPRESSION HEADLESS SCREW- LT 38MM | Trauma | EA
04.229.540 | 10886982265425 | 3.5MM TI CANN COMPRESSION HEADLESS SCREW- LT 40MM | Trauma | EA
04.229.714TS | 10886982265432 | 4.0MM TI CANN COMPRESSION HEADLESS SCREW- LT- 14MM- STER | Trauma | EA
04.229.542 | 10886982265449 | 3.5MM TI CANN COMPRESSION HEADLESS SCREW- LT 42MM | Trauma | EA
04.229.716TS | 10886982265456 | 4.0MM TI CANN COMPRESSION HEADLESS SCREW- LT- 16MM- STER | Trauma | EA
04.229.544 | 10886982265463 | 3.5MM TI CANN COMPRESSION HEADLESS SCREW- LT 44MM | Trauma | EA
04.229.718TS | 10886982265470 | 4.0MM TI CANN COMPRESSION HEADLESS SCREW- LT- 18MM- STER | Trauma | EA
04.229.546 | 10886982265487 | 3.5MM TI CANN COMPRESSION HEADLESS SCREW- LT 46MM | Trauma | EA
04.229.720TS | 10886982265494 | 4.0MM TI CANN COMPRESSION HEADLESS SCREW- LT- 20MM- STER | Trauma | EA
04.229.722TS | 10886982265500 | 4.0MM TI CANN COMPRESSION HEADLESS SCREW- LT- 22MM- STER | Trauma | EA
04.229.724TS | 10886982265517 | 4.0MM TI CANN COMPRESSION HEADLESS SCREW- LT- 24MM- STER | Trauma | EA
04.229.726TS | 10886982265524 | 4.0MM TI CANN COMPRESSION HEADLESS SCREW- LT- 26MM- STER | Trauma | EA
04.229.728TS | 10886982265531 | 4.0MM TI CANN COMPRESSION HEADLESS SCREW- LT- 28MM- STER | Trauma | EA
04.229.730TS | 10886982265548 | 4.0MM TI CANN COMPRESSION HEADLESS SCREW- LT- 30MM- STER | Trauma | EA
04.229.548 | 10886982265555 | 3.5MM TI CANN COMPRESSION HEADLESS SCREW- LT 48MM | Trauma | EA
04.229.550 | 10886982265562 | 3.5MM TI CANN COMPRESSION HEADLESS SCREW- LT 50MM | Trauma | EA
04.229.552 | 10886982265579 | 3.5MM TI CANN COMPRESSION HEADLESS SCREW- LT 52MM | Trauma | EA
04.229.554 | 10886982265586 | 3.5MM TI CANN COMPRESSION HEADLESS SCREW- LT 54MM | Trauma | EA
04.229.556 | 10886982265593 | 3.5MM TI CANN COMPRESSION HEADLESS SCREW- LT 56MM | Trauma | EA
04.229.558 | 10886982265609 | 3.5MM TI CANN COMPRESSION HEADLESS SCREW- LT 58MM | Trauma | EA
04.229.560 | 10886982265616 | 3.5MM TI CANN COMPRESSION HEADLESS SCREW- LT 60MM | Trauma | EA
04.229.732TS | 10886982265623 | 4.0MM TI CANN COMPRESSION HEADLESS SCREW- LT- 32MM- STER | Trauma | EA
04.229.734TS | 10886982265630 | 4.0MM TI CANN COMPRESSION HEADLESS SCREW- LT- 34MM- STER | Trauma | EA
04.229.736TS | 10886982265647 | 4.0MM TI CANN COMPRESSION HEADLESS SCREW- LT- 36MM- STER | Trauma | EA
04.229.738TS | 10886982265654 | 4.0MM TI CANN COMPRESSION HEADLESS SCREW- LT- 38MM- STER | Trauma | EA
04.229.740TS | 10886982265661 | 4.0MM TI CANN COMPRESSION HEADLESS SCREW- LT- 40MM- STER | Trauma | EA
04.229.742TS | 10886982265678 | 4.0MM TI CANN COMPRESSION HEADLESS SCREW- LT- 42MM- STER | Trauma | EA
04.229.744TS | 10886982265685 | 4.0MM TI CANN COMPRESSION HEADLESS SCREW- LT- 44MM- STER | Trauma | EA
04.229.746TS | 10886982265692 | 4.0MM TI CANN COMPRESSION HEADLESS SCREW- LT- 46MM- STER | Trauma | EA
04.229.748TS | 10886982265708 | 4.0MM TI CANN COMPRESSION HEADLESS SCREW- LT- 48MM- STER | Trauma | EA
04.229.750TS | 10886982265715 | 4.0MM TI CANN COMPRESSION HEADLESS SCREW- LT- 50MM- STER | Trauma | EA
04.229.752TS | 10886982265722 | 4.0MM TI CANN COMPRESSION HEADLESS SCREW- LT- 52MM- STER | Trauma | EA
04.229.754TS | 10886982265739 | 4.0MM TI CANN COMPRESSION HEADLESS SCREW- LT- 54MM- STER | Trauma | EA
04.229.756TS | 10886982265746 | 4.0MM TI CANN COMPRESSION HEADLESS SCREW- LT- 56MM- STER | Trauma | EA
04.229.758TS | 10886982265753 | 4.0MM TI CANN COMPRESSION HEADLESS SCREW- LT- 58MM- STER | Trauma | EA
04.229.760TS | 10886982265760 | 4.0MM TI CANN COMPRESSION HEADLESS SCREW- LT- 60MM- STER | Trauma | EA
04.229.712 | 10886982265777 | 4.0MM TI CANN COMPRESSION HEADLESS SCREW- LT 12MM | Trauma | EA
04.229.714 | 10886982265784 | 4.0MM TI CANN COMPRESSION HEADLESS SCREW- LT 14MM | Trauma | EA
04.229.716 | 10886982265791 | 4.0MM TI CANN COMPRESSION HEADLESS SCREW- LT 16MM | Trauma | EA
04.229.718 | 10886982265807 | 4.0MM TI CANN COMPRESSION HEADLESS SCREW- LT 18MM | Trauma | EA
04.229.720 | 10886982265814 | 4.0MM TI CANN COMPRESSION HEADLESS SCREW- LT 20MM | Trauma | EA
04.229.722 | 10886982265821 | 4.0MM TI CANN COMPRESSION HEADLESS SCREW- LT 22MM | Trauma | EA
04.229.724 | 10886982265838 | 4.0MM TI CANN COMPRESSION HEADLESS SCREW- LT 24MM | Trauma | EA
04.229.726 | 10886982265845 | 4.0MM TI CANN COMPRESSION HEADLESS SCREW- LT 26MM | Trauma | EA
04.229.728 | 10886982265852 | 4.0MM TI CANN COMPRESSION HEADLESS SCREW- LT 28MM | Trauma | EA
04.229.730 | 10886982265869 | 4.0MM TI CANN COMPRESSION HEADLESS SCREW- LT 30MM | Trauma | EA
04.229.732 | 10886982265876 | 4.0MM TI CANN COMPRESSION HEADLESS SCREW- LT 32MM | Trauma | EA
04.229.734 | 10886982265883 | 4.0MM TI CANN COMPRESSION HEADLESS SCREW- LT 34MM | Trauma | EA
04.229.736 | 10886982265890 | 4.0MM TI CANN COMPRESSION HEADLESS SCREW- LT 36MM | Trauma | EA
04.229.738 | 10886982266651 | 4.0MM TI CANN COMPRESSION HEADLESS SCREW- LT 38MM | Trauma | EA
04.229.740 | 10886982266668 | 4.0MM TI CANN COMPRESSION HEADLESS SCREW- LT 40MM | Trauma | EA
04.229.742 | 10886982266675 | 4.0MM TI CANN COMPRESSION HEADLESS SCREW- LT 42MM | Trauma | EA
04.229.744 | 10886982266682 | 4.0MM TI CANN COMPRESSION HEADLESS SCREW- LT 44MM | Trauma | EA
04.229.746 | 10886982266699 | 4.0MM TI CANN COMPRESSION HEADLESS SCREW- LT 46MM | Trauma | EA
04.229.748 | 10886982266705 | 4.0MM TI CANN COMPRESSION HEADLESS SCREW- LT 48MM | Trauma | EA
04.229.750 | 10886982266712 | 4.0MM TI CANN COMPRESSION HEADLESS SCREW- LT 50MM | Trauma | EA
04.229.752 | 10886982266729 | 4.0MM TI CANN COMPRESSION HEADLESS SCREW- LT 52MM | Trauma | EA
04.229.754 | 10886982266736 | 4.0MM TI CANN COMPRESSION HEADLESS SCREW- LT 54MM | Trauma | EA
04.229.756 | 10886982266743 | 4.0MM TI CANN COMPRESSION HEADLESS SCREW- LT 56MM | Trauma | EA
04.229.758 | 10886982266750 | 4.0MM TI CANN COMPRESSION HEADLESS SCREW- LT 58MM | Trauma | EA
04.229.760 | 10886982266767 | 4.0MM TI CANN COMPRESSION HEADLESS SCREW- LT 60MM | Trauma | EA
04.229.210 | 10886982267375 | 2.4MM TI CANN COMPRESSION HEADLESS SCREW- ST 10MM | Trauma | EA
04.229.212 | 10886982267382 | 2.4MM TI CANN COMPRESSION HEADLESS SCREW- ST 12MM | Trauma | EA
04.229.214 | 10886982267399 | 2.4MM TI CANN COMPRESSION HEADLESS SCREW- ST 14MM | Trauma | EA
04.229.216 | 10886982267405 | 2.4MM TI CANN COMPRESSION HEADLESS SCREW- ST 16MM | Trauma | EA
04.229.218 | 10886982267412 | 2.4MM TI CANN COMPRESSION HEADLESS SCREW- ST 18MM | Trauma | EA
04.229.220 | 10886982267429 | 2.4MM TI CANN COMPRESSION HEADLESS SCREW- ST 20MM | Trauma | EA
04.229.222 | 10886982267436 | 2.4MM TI CANN COMPRESSION HEADLESS SCREW- ST 22MM | Trauma | EA
04.229.224 | 10886982267443 | 2.4MM TI CANN COMPRESSION HEADLESS SCREW- ST 24MM | Trauma | EA
04.229.226 | 10886982267450 | 2.4MM TI CANN COMPRESSION HEADLESS SCREW- ST 26MM | Trauma | EA
04.229.228 | 10886982267467 | 2.4MM TI CANN COMPRESSION HEADLESS SCREW- ST 28MM | Trauma | EA
04.229.230 | 10886982267474 | 2.4MM TI CANN COMPRESSION HEADLESS SCREW- ST 30MM | Trauma | EA
04.229.232 | 10886982267481 | 2.4MM TI CANN COMPRESSION HEADLESS SCREW- ST 32MM | Trauma | EA
04.229.234 | 10886982267498 | 2.4MM TI CANN COMPRESSION HEADLESS SCREW- ST 34MM | Trauma | EA
04.229.236 | 10886982267504 | 2.4MM TI CANN COMPRESSION HEADLESS SCREW- ST 36MM | Trauma | EA
04.229.238 | 10886982267511 | 2.4MM TI CANN COMPRESSION HEADLESS SCREW- ST 38MM | Trauma | EA
04.229.240 | 10886982267528 | 2.4MM TI CANN COMPRESSION HEADLESS SCREW- ST 40MM | Trauma | EA
04.229.410 | 10886982267535 | 3.0MM TI CANN COMPRESSION HEADLESS SCREW- ST 10MM | Trauma | EA
04.229.412 | 10886982267542 | 3.0MM TI CANN COMPRESSION HEADLESS SCREW- ST 12MM | Trauma | EA
04.229.414 | 10886982267559 | 3.0MM TI CANN COMPRESSION HEADLESS SCREW- ST 14MM | Trauma | EA
04.229.416 | 10886982267566 | 3.0MM TI CANN COMPRESSION HEADLESS SCREW- ST 16MM | Trauma | EA
04.229.418 | 10886982267573 | 3.0MM TI CANN COMPRESSION HEADLESS SCREW- ST 18MM | Trauma | EA
04.229.420 | 10886982267580 | 3.0MM TI CANN COMPRESSION HEADLESS SCREW- ST 20MM | Trauma | EA
04.229.422 | 10886982267597 | 3.0MM TI CANN COMPRESSION HEADLESS SCREW- ST 22MM | Trauma | EA
04.229.424 | 10886982267603 | 3.0MM TI CANN COMPRESSION HEADLESS SCREW- ST 24MM | Trauma | EA
04.229.426 | 10886982267610 | 3.0MM TI CANN COMPRESSION HEADLESS SCREW- ST 26MM | Trauma | EA
04.229.428 | 10886982267627 | 3.0MM TI CANN COMPRESSION HEADLESS SCREW- ST 28MM | Trauma | EA
04.229.430 | 10886982267634 | 3.0MM TI CANN COMPRESSION HEADLESS SCREW- ST 30MM | Trauma | EA
04.229.432 | 10886982267641 | 3.0MM TI CANN COMPRESSION HEADLESS SCREW- ST 32MM | Trauma | EA
04.229.434 | 10886982267658 | 3.0MM TI CANN COMPRESSION HEADLESS SCREW- ST 34MM | Trauma | EA
04.229.436 | 10886982267665 | 3.0MM TI CANN COMPRESSION HEADLESS SCREW- ST 36MM | Trauma | EA
04.229.438 | 10886982267672 | 3.0MM TI CANN COMPRESSION HEADLESS SCREW- ST 38MM | Trauma | EA
04.229.440 | 10886982267689 | 3.0MM TI CANN COMPRESSION HEADLESS SCREW- ST 40MM | Trauma | EA
04.229.442 | 10886982267696 | 3.0MM TI CANN COMPRESSION HEADLESS SCREW- ST 42MM | Trauma | EA
04.229.444 | 10886982267702 | 3.0MM TI CANN COMPRESSION HEADLESS SCREW- ST 44MM | Trauma | EA
04.229.446 | 10886982267719 | 3.0MM TI CANN COMPRESSION HEADLESS SCREW- ST 46MM | Trauma | EA
04.229.448 | 10886982267726 | 3.0MM TI CANN COMPRESSION HEADLESS SCREW- ST 48MM | Trauma | EA
04.229.450 | 10886982267733 | 3.0MM TI CANN COMPRESSION HEADLESS SCREW- ST 50MM | Trauma | EA
04.229.612 | 10886982267740 | 3.5MM TI CANN COMPRESSION HEADLESS SCREW- ST 12MM | Trauma | EA
04.229.614 | 10886982267757 | 3.5MM TI CANN COMPRESSION HEADLESS SCREW- ST 14MM | Trauma | EA
04.229.616 | 10886982267764 | 3.5MM TI CANN COMPRESSION HEADLESS SCREW- ST 16MM | Trauma | EA
04.229.618 | 10886982267771 | 3.5MM TI CANN COMPRESSION HEADLESS SCREW- ST 18MM | Trauma | EA
04.229.620 | 10886982267788 | 3.5MM TI CANN COMPRESSION HEADLESS SCREW- ST 20MM | Trauma | EA
04.229.622 | 10886982267795 | 3.5MM TI CANN COMPRESSION HEADLESS SCREW- ST 22MM | Trauma | EA
04.229.624 | 10886982267801 | 3.5MM TI CANN COMPRESSION HEADLESS SCREW- ST 24MM | Trauma | EA
04.229.626 | 10886982267818 | 3.5MM TI CANN COMPRESSION HEADLESS SCREW- ST 26MM | Trauma | EA
04.229.628 | 10886982267825 | 3.5MM TI CANN COMPRESSION HEADLESS SCREW- ST 28MM | Trauma | EA
04.229.630 | 10886982267832 | 3.5MM TI CANN COMPRESSION HEADLESS SCREW- ST 30MM | Trauma | EA
04.229.632 | 10886982267849 | 3.5MM TI CANN COMPRESSION HEADLESS SCREW- ST 32MM | Trauma | EA
04.229.634 | 10886982267856 | 3.5MM TI CANN COMPRESSION HEADLESS SCREW- ST 34MM | Trauma | EA
04.229.636 | 10886982267863 | 3.5MM TI CANN COMPRESSION HEADLESS SCREW- ST 36MM | Trauma | EA
04.229.638 | 10886982267870 | 3.5MM TI CANN COMPRESSION HEADLESS SCREW- ST 38MM | Trauma | EA
04.229.640 | 10886982267887 | 3.5MM TI CANN COMPRESSION HEADLESS SCREW- ST 40MM | Trauma | EA
04.229.642 | 10886982267894 | 3.5MM TI CANN COMPRESSION HEADLESS SCREW- ST 42MM | Trauma | EA
04.229.644 | 10886982267900 | 3.5MM TI CANN COMPRESSION HEADLESS SCREW- ST 44MM | Trauma | EA
04.229.646 | 10886982267917 | 3.5MM TI CANN COMPRESSION HEADLESS SCREW- ST 46MM | Trauma | EA
04.229.648 | 10886982267924 | 3.5MM TI CANN COMPRESSION HEADLESS SCREW- ST 48MM | Trauma | EA
04.229.650 | 10886982267931 | 3.5MM TI CANN COMPRESSION HEADLESS SCREW- ST 50MM | Trauma | EA
04.229.652 | 10886982267948 | 3.5MM TI CANN COMPRESSION HEADLESS SCREW- ST 52MM | Trauma | EA
04.229.654 | 10886982267955 | 3.5MM TI CANN COMPRESSION HEADLESS SCREW- ST 54MM | Trauma | EA
04.229.656 | 10886982267962 | 3.5MM TI CANN COMPRESSION HEADLESS SCREW- ST 56MM | Trauma | EA
04.229.658 | 10886982267979 | 3.5MM TI CANN COMPRESSION HEADLESS SCREW- ST 58MM | Trauma | EA
04.229.660 | 10886982267986 | 3.5MM TI CANN COMPRESSION HEADLESS SCREW- ST 60MM | Trauma | EA
04.229.812 | 10886982267993 | 4.0MM TI CANN COMPRESSION HEADLESS SCREW- ST 12MM | Trauma | EA
04.229.814 | 10886982268006 | 4.0MM TI CANN COMPRESSION HEADLESS SCREW- ST 14MM | Trauma | EA
04.229.816 | 10886982268013 | 4.0MM TI CANN COMPRESSION HEADLESS SCREW- ST 16MM | Trauma | EA
04.229.818 | 10886982268020 | 4.0MM TI CANN COMPRESSION HEADLESS SCREW- ST 18MM | Trauma | EA
04.229.820 | 10886982268037 | 4.0MM TI CANN COMPRESSION HEADLESS SCREW- ST 20MM | Trauma | EA
04.229.822 | 10886982268044 | 4.0MM TI CANN COMPRESSION HEADLESS SCREW- ST 22MM | Trauma | EA
04.229.824 | 10886982268051 | 4.0MM TI CANN COMPRESSION HEADLESS SCREW- ST 24MM | Trauma | EA
04.229.826 | 10886982268068 | 4.0MM TI CANN COMPRESSION HEADLESS SCREW- ST 26MM | Trauma | EA
04.229.828 | 10886982268075 | 4.0MM TI CANN COMPRESSION HEADLESS SCREW- ST 28MM | Trauma | EA
04.229.830 | 10886982268082 | 4.0MM TI CANN COMPRESSION HEADLESS SCREW- ST 30MM | Trauma | EA
04.229.832 | 10886982268099 | 4.0MM TI CANN COMPRESSION HEADLESS SCREW- ST 32MM | Trauma | EA
04.229.834 | 10886982268105 | 4.0MM TI CANN COMPRESSION HEADLESS SCREW- ST 34MM | Trauma | EA
04.229.836 | 10886982268112 | 4.0MM TI CANN COMPRESSION HEADLESS SCREW- ST 36MM | Trauma | EA
04.229.838 | 10886982268129 | 4.0MM TI CANN COMPRESSION HEADLESS SCREW- ST 38MM | Trauma | EA
04.229.840 | 10886982268136 | 4.0MM TI CANN COMPRESSION HEADLESS SCREW- ST 40MM | Trauma | EA
04.229.842 | 10886982268143 | 4.0MM TI CANN COMPRESSION HEADLESS SCREW- ST 42MM | Trauma | EA
04.229.844 | 10886982268150 | 4.0MM TI CANN COMPRESSION HEADLESS SCREW- ST 44MM | Trauma | EA
04.229.846 | 10886982268167 | 4.0MM TI CANN COMPRESSION HEADLESS SCREW- ST 46MM | Trauma | EA
04.229.848 | 10886982268174 | 4.0MM TI CANN COMPRESSION HEADLESS SCREW- ST 48MM | Trauma | EA
04.229.850 | 10886982268181 | 4.0MM TI CANN COMPRESSION HEADLESS SCREW- ST 50MM | Trauma | EA
04.229.852 | 10886982268198 | 4.0MM TI CANN COMPRESSION HEADLESS SCREW- ST 52MM | Trauma | EA
04.229.854 | 10886982268204 | 4.0MM TI CANN COMPRESSION HEADLESS SCREW- ST 54MM | Trauma | EA
04.229.856 | 10886982268211 | 4.0MM TI CANN COMPRESSION HEADLESS SCREW- ST 56MM | Trauma | EA
04.229.858 | 10886982268228 | 4.0MM TI CANN COMPRESSION HEADLESS SCREW- ST 58MM | Trauma | EA
04.229.860 | 10886982268235 | 4.0MM TI CANN COMPRESSION HEADLESS SCREW- ST 60MM | Trauma | EA
04.229.210TS | 10886982268242 | 2.4MM TI CANN COMPRESSION HEADLESS SCREW- ST- 10MM- STER | Trauma | EA
04.229.212TS | 10886982268259 | 2.4MM TI CANN COMPRESSION HEADLESS SCREW- ST- 12MM- STER | Trauma | EA
04.229.214TS | 10886982268266 | 2.4MM TI CANN COMPRESSION HEADLESS SCREW- ST- 14MM- STER | Trauma | EA
04.229.216TS | 10886982268273 | 2.4MM TI CANN COMPRESSION HEADLESS SCREW- ST- 16MM- STER | Trauma | EA
04.229.218TS | 10886982268280 | 2.4MM TI CANN COMPRESSION HEADLESS SCREW- ST- 18MM- STER | Trauma | EA
04.229.220TS | 10886982268297 | 2.4MM TI CANN COMPRESSION HEADLESS SCREW- ST- 20MM- STER | Trauma | EA
04.229.222TS | 10886982268303 | 2.4MM TI CANN COMPRESSION HEADLESS SCREW- ST- 22MM- STER | Trauma | EA
04.229.224TS | 10886982268310 | 2.4MM TI CANN COMPRESSION HEADLESS SCREW- ST- 24MM- STER | Trauma | EA
04.229.226TS | 10886982268327 | 2.4MM TI CANN COMPRESSION HEADLESS SCREW- ST- 26MM- STER | Trauma | EA
04.229.228TS | 10886982268334 | 2.4MM TI CANN COMPRESSION HEADLESS SCREW- ST- 28MM- STER | Trauma | EA
04.229.230TS | 10886982268341 | 2.4MM TI CANN COMPRESSION HEADLESS SCREW- ST- 30MM- STER | Trauma | EA
04.229.232TS | 10886982268358 | 2.4MM TI CANN COMPRESSION HEADLESS SCREW- ST- 32MM- STER | Trauma | EA
04.229.234TS | 10886982268365 | 2.4MM TI CANN COMPRESSION HEADLESS SCREW- ST- 34MM- STER | Trauma | EA
04.229.236TS | 10886982268372 | 2.4MM TI CANN COMPRESSION HEADLESS SCREW- ST- 36MM- STER | Trauma | EA
04.229.238TS | 10886982268389 | 2.4MM TI CANN COMPRESSION HEADLESS SCREW- ST- 38MM- STER | Trauma | EA
04.229.240TS | 10886982268396 | 2.4MM TI CANN COMPRESSION HEADLESS SCREW- ST- 40MM- STER | Trauma | EA
04.229.410TS | 10886982268402 | 3.0MM TI CANN COMPRESSION HEADLESS SCREW- ST- 10MM- STER | Trauma | EA
04.229.412TS | 10886982268419 | 3.0MM TI CANN COMPRESSION HEADLESS SCREW- ST- 12MM- STER | Trauma | EA
04.229.414TS | 10886982268426 | 3.0MM TI CANN COMPRESSION HEADLESS SCREW- ST- 14MM- STER | Trauma | EA
04.229.416TS | 10886982268433 | 3.0MM TI CANN COMPRESSION HEADLESS SCREW- ST- 16MM- STER | Trauma | EA
04.229.418TS | 10886982268440 | 3.0MM TI CANN COMPRESSION HEADLESS SCREW- ST- 18MM- STER | Trauma | EA
04.229.420TS | 10886982268457 | 3.0MM TI CANN COMPRESSION HEADLESS SCREW- ST- 20MM- STER | Trauma | EA
04.229.422TS | 10886982268464 | 3.0MM TI CANN COMPRESSION HEADLESS SCREW- ST- 22MM- STER | Trauma | EA
04.229.424TS | 10886982268471 | 3.0MM TI CANN COMPRESSION HEADLESS SCREW- ST- 24MM- STER | Trauma | EA
04.229.426TS | 10886982268488 | 3.0MM TI CANN COMPRESSION HEADLESS SCREW- ST- 26MM- STER | Trauma | EA
04.229.428TS | 10886982268495 | 3.0MM TI CANN COMPRESSION HEADLESS SCREW- ST- 28MM- STER | Trauma | EA
04.229.430TS | 10886982268501 | 3.0MM TI CANN COMPRESSION HEADLESS SCREW- ST- 30MM- STER | Trauma | EA
04.229.432TS | 10886982268518 | 3.0MM TI CANN COMPRESSION HEADLESS SCREW- ST- 32MM- STER | Trauma | EA
04.229.434TS | 10886982268525 | 3.0MM TI CANN COMPRESSION HEADLESS SCREW- ST- 34MM- STER | Trauma | EA
04.229.436TS | 10886982268532 | 3.0MM TI CANN COMPRESSION HEADLESS SCREW- ST- 36MM- STER | Trauma | EA
04.229.438TS | 10886982268549 | 3.0MM TI CANN COMPRESSION HEADLESS SCREW- ST- 38MM- STER | Trauma | EA
04.229.440TS | 10886982268556 | 3.0MM TI CANN COMPRESSION HEADLESS SCREW- ST- 40MM- STER | Trauma | EA
04.229.442TS | 10886982268563 | 3.0MM TI CANN COMPRESSION HEADLESS SCREW- ST- 42MM- STER | Trauma | EA
04.229.444TS | 10886982268570 | 3.0MM TI CANN COMPRESSION HEADLESS SCREW- ST- 44MM- STER | Trauma | EA
04.229.446TS | 10886982268587 | 3.0MM TI CANN COMPRESSION HEADLESS SCREW- ST- 46MM- STER | Trauma | EA
04.229.448TS | 10886982268594 | 3.0MM TI CANN COMPRESSION HEADLESS SCREW- ST- 48MM- STER | Trauma | EA
04.229.450TS | 10886982268600 | 3.0MM TI CANN COMPRESSION HEADLESS SCREW- ST- 50MM- STER | Trauma | EA
04.229.612TS | 10886982268617 | 3.5MM TI CANN COMPRESSION HEADLESS SCREW- ST- 12MM- STER | Trauma | EA
04.229.614TS | 10886982268624 | 3.5MM TI CANN COMPRESSION HEADLESS SCREW- ST- 14MM- STER | Trauma | EA
04.229.616TS | 10886982268631 | 3.5MM TI CANN COMPRESSION HEADLESS SCREW- ST- 16MM- STER | Trauma | EA
04.229.618TS | 10886982268648 | 3.5MM TI CANN COMPRESSION HEADLESS SCREW- ST- 18MM- STER | Trauma | EA
04.229.620TS | 10886982268655 | 3.5MM TI CANN COMPRESSION HEADLESS SCREW- ST- 20MM- STER | Trauma | EA
04.229.622TS | 10886982268662 | 3.5MM TI CANN COMPRESSION HEADLESS SCREW- ST- 22MM- STER | Trauma | EA
04.229.624TS | 10886982268679 | 3.5MM TI CANN COMPRESSION HEADLESS SCREW- ST- 24MM- STER | Trauma | EA
04.229.626TS | 10886982268686 | 3.5MM TI CANN COMPRESSION HEADLESS SCREW- ST- 26MM- STER | Trauma | EA
04.229.628TS | 10886982268693 | 3.5MM TI CANN COMPRESSION HEADLESS SCREW- ST- 28MM- STER | Trauma | EA
04.229.630TS | 10886982268709 | 3.5MM TI CANN COMPRESSION HEADLESS SCREW- ST- 30MM- STER | Trauma | EA
04.229.632TS | 10886982268716 | 3.5MM TI CANN COMPRESSION HEADLESS SCREW- ST- 32MM- STER | Trauma | EA
04.229.634TS | 10886982268723 | 3.5MM TI CANN COMPRESSION HEADLESS SCREW- ST- 34MM- STER | Trauma | EA
04.229.636TS | 10886982268730 | 3.5MM TI CANN COMPRESSION HEADLESS SCREW- ST- 36MM- STER | Trauma | EA
04.229.638TS | 10886982268747 | 3.5MM TI CANN COMPRESSION HEADLESS SCREW- ST- 38MM- STER | Trauma | EA
04.229.640TS | 10886982268754 | 3.5MM TI CANN COMPRESSION HEADLESS SCREW- ST- 40MM- STER | Trauma | EA
04.229.642TS | 10886982268761 | 3.5MM TI CANN COMPRESSION HEADLESS SCREW- ST- 42MM- STER | Trauma | EA
04.229.644TS | 10886982268778 | 3.5MM TI CANN COMPRESSION HEADLESS SCREW- ST- 44MM- STER | Trauma | EA
04.229.646TS | 10886982268785 | 3.5MM TI CANN COMPRESSION HEADLESS SCREW- ST- 46MM- STER | Trauma | EA
04.229.648TS | 10886982268792 | 3.5MM TI CANN COMPRESSION HEADLESS SCREW- ST- 48MM- STER | Trauma | EA
04.229.650TS | 10886982268808 | 3.5MM TI CANN COMPRESSION HEADLESS SCREW- ST- 50MM- STER | Trauma | EA
04.229.652TS | 10886982268815 | 3.5MM TI CANN COMPRESSION HEADLESS SCREW- ST- 52MM- STER | Trauma | EA
04.229.654TS | 10886982268822 | 3.5MM TI CANN COMPRESSION HEADLESS SCREW- ST- 54MM- STER | Trauma | EA
04.229.656TS | 10886982268839 | 3.5MM TI CANN COMPRESSION HEADLESS SCREW- ST- 56MM- STER | Trauma | EA
04.229.658TS | 10886982268846 | 3.5MM TI CANN COMPRESSION HEADLESS SCREW- ST- 58MM- STER | Trauma | EA
04.229.660TS | 10886982268853 | 3.5MM TI CANN COMPRESSION HEADLESS SCREW- ST- 60MM- STER | Trauma | EA
04.229.812TS | 10886982268860 | 4.0MM TI CANN COMPRESSION HEADLESS SCREW- ST- 12MM- STER | Trauma | EA
04.229.814TS | 10886982268877 | 4.0MM TI CANN COMPRESSION HEADLESS SCREW- ST- 14MM- STER | Trauma | EA
04.229.816TS | 10886982268884 | 4.0MM TI CANN COMPRESSION HEADLESS SCREW- ST- 16MM- STER | Trauma | EA
04.229.818TS | 10886982268891 | 4.0MM TI CANN COMPRESSION HEADLESS SCREW- ST- 18MM- STER | Trauma | EA
04.229.820TS | 10886982268907 | 4.0MM TI CANN COMPRESSION HEADLESS SCREW- ST- 20MM- STER | Trauma | EA
04.229.822TS | 10886982268914 | 4.0MM TI CANN COMPRESSION HEADLESS SCREW- ST- 22MM- STER | Trauma | EA
04.229.824TS | 10886982268921 | 4.0MM TI CANN COMPRESSION HEADLESS SCREW- ST- 24MM- STER | Trauma | EA
04.229.826TS | 10886982268938 | 4.0MM TI CANN COMPRESSION HEADLESS SCREW- ST- 26MM- STER | Trauma | EA
04.229.828TS | 10886982268945 | 4.0MM TI CANN COMPRESSION HEADLESS SCREW- ST- 28MM- STER | Trauma | EA
04.229.830TS | 10886982268952 | 4.0MM TI CANN COMPRESSION HEADLESS SCREW- ST- 30MM- STER | Trauma | EA
04.229.832TS | 10886982268969 | 4.0MM TI CANN COMPRESSION HEADLESS SCREW- ST- 32MM- STER | Trauma | EA
04.229.834TS | 10886982268976 | 4.0MM TI CANN COMPRESSION HEADLESS SCREW- ST- 34MM- STER | Trauma | EA
04.229.836TS | 10886982268983 | 4.0MM TI CANN COMPRESSION HEADLESS SCREW- ST- 36MM- STER | Trauma | EA
04.229.838TS | 10886982268990 | 4.0MM TI CANN COMPRESSION HEADLESS SCREW- ST- 38MM- STER | Trauma | EA
04.229.840TS | 10886982269003 | 4.0MM TI CANN COMPRESSION HEADLESS SCREW- ST- 40MM- STER | Trauma | EA
04.229.842TS | 10886982269010 | 4.0MM TI CANN COMPRESSION HEADLESS SCREW- ST- 42MM- STER | Trauma | EA
04.229.844TS | 10886982269027 | 4.0MM TI CANN COMPRESSION HEADLESS SCREW- ST- 44MM- STER | Trauma | EA
04.229.846TS | 10886982269034 | 4.0MM TI CANN COMPRESSION HEADLESS SCREW- ST- 46MM- STER | Trauma | EA
04.229.848TS | 10886982269041 | 4.0MM TI CANN COMPRESSION HEADLESS SCREW- ST- 48MM- STER | Trauma | EA
04.229.850TS | 10886982269058 | 4.0MM TI CANN COMPRESSION HEADLESS SCREW- ST- 50MM- STER | Trauma | EA
04.229.852TS | 10886982269065 | 4.0MM TI CANN COMPRESSION HEADLESS SCREW- ST- 52MM- STER | Trauma | EA
04.229.854TS | 10886982269072 | 4.0MM TI CANN COMPRESSION HEADLESS SCREW- ST- 54MM- STER | Trauma | EA
04.229.856TS | 10886982269089 | 4.0MM TI CANN COMPRESSION HEADLESS SCREW- ST- 56MM- STER | Trauma | EA
04.229.858TS | 10886982269096 | 4.0MM TI CANN COMPRESSION HEADLESS SCREW- ST- 58MM- STER | Trauma | EA
04.229.860TS | 10886982269102 | 4.0MM TI CANN COMPRESSION HEADLESS SCREW- ST- 60MM- STER | Trauma | EA
SD360.276 | 10886982269454 | WIRE GUIDE BLOCK | Trauma | EA
60.133.152 | 10886982269737 | VA LCP SM FRAG AUX SCREW RACK | Trauma | EA
60.133.151 | 10886982269744 | VA LCP SM FRAG EXT SCREW RACK | Trauma | EA
60.133.101 | 10886982269850 | VA LCP SMALL FRAG INST TRAY 2 | Trauma | EA
01.037.002E | 10886982270290 | TFNA IMPLANT EVAL SET | Trauma | EA
01.037.000E | 10886982270306 | TFNA STANDARD EVAL SET | Trauma | EA
03.133.300S | 10886982270009 | VA LCPÂ® LAT ANT CLAVICLE TEMPL 2D DISPOSABLE TEMPLATE / L&R | Trauma | EA
03.133.301S | 10886982270016 | LCPÂ® MED ANT CLAVICLE TEMPLATE 2D DISPOSABLE TEMPLATE / L&R | Trauma | EA
03.133.302S | 10886982270023 | LCPÂ® SUP ANT CLAVICLE TEMPLATE 2D DISPOSABLE TEMPLATE / L&R | Trauma | EA
03.133.303S | 10886982270030 | LCPÂ® SUP ANT CLAVICLE EXT TEMP 2D DISPOSABLE TEMPLATE / L&R | Trauma | EA
03.133.304S | 10886982270047 | LCPÂ® SUP CLAVICLE TEMPLATE 2D DISPOSABLE TEMPLATE / L&R | Trauma | EA
03.133.305S | 10886982270054 | LCPÂ® SUP CLAVICLE EXT TEMPLATE 2D DISPOSABLE TEMPLATE / L&R | Trauma | EA
03.133.306S | 10886982270061 | LCPÂ® PERI PROX HUM TEMPLATE/ R 2D DISPOSABLE TEMPLATE | Trauma | EA
03.133.307S | 10886982270078 | LCPÂ® PERI PROX HUM TEMPLATE/ L 2D DISPOSABLE TEMPLATE | Trauma | EA
03.133.308S | 10886982270085 | LCPÂ® PROX HUMERUS TEMPLATE 2D DISPOSABLE / STD & LNG | Trauma | EA
03.133.309S | 10886982270092 | VA LCPÂ® EXT ART PROX ULNA TEMP 2D DISPOSABLE TEMPLATE / L&R | Trauma | EA
03.133.310S | 10886982270108 | VA LCPÂ® MED DSTL HUMERUS TEMPL 2D DISPOSABLE TEMPLATE / L&R | Trauma | EA
03.133.311S | 10886982270115 | VA LCPÂ® EXT MED DSTL HUM TEMPL 2D DISPOSABLE TEMPLATE / L&R | Trauma | EA
03.133.312S | 10886982270122 | VA LCPÂ® LAT DSTL HUM TEMPLATE 2D DISPOSABLE TEMPLATE / L&R | Trauma | EA
03.133.313S | 10886982270139 | VA LCPÂ® OLECRANON TEMPLATE 2D DISPOSABLE TEMPLATE / L&R | Trauma | EA
03.133.314S | 10886982270146 | VA LCPÂ® PROX OLECRANON TEMPL 2D DISPOSABLE TEMPLATE / L&R | Trauma | EA
03.133.315S | 10886982270153 | VA LCPÂ® POSTLAT DSTL HUM TEM/L 2D DISPOSABLE TEMPLATE | Trauma | EA
03.133.316S | 10886982270160 | VA LCPÂ® POSTLAT DSTL HUM TEM/R 2D DISPOSABLE TEMPLATE | Trauma | EA
03.133.317S | 10886982270177 | VA LCPÂ® PROX TIBIA TEMPLATE/ L 2D DISPOSABLE TEMPLATE / S&L | Trauma | EA
03.133.318S | 10886982270184 | VA LCPÂ® PROX TIBIA TEMPLATE/R 2D DISPOSABLE/ SMALL & LARGE | Trauma | EA
03.133.319S | 10886982270191 | VA LCPÂ® MED DIST TIBIA TEMPL 2D DISPOSABLE TEMPLATE/ L&R | Trauma | EA
03.133.320S | 10886982270207 | LCPÂ® POST MED PROX TIBIA TEMPL 2D DISPOSABLE TEMPLATE | Trauma | EA
03.133.322S | 10886982270214 | VA LCPÂ® ANT MED DIST TIB TEM/R 2D DISPOSABLE TEMPLATE | Trauma | EA
03.133.323S | 10886982270221 | VA LCPÂ® ANT MED DIST TIB TEM/L 2D DISPOSABLE TEMPLATE | Trauma | EA
03.133.324S | 10886982270238 | VA LCPÂ® ANT LAT DIST TIB TEM/R 2D DISPOSABLE TEMPLATE | Trauma | EA
03.133.325S | 10886982270245 | VA LCPÂ® ANT LAT DIST TIB TEM/L 2D DISPOSABLE TEMPLATE | Trauma | EA
03.133.326S | 10886982270252 | VA LCPÂ® DIST TIBIA L TEMPLATE 2D DISPOSABLE TEMPLATE | Trauma | EA
03.133.327S | 10886982270269 | VA LCPÂ® DIST TIBIA T TEMPLATE 2D DISPOSABLE TEMPLATE | Trauma | EA
03.133.328S | 10886982270276 | VA LCPÂ® DIST FIBULA TEMPLATE 2D DISPOSABLE TEMPLATE / L&R | Trauma | EA
03.133.330S | 10886982270283 | VAL CALCANEAL & ANT LATERAL/R 2D DISPOSABLE TEMPLATE | Trauma | EA
01.037.018E | 10886982273628 | TFNA 9/10/11/12 X 135 DEG NAIL EVAL SET | Trauma | EA
01.037.017E | 10886982273611 | TFNA 14 X 130 DEG NAIL EV | Trauma | EA
01.037.016E | 10886982273604 | TFNA 9 X 130 DEG NAIL EV | Trauma | EA
01.037.015E | 10886982273598 | TFNA 12 X 125 DEG NAIL EV | Trauma | EA
01.037.014E | 10886982273581 | TFNA 11 X 125 DEG NAIL EV | Trauma | EA
01.037.013E | 10886982273574 | TFNA 10 X 125 DEG NAIL EV | Trauma | EA
01.037.012E | 10886982273567 | TFNA 9 X 125 DEG NAIL EV | Trauma | EA
01.037.010E | 10886982273550 | TFNA 12 X 130 DEG NAIL EV | Trauma | EA
01.037.009E | 10886982273543 | TFNA 11 X 130 DEG NAIL EV | Trauma | EA
01.037.008E | 10886982273536 | TFNA 10 X 130 DEG NAIL EV | Trauma | EA
03.228.012S | 10886982270368 | WEDGE BURR/ 4.3 X 13 X 65MM STER | Trauma | EA
03.228.013S | 10886982270375 | SHANNON BURR/ 2 X 8 X 65MM SHRT/ HELICAL FLUTE/ STER | Trauma | EA
03.228.014S | 10886982270382 | SHANNON BURR/ 2 X 12 X 65MM MED/ STRAIGHT FLUTE/ STER | Trauma | EA
03.228.015S | 10886982270399 | SHANNON BURR/ 2.2 X 12 X 65MM MED/ HELICAL FLUTE/ STER | Trauma | EA
03.228.016S | 10886982270405 | SHANNON BURR/ 2.2 X 20 X 75MM LONG/ STRAIGHT FLUTE/ STER | Trauma | EA
03.228.017S | 10886982270412 | SHANNON BURR/ 3.1 X 20 X 70MM LONG/ STER | Trauma | EA
03.228.011S | 10886982270429 | WEDGE BURR/ 2.9 X 13.2 X 65MM STER | Trauma | EA
03.028.003S | 10886982270481 | 1.6MM CANNULATED DRILL BIT QC/ 98MM/ STER | Trauma | EA
03.028.004S | 10886982270498 | 1.9MM CANNULATED DRILL BIT QC/ 145MM/ STER | Trauma | EA
03.028.005S | 10886982270504 | 2.3MM CANNULATED DRILL BIT QC/ 145MM/ STER | Trauma | EA
03.028.006S | 10886982270511 | 1.6MM STEPDRILL-2.0MM SCR 6X60MM/CANN/QC/STER | Trauma | EA
03.028.008S | 10886982270528 | 1.9MM STEPDRILL-2.4MM/3.0MM SCR/8X60MM/CANN/QC/STER | Trauma | EA
03.028.010S | 10886982270535 | 2.3MM STEPDRILL-3.5MM/4.0MM SCR/8X60MM/CANN/QC/STER | Trauma | EA
02.228.000S | 10886982270979 | 0.8MM X 100MM GUIDE WIRE STER | Trauma | EA
02.228.001S | 10886982270986 | 1.1MM X 150MM GUIDE WIRE STER | Trauma | EA
02.228.002S | 10886982270993 | 1.25MM X 150MM GUIDE WIRE STER | Trauma | EA
02.228.000 | 10886982271020 | 0.8MM X 100MM GUIDE WIRE | Trauma | EA
03.028.001 | 10886982271358 | T8 SCRWDRVR SHAFT/SLF-RETAIN STARDRIVE 100MM/ CANN | Trauma | EA
02.228.001 | 10886982271037 | 1.1MM X 150MM GUIDE WIRE | Trauma | EA
02.228.002 | 10886982271044 | 1.25MM X 150MM GUIDE WIRE | Trauma | EA
03.028.002 | 10886982271365 | T15 SCRWDRVR SHAFT/SLF-RETAIN STARDRIVE 100MM/ CANN | Trauma | EA
03.028.003 | 10886982272928 | 1.6MM CANNULATED DRILL BIT QC/ 98MM | Trauma | EA
03.028.004 | 10886982272935 | 1.9MM CANNULATED DRILL BIT QC/ 145MM | Trauma | EA
03.028.005 | 10886982272942 | 2.3MM CANNULATED DRILL BIT QC/ 145MM | Trauma | EA
03.133.009 | 10886982272898 | 1.6MM / 0.8MM DOUBLE DRILL GUIDE | Trauma | EA
03.133.010 | 10886982272904 | 1.9MM / 1.1MM DOUBLE DRILL GUIDE | Trauma | EA
03.133.011 | 10886982272911 | 2.3MM / 1.25MM DOUBLE DRILL GUIDE | Trauma | EA
03.028.006 | 10886982272959 | 1.6MM STEPDRILL FOR 2.0MM SCR 6X60MM/CANN/QC | Trauma | EA
03.028.008 | 10886982272966 | 1.9MM STEPDRILL-2.4MM/3.0MM SCR/8X60MM/CANN/QC | Trauma | EA
03.028.010 | 10886982272973 | 2.3MM STEPDRILL-3.5MM/4.0MM SCR/8X60MM/CANN/QC | Trauma | EA
02.307.210KS | 10886982272980 | KIT-STAPLE 10MM/26Â° STATIC STER | Trauma | EA
02.307.310KS | 10886982272997 | KIT-STAPLE 10MM/90Â° STATIC STER | Trauma | EA
02.038.680S | 10886982273055 | TFNA TELESCOPING BLADE 80MM - STERILE | Trauma | EA
02.038.685S | 10886982273062 | TFNA TELESCOPING BLADE 85MM-STERILE | Trauma | EA
02.038.690S | 10886982273079 | TFNA TELESCOPING BLADE 90MM-STERILE | Trauma | EA
02.038.695S | 10886982273086 | TFNA TELESCOPING BLADE 95MM-STERILE | Trauma | EA
02.038.700S | 10886982273093 | TFNA TELESCOPING BLADE 100MM-STERILE | Trauma | EA
02.038.705S | 10886982273109 | TFNA TELESCOPING BLADE 105MM-STERILE | Trauma | EA
02.038.710S | 10886982273116 | TFNA TELESCOPING BLADE 110MM-STERILE | Trauma | EA
02.038.715S | 10886982273123 | TFNA TELESCOPING BLADE 115MM-STERILE | Trauma | EA
02.038.720S | 10886982273130 | TFNA TELESCOPING BLADE 120MM-STERILE | Trauma | EA
02.038.725S | 10886982273147 | TFNA TELESCOPING BLADE 125MM-STERILE | Trauma | EA
02.038.730S | 10886982273154 | TFNA TELESCOPING BLADE 130MM-STERILE | Trauma | EA
02.038.780S | 10886982273277 | TFNA FENEST TELESCOPING BLADE 80MM - STERILE | Trauma | EA
02.038.785S | 10886982273284 | TFNA FENEST TELESCOPING BLADE 85MM-STERILE | Trauma | EA
02.038.790S | 10886982273291 | TFNA FENEST TELESCOPING BLADE 90MM-STERILE | Trauma | EA
02.038.795S | 10886982273307 | TFNA FENEST TELESCOPING BLADE 95MM-STERILE | Trauma | EA
02.038.800S | 10886982273314 | TFNA FENEST TELESCOPING BLADE 100MM-STERILE | Trauma | EA
02.038.805S | 10886982273321 | TFNA FENEST TELESCOPING BLADE 105MM-STERILE | Trauma | EA
02.038.810S | 10886982273338 | TFNA FENEST TELESCOPING BLADE 110MM-STERILE | Trauma | EA
02.038.815S | 10886982273345 | TFNA FENEST TELESCOPING BLADE 115MM-STERILE | Trauma | EA
02.038.820S | 10886982273352 | TFNA FENEST TELESCOPING BLADE 120MM-STERILE | Trauma | EA
02.038.825S | 10886982273369 | TFNA FENEST TELESCOPING BLADE 125MM-STERILE | Trauma | EA
02.038.830S | 10886982273376 | TFNA FENEST TELESCOPING BLADE 130MM-STERILE | Trauma | EA
02.038.480S | 10886982273161 | TFNA TELESCOPING SCREW 80MM - STERILE | Trauma | EA
02.038.485S | 10886982273178 | TFNA TELESCOPING SCREW 85MM-STERILE | Trauma | EA
02.038.490S | 10886982273185 | TFNA TELESCOPING SCREW 90MM-STERILE | Trauma | EA
02.038.495S | 10886982273192 | TFNA TELESCOPING SCREW 95MM-STERILE | Trauma | EA
02.038.500S | 10886982273208 | TFNA TELESCOPING SCREW 100MM-STERILE | Trauma | EA
02.038.505S | 10886982273215 | TFNA TELESCOPING SCREW 105MM-STERILE | Trauma | EA
02.038.510S | 10886982273222 | TFNA TELESCOPING SCREW 110MM-STERILE | Trauma | EA
02.038.515S | 10886982273239 | TFNA TELESCOPING SCREW 115MM-STERILE | Trauma | EA
02.038.520S | 10886982273246 | TFNA TELESCOPING SCREW 120MM-STERILE | Trauma | EA
02.038.525S | 10886982273253 | TFNA TELESCOPING SCREW 125MM-STERILE | Trauma | EA
02.038.530S | 10886982273260 | TFNA TELESCOPING SCREW 130MM-STERILE | Trauma | EA
02.038.580S | 10886982273383 | TFNA FENEST TELESCOPING SCREW 80MM - STERILE | Trauma | EA
02.038.585S | 10886982273390 | TFNA FENEST TELESCOPING SCREW 85MM-STERILE | Trauma | EA
02.038.590S | 10886982273406 | TFNA FENEST TELESCOPING SCREW 90MM-STERILE | Trauma | EA
02.038.595S | 10886982273413 | TFNA FENEST TELESCOPING SCREW 95MM-STERILE | Trauma | EA
02.038.600S | 10886982273420 | TFNA FENEST TELESCOPING SCREW 100MM-STERILE | Trauma | EA
02.038.605S | 10886982273437 | TFNA FENEST TELESCOPING SCREW 105MM-STERILE | Trauma | EA
02.038.610S | 10886982273444 | TFNA FENEST TELESCOPING SCREW 110MM-STERILE | Trauma | EA
02.038.615S | 10886982273451 | TFNA FENEST TELESCOPING SCREW 115MM-STERILE | Trauma | EA
02.038.620S | 10886982273468 | TFNA FENEST TELESCOPING SCREW 120MM-STERILE | Trauma | EA
02.038.625S | 10886982273475 | TFNA FENEST TELESCOPING SCREW 125MM-STERILE | Trauma | EA
02.038.630S | 10886982273482 | TFNA FENEST TELESCOPING SCREW 130MM-STERILE | Trauma | EA
03.133.331S | 10886982273499 | VAL CALCANEAL & ANT LATERAL/ L 2D DISPOSABLE TEMPLATE | Trauma | EA
01.111.100 | 10886982273512 | SET FOR DIST RAD STERILE KIT STAINLESS STEEL | Trauma | EA
01.111.101 | 10886982273529 | SET FOR DIST RAD STERILE KIT TITANIUM | Trauma | EA
01.312.012 | 10886982273635 | STRUT SWAP KIT | Trauma | EA
01.312.005 | 10886982273642 | MAXFRAME(TM) SYSTEM LEAN SET | Trauma | EA
01.312.000 | 10886982273659 | MAXFRAME(TM) SYSTEM COMPLETE SET | Trauma | EA
01.215.000 | 10886982273666 | SM FRAG LCP INSTR/IMPL BASIC SET STAINLESS STEEL | Trauma | EA
01.215.001 | 10886982273673 | SM FRAG LCP INSTR/IMPL BASIC SET TITANIUM | Trauma | EA
03.133.338S | 10886982273680 | LCPÂ® ANTLAT DSTL TIBIA TEMPL/R 2D DISPOSABLE TEMPLATE | Trauma | EA
03.133.335S | 10886982273697 | LCPÂ® HOOK TEMPLATE 2D DISPOSABLE TEMPLATE | Trauma | EA
03.133.336S | 10886982273703 | LCPÂ® EXTRA ART DSTL HUM TEMP/R 2D DISPOSABLE TEMPLATE | Trauma | EA
03.133.337S | 10886982273710 | LCPÂ® EXTRA ART DSTL HUM TEMP/L 2D DISPOSABLE TEMPLATE | Trauma | EA
03.133.339S | 10886982273727 | LCPÂ® ANTLAT DSTL TIBIA TEMPL/L 2D DISPOSABLE TEMPLATE | Trauma | EA
03.133.340S | 10886982273734 | LCPÂ® LW BND MED DSTL TIB TEMPL 2D DISPOSABLE TEMPLATE / L&R | Trauma | EA
03.133.342S | 10886982273741 | LCPÂ® PROX TIBIA TEMPL / R 2D DISPOSABLE TEMPLATE / L&R | Trauma | EA
03.133.343S | 10886982273758 | LCPÂ® PROX TIBIA TEMPL / L 2D DISPOSABLE TEMPLATE | Trauma | EA
03.133.344S | 10886982273765 | LCPÂ® PROX TIBIA LW BND TEMPL/R 2D DISPOSABLE TEMPLATE / L&R | Trauma | EA
03.133.345S | 10886982273772 | LCPÂ® PROX TIBIA LW BND TEMPL/L 2D DISPOSABLE TEMPLATE | Trauma | EA
60.033.006 |  | FRN OPENING TRAY | Trauma
60.033.007 |  | FRN INSERTION TRAY | Trauma
01.111.103 | 10886982273833 | TI STERILE TUBE SET | Trauma | EA
01.111.102 | 10886982273826 | SS STERILE TUBE SET | Trauma | EA
01.232.001E | 10886982273864 | SPEED/SPEEDTITAN/SPEEDARC SET- EVAL | Trauma | EA
01.232.002E | 10886982273871 | SPEED HAND & WRIST SET-EVAL | Trauma | EA
01.232.003E | 10886982273888 | HAMMERLOCKÂ® 2 SET-EVAL | Trauma | EA
01.232.004E | 10886982273895 | BME ELITE SET-EVAL | Trauma | EA
01.232.005E | 10886982273901 | SPEEDSHIFT SET-EVAL | Trauma | EA
01.232.006E | 10886982273918 | SPEEDTRIAD SET-EVAL | Trauma | EA
2017.VETCAT | 10886982273925 | DEPUY SYNTHES VET CATALOG 2017 | Trauma | EA
60.033.010 |  | FRN LOCKING TRAY | Trauma
323.040 | 10886982274106 | DEPTH GAUGE W/ STOP RING F/ 5.0MM SCREWS / 323.042 | Trauma | EA
395.161 | 10886982274113 | TOMOFIX AIMING ARM F/ USE W/ TOMOFIX K-WIRE GUIDE | Trauma | EA
395.163 | 10886982274175 | TOMOFIX SAW GUIDE / LEFT | Trauma | EA
395.164 | 10886982274182 | TOMOFIX SAW GUIDE / RIGHT | Trauma | EA
312.928 | 10886982274199 | TOMOFIX GUIDE BLOCK F/LEFT ANAT MEDIAL HIGH TIB | Trauma | EA
312.929 | 10886982274205 | TOMOFIX GUIDE BLOCK F/RIGHT ANAT MEDIAL HIGH TIB | Trauma | EA
60.033.015 |  | LIFTING POST | Trauma
03.404.013S | 10886982274212 | RIA 2 GRAFT FILTER - STERILE | Trauma | EA
395.165 | 10886982274250 | TOMOFIX ANGEL WING F/ USE W/ TOMOFIX SAW GUIDE | Trauma | EA
395.162 | 10886982274267 | TOMOFIX K-WIRE GUIDE/WING NUT F/ USE WITH TOMOFIX AIMING ARM | Trauma | EA
04.168.075S | 10886982274274 | FEMORAL NECK SYSTEM IMPLANT KIT/ LENGTH 75MM STERILE | Trauma | EA
04.168.080S | 10886982274281 | FEMORAL NECK SYSTEM IMPLANT KIT/ LENGTH 80MM STERILE | Trauma | EA
04.168.085S | 10886982274298 | FEMORAL NECK SYSTEM IMPLANT KIT/ LENGTH 85MM STERILE | Trauma | EA
04.168.090S | 10886982274304 | FEMORAL NECK SYSTEM IMPLANT KIT/ LENGTH 90MM STERILE | Trauma | EA
04.168.095S | 10886982274311 | FEMORAL NECK SYSTEM IMPLANT KIT/ LENGTH 95MM STERILE | Trauma | EA
04.168.100S | 10886982274328 | FEMORAL NECK SYSTEM IMPLANT KIT/ LENGTH 100MM STERILE | Trauma | EA
04.168.105S | 10886982274335 | FEMORAL NECK SYSTEM IMPLANT KIT/ LENGTH 105MM STERILE | Trauma | EA
04.168.110S | 10886982274342 | FEMORAL NECK SYSTEM IMPLANT KIT/ LENGTH 110MM STERILE | Trauma | EA
04.168.115S | 10886982274359 | FEMORAL NECK SYSTEM IMPLANT KIT/ LENGTH 115MM STERILE | Trauma | EA
04.168.120S | 10886982274366 | FEMORAL NECK SYSTEM IMPLANT KIT/ LENGTH 120MM STERILE | Trauma | EA
04.168.125S | 10886982274373 | FEMORAL NECK SYSTEM IMPLANT KIT/ LENGTH 125MM STERILE | Trauma | EA
04.168.130S | 10886982274380 | FEMORAL NECK SYSTEM IMPLANT KIT/ LENGTH 130MM STERILE | Trauma | EA
395.166 | 10886982274397 | RADIOLUCENT RETRACTOR | Trauma | EA
440.838S | 10886982274403 | TI TOMOFIX MEDIAL HIGH TIB PL RT/ANAT/4 HOLES/112MM/STER | Trauma | EA
440.837S | 10886982274410 | TI TOMOFIX MEDIAL HIGH TIB PL LT/ANAT/4 HOLES/112MM/STER | Trauma | EA
103.525 | 10886982274854 | LOCKING RECONSTRUCTION AND MINI PLATE SET | Trauma | EA
103.519 | 10886982274861 | TTA SET | Trauma | EA
103.509 | 10886982274878 | 1.5MM LCP INSTRUMENT AND IMPLANT SET | Trauma | EA
103.510 | 10886982274885 | 1.5MM LCP INSTRUMENT AND IMPLANT SET WITH DRILL GUIDES | Trauma | EA
103.525VTE | 10886982274892 | LOCKING RECONSTRUCTION AND MINI PLATE SET/VET EVAL | Trauma | EA
103.511VTE | 10886982274908 | 1.5MM LCP INSTR AND IMPL SET VET EVAL | Trauma | EA
310.670 |  | 2.7MM CANNULATED DRILL BIT QC 160MM | Trauma
310.680 |  | 3.5MM CANNULATED DRILL BIT QC 160MM | Trauma
310.650 |  | 3.2MM CANNULATED DRILL BIT /QC 170MM | Trauma
315.920 |  | 2.5MM THREE-FLUTED DRILL BIT QC/230MM/200MM CALIBRATION | Trauma
360.050 |  | 10.0MM CANNULATED DRILL BIT LARGE/QC 190MM | Trauma
SD03.501.709 | 10886982274946 | PLATE HOLDING FORCEPS DRILL GUIDE | Trauma | EA
01.120.339 | 10886982274984 | LCP (LISS) DISTAL FEMUR PL & INSERTION GUIDE SET | Trauma | EA
01.120.467 | 10886982274953 | LCP(LISS) PROX LAT TIBIA PL & INSERTION GUIDE SET | Trauma | EA
03.401.083 | 10886982274960 | RULER L 250MM STAINLESS STEEL | Trauma | EA
323.041 | 10886982274977 | STOP RING F/ DEPTH GAUGE 323.040 / INNER DIA/ 3.35MM | Trauma | EA
360.030 |  | 8.0MM CANNULATED DRILL BIT LARGE QC/190MM | Trauma
513.010 |  | 1.1MM DRILL BIT/MINI QC/28MM | Trauma
513.030 |  | 1.1MM DRILL BIT/MINI QC/45MM | Trauma
513.080 |  | 1.5MM DRILL BIT/MINI QC/52MM | Trauma
513.090 |  | 1.5MM DRILL BIT/MINI QC/67MM | Trauma
CONFOOTLCP | 10886982275042 | DEPUY SYNTHES PRO-PAK FOOT - LCP | Trauma | EA
CONHANDLCP | 10886982275059 | DEPUY SYNTHES PRO-PAK HAND - LCP | Trauma | EA
CONCLAVLCPMS | 10886982275066 | DEPUY SYNTHES PRO-PAK CLAVICLE - MID SHAFT LCP | Trauma | EA
CONCLAVLCPLAT | 10886982275073 | DEPUY SYNTHES PRO-PAK CLAVICLE - LATERAL LCP | Trauma | EA
CONCLAVLCPRCN | 10886982275080 | DEPUY SYNTHES PRO-PAK CLAVICLE - LCP RECON | Trauma | EA
CONFIBOTT | 10886982275097 | DEPUY SYNTHES PRO-PAK FIBULA - ONE THIRD TUBULAR | Trauma | EA
CONCCILRG | 10886982275103 | DEPUY SYNTHES PRO-PAK CCI - SPEED IMPLANT/ LARGE | Trauma | EA
CONCCISTD | 10886982275110 | DEPUY SYNTHES PRO-PAK CCI - SPEED IMPLANT/ STANDARD | Trauma | EA
CONDRPLCP | 10886982275141 | DEPUY SYNTHES PRO-PAK DISTAL RADIUS - LCP | Trauma | EA
CONFIBVA | 10886982275158 | DEPUY SYNTHES PRO-PAK FIBULA - VA | Trauma | EA
CONCNDHD | 10886982275165 | DEPUY SYNTHES PRO-PAK CANNULATED SCREWS - HEADED | Trauma | EA
CONCNDHLS | 10886982275172 | DEPUY SYNTHES PRO-PAK CANNULATED SCREWS - HEADLESS | Trauma | EA
CONHANDMOD | 10886982275189 | DEPUY SYNTHES PRO-PAK HAND - NON LOCKING | Trauma | EA
CONFOOTVA | 10886982275196 | DEPUY SYNTHES PRO-PAK FOOT - VA | Trauma | EA
CONFIBLCP | 10886982275202 | DEPUY SYNTHES PRO-PAK FIBULA - LCP | Trauma | EA
CONDRPVAST | 10886982275219 | DEPUY SYNTHES PRO-PAK DISTAL RADIUS -VA(STERILE KIT) | Trauma | EA
CONDRPVA | 10886982275226 | DEPUY SYNTHES PRO-PAK DISTAL RADIUS - VA | Trauma | EA
60.109.050 | 10886982275233 | GRAPHIC CASE FOR TOMOFIX MHT OPTIONAL INSTRUMENTS | Trauma | EA
60.844.101 | 00819917028393 | FOOT OSTEOTOMY WEDGE SYSTEM IMPLANT SOFT CASE | Trauma | EA
03.228.000 | 10886982275257 | 0.8MM GUIDE WIRE/ 100MM LENGTH FLUTED TIP | Trauma | EA
03.228.001 | 10886982275264 | 1.1MM GUIDE WIRE/ 150MM LENGTH FLUTED TIP | Trauma | EA
03.228.002 | 10886982275271 | 1.25MM GUIDE WIRE/150MM LENGTH FLUTED TIP | Trauma | EA
03.228.000S | 10886982275288 | 0.8MM GUIDE WIRE/ 100MM LENGTH FLUTED TIP/ STER | Trauma | EA
03.228.001S | 10886982275295 | 1.1MM GUIDE WIRE/ 150MM LENGTH FLUTED TIP/ STER | Trauma | EA
03.228.002S | 10886982275301 | 1.25MM GUIDE WIRE/150MM LENGTH FLUTED TIP/ STER | Trauma | EA
08.844.104D | 00819917021875 | COTTON OSTEOTOMY WEDGE TI/PEEK-16MMX4.5MM-DEMO | Trauma | EA
08.844.108D | 00819917021882 | EVANS OSTEOTOMY WEDGE TI/PEEK-18MMX18MMX8MM-DEMO | Trauma | EA
03.028.014 | 10886982275332 | DIRECT MEASURING DEVICE FOR 2.0MM SCREWS | Trauma | EA
03.028.015 | 10886982275349 | DIRECT MEASURING DEVICE FOR 2.4/ 3.0/ 3.5/ 4.0MM SCREWS | Trauma | EA
03.133.151 | 10886982275356 | JEWELER CAP/ FOR UNIVERSAL SCREWDRIVER HANDLE(03.133.150) | Trauma | EA
351.270 |  | 13.0MM CANNULATED DRILL BIT 300MM | Trauma
310.110 |  | 1.1MM DRILL BIT/QC/60MM | Trauma
310.150 |  | 1.5MM DRILL BIT/QC/85MM | Trauma
310.155 |  | 1.5MM 2 FLUTE DRILL BIT/ 70MM/40MM TO STOP | Trauma
310.205 |  | 2.0MM 2 FLUTE DRILL BIT/ 70MM/40MM TO STOP | Trauma
310.157 |  | 1.5MM 2 FLUTE DRILL BIT/ 110MM W/ MARKING | Trauma
310.158 |  | 1.8MM 2 FLUTE DRILL BIT/ 110MM W/ MARKING | Trauma
310.163 |  | 2.0MM 2 FLUTE DRILL BIT/ 110MM W/ MARKING | Trauma
315.470 |  | 4.5MM 3 FLUTE DRILL BIT/ 300MM W/ CALIBRATION | Trauma
315.690 |  | 4.5MM CANNULATED DRILL BIT 230MM W/CALIBRATION | Trauma
309.600 |  | 17.8MM DRILL BIT LARGE QC/312MM | Trauma
310.508 |  | 1.8MM 2 FLUTE DRILL BIT 96MM/ W/MARKING | Trauma
03.010.123 |  | 4.2MM 3 FLUTE DRILL BIT 270MM/ W/ CALIBRATION | Trauma
513.035 |  | 1.3MM 2 FLUTE DRILL BIT/46MM | Trauma
315.930 |  | 3.2MM THREE-FLUTED DRILL BIT QC/230MM/200MM CALIBRATION | Trauma
02.221.180 | 10886982275837 | CONNECTING SCR F/VA PPFX GT RING ATTCHMT PLATE | Trauma | EA
04.221.080S | 10886982276131 | 3.5MM TI VA GREATER TROCH HOOK PLATE/SMALL/UNIVERSAL/STERLE | Trauma | EA
04.221.080 | 10886982276162 | 3.5MM TI VA GREATER TROCH HOOK PLATE/SMALL/UNIVERSAL | Trauma | EA
04.221.082S | 10886982276179 | 3.5MM TI VA GREATER TROCH HOOK PLATE/LARGE/UNIVERSAL/STERLE | Trauma | EA
04.221.082 | 10886982276186 | 3.5MM TI VA GREATER TROCH HOOK PLATE/LARGE/UNIVERSAL | Trauma | EA
04.221.084S | 10886982276193 | 3.5MM/4.5MM TI VA PROX FEMUR HOOK PL/SMALL/211MM/RIGHT/STER | Trauma | EA
04.221.084 | 10886982276209 | 3.5MM/4.5MM TI VA PROX FEMUR HOOK PL/SMALL/211MM/RIGHT | Trauma | EA
04.221.086S | 10886982276216 | 3.5MM/4.5MM TI VA PROX FEMUR HOOK PL/LARGE/217MM/RIGHT/STER | Trauma | EA
04.221.085S | 10886982276223 | 3.5MM/4.5MM TI VA PROX FEMUR HOOK PL/SMALL/211MM/LEFT/STER | Trauma | EA
04.221.086 | 10886982276230 | 3.5MM/4.5MM TI VA PROX FEMUR HOOK PL/LARGE/217MM/RIGHT | Trauma | EA
04.221.087S | 10886982276247 | 3.5MM/4.5MM TI VA PROX FEMUR HOOK PL/LARGE/217MM/LEFT/STER | Trauma | EA
04.221.085 | 10886982276254 | 3.5MM/4.5MM TI VA PROX FEMUR HOOK PL/SMALL/211MM/LEFT | Trauma | EA
04.221.100S | 10886982276261 | 3.5MM TI VA GREATER TROCH RING ATTACHMENT PL/SMALL/RT/STERILE | Trauma | EA
04.221.102S | 10886982276278 | 3.5MM TI VA GREATER TROCH RING ATTACHMENT PL/LARGE/RT/STERILE | Trauma | EA
04.221.087 | 10886982276285 | 3.5MM/4.5MM TI VA PROX FEMUR HOOK PL/LARGE/217MM/LEFT | Trauma | EA
04.221.101S | 10886982276292 | 3.5MM TI VA GREATER TROCH RING ATTACHMENT PL/SMALL/LT/STERILE | Trauma | EA
04.221.103S | 10886982276308 | 3.5MM TI VA GREATER TROCH RING ATTACHMENT PL/LARGE/LT/STERILE | Trauma | EA
04.221.100 | 10886982276315 | 3.5MM TI VA GREATER TROCH RING ATTACHMENT PL/SMALL/RT | Trauma | EA
04.221.102 | 10886982276322 | 3.5MM TI VA GREATER TROCH RING ATTACHMENT PL/LARGE/RT | Trauma | EA
04.221.110S | 10886982276339 | 3.5MM/4.5MM TI VA PROX FEMUR PLATE/119MM/RIGHT/STERILE | Trauma | EA
04.221.112S | 10886982276346 | 3.5MM/4.5MM TI VA PROX FEMUR PLATE/217MM/RIGHT/STERILE | Trauma | EA
04.221.101 | 10886982276353 | 3.5MM TI VA GREATER TROCH RING ATTACHMENT PL/SMALL/LT | Trauma | EA
04.221.111S | 10886982276360 | 3.5MM/4.5MM TI VA PROX FEMUR PLATE/119MM/LEFT/STERILE | Trauma | EA
04.221.113S | 10886982276377 | 3.5MM/4.5MM TI VA PROX FEMUR PLATE/217MM/LEFT/STERILE | Trauma | EA
04.221.103 | 10886982276384 | 3.5MM TI VA GREATER TROCH RING ATTACHMENT PL/LARGE/LT | Trauma | EA
04.221.180S | 10886982276391 | TI CONNECTN SCR F/ VA GREATER TROCH ATTACHMENT PLATES/STER | Trauma | EA
04.221.110 | 10886982276407 | 3.5MM/4.5MM TI VA PROX FEMUR PLATE/119MM/RIGHT | Trauma | EA
04.221.174S | 10886982276414 | 3.5MM TI VA LCKNG ATTACHMENT PLATE/4 HOLES/STERILE | Trauma | EA
04.221.112 | 10886982276421 | 3.5MM/4.5MM TI VA PROX FEMUR PLATE/217MM/RIGHT | Trauma | EA
04.221.174 | 10886982276438 | 3.5MM TI VA LCKNG ATTACHMENT PLATE/4 HOLES | Trauma | EA
04.221.180 | 10886982276445 | TI CONNECTN SCR F/VA GREATER TROCH ATTACHMENT PLATES | Trauma | EA
04.221.111 | 10886982276476 | 3.5MM/4.5MM TI VA PROX FEMUR PLATE/119MM/LEFT | Trauma | EA
04.221.150 | 10886982276544 | 3.5MM TI VAL DSTL FEM SPANNING ATTACHMENT PL/4H/STD/RT | Trauma | EA
04.221.152 | 10886982276551 | 3.5MM TI VAL DSTL FEM SPANNING ATTACHMENT PL/4H/LONG/RT | Trauma | EA
04.221.150S | 10886982276599 | 3.5MM TI VAL DSTL FEM SPANNING ATTACHMENT PL/4H/STD/RT/STER | Trauma | EA
04.221.152S | 10886982276605 | 3.5MM TI VAL DSTL FEM SPANNING ATTACHMENT PL/4H/LONG/RT/STER | Trauma | EA
04.221.151 | 10886982276643 | 3.5MM TI VAL DSTL FEM SPANNING ATTACHMENT PL/4H/STD/LT | Trauma | EA
04.221.153 | 10886982276650 | 3.5MM TI VAL DSTL FEM SPANNING ATTACHMENT PL/4H/LONG/LT | Trauma | EA
04.221.151S | 10886982276667 | 3.5MM TI VAL DSTL FEM SPANNING ATTACHMENT PL/4H/STD/LT/STER | Trauma | EA
04.221.153S | 10886982276773 | 3.5MM TI VAL DSTL FEM SPANNING ATTACHMENT PL/4H/LONG/LT/STER | Trauma | EA
03.133.408 | 10886982276742 | VA LCPÂ® MED DSTL TIB TEM 6H /R 3D REUSABLE TEMPLATE | Trauma | EA
03.133.409 | 10886982276759 | VA LCPÂ® MED DSTL TIB TEM 6H /L 3D REUSABLE TEMPLATE | Trauma | EA
04.221.154S | 10886982276797 | 3.5MM TI VAL DSTL FEM SPANNING ATTACHMENT PL/6H/STD/RT/STER | Trauma | EA
03.133.372 | 10886982276858 | VA LCPÂ® POSTLAT DHP LAT 3H /R 3D REUSABLE TEMPLATE | Trauma | EA
03.133.373 | 10886982276865 | VA LCPÂ® POSTLAT DHP LAT 3H /L 3D REUSABLE TEMPLATE | Trauma | EA
03.133.377 | 10886982276902 | LCPÂ® EXTRA ART DHP TEM 8H /L 3D REUSABLE TEMPLATE | Trauma | EA
03.133.378 | 10886982276919 | LCPÂ® EXTRA ART DHP TEM 8H /R 3D REUSABLE TEMPLATE | Trauma | EA
04.221.155S | 10886982276940 | 3.5MM TI VAL DSTL FEM SPANNING ATTACHMENT PL/6H/STD/LT/STER | Trauma | EA
03.133.381 | 10886982277046 | VA LCPÂ® MED DHP EXT TEMPL 2H/L 3D REUSABLE TEMPLATE | Trauma | EA
03.133.382 | 10886982277053 | VA LCPÂ® MED DHP EXT TEMPL 2H/R 3D REUSABLE TEMPLATE | Trauma | EA
03.133.426 | 10886982277473 | LCPÂ® ANTLAT DSTL TIB TEM 9H /R 3D REUSABLE TEMPLATE | Trauma | EA
03.133.427 | 10886982277480 | LCPÂ® ANTLAT DSTL TIB TEM 9H /L 3D REUSABLE TEMPLATE | Trauma | EA
03.133.428 | 10886982277497 | VALÂ® CALCANEAL M /R 3D REUSABLE TEMPLATE | Trauma | EA
03.133.429 | 10886982277503 | VALÂ® CALCANEAL M /L 3D REUSABLE TEMPLATE | Trauma | EA
03.133.430 | 10886982277510 | LCPÂ® LAT DSTL FIBULA 3H /R 3D REUSABLE TEMPLATE | Trauma | EA
03.133.431 | 10886982277527 | LCPÂ® LAT DSTL FIBULA 3H /L 3D REUSABLE TEMPLATE | Trauma | EA
03.133.440 | 10886982277602 | LCPÂ® PROX HUM LONG TEMPL 8H ANATOMIC TEMPLATE | Trauma | EA
03.133.414 | 10886982277640 | VA LCPÂ® ANTLAT DSTL TIB 6H /R 3D REUSABLE TEMPLATE | Trauma | EA
03.133.415 | 10886982277657 | VA LCPÂ® ANTLAT DSTL TIB 6H /L 3D REUSABLE TEMPLATE | Trauma | EA
03.133.418 | 10886982277688 | VA LCPÂ® LAT DSTL FIB TEM 3H /R 3D REUSABLE TEMPLATE | Trauma | EA
03.133.419 | 10886982277695 | VA LCPÂ® LAT DSTL FIB TEM 3H /L 3D REUSABLE TEMPLATE | Trauma | EA
03.133.422 | 10886982277725 | LCPÂ® ANTLAT DSTL TIB TEM 5H /R 3D REUSABLE TEMPLATE | Trauma | EA
03.133.423 | 10886982277732 | LCPÂ® ANTLAT DSTL TIB TEM 5H /L 3D REUSABLE TEMPLATE | Trauma | EA
SD329.031 | 10886982277763 | LOWER PLATE BENDING ANVIL SMALL | Trauma | EA
SD329.036 | 10886982277770 | LOWER PLATE BENDING ANVIL LARGE | Trauma | EA
SD03.010.170 | 10886982277794 | EXTENDED GUIDING ROD | Trauma | EA
SD03.010.522 | 10886982277800 | HAMMER HANDHELD | Trauma | EA
04.221.154 | 10886982277824 | 3.5MM TI VAL DSTL FEM SPANNING ATTACHMENT PL/6H/STD/RT | Trauma | EA
04.221.155 | 10886982277831 | 3.5MM TI VAL DSTL FEM SPANNING ATTACHMENT PL/6H/STD/LT | Trauma | EA
03.133.459 | 10886982278005 | LCPÂ® LW BND MED DSTL TIB 14H/L 3D REUSABLE TEMPLATE | Trauma | EA
03.133.460 | 10886982278012 | LCPÂ® LW BND MED DSTL TIB 14H/R 3D REUSABLE TEMPLATE | Trauma | EA
03.133.461 | 10886982278029 | LCPÂ® MED DSTL TIB 8H /L 3D REUSABLE TEMPLATE | Trauma | EA
03.133.462 | 10886982278036 | LCPÂ® MED DSTL TIB 8H /R 3D REUSABLE TEMPLATE | Trauma | EA
03.133.443 | 10886982278111 | VA LCPÂ® MED DSTL HUM EXT 4H /L 3D REUSABLE TEMPLATE | Trauma | EA
03.133.444 | 10886982278128 | VA LCPÂ® MED DSTL HUM EXT 4H /R 3D REUSABLE TEMPLATE | Trauma | EA
03.133.452 | 10886982278180 | VA LCPÂ® POSTLAT DSTL TIB T 6H 3D REUSABLE TEMPLATE | Trauma | EA
440.838 | 10886982278227 | TI TOMOFIX MEDIAL HIGH TIB PL RT/ANAT/4 HOLES/112MM | Trauma | EA
440.837 | 10886982278234 | TI TOMOFIX MEDIAL HIGH TIB PL LT/ANAT/4 HOLES/112MM | Trauma | EA
03.037.133 | 10886982278241 | 5MM HEX FLEXIBLE SCREWDRIVER W/ 6MM HEX COUPLING | Trauma | EA
03.037.132 | 10886982278258 | REMOVAL HOOK | Trauma | EA
03.037.130 | 10886982278265 | TELESCOPING HELICAL BLADE/ SCREW EXTRACTOR | Trauma | EA
03.037.141 | 10886982278272 | TELESCOPING HELICAL BLADE SCREW GUIDE SLEEVE | Trauma | EA
60.037.028 | 10886982278289 | TFNA TELESCOPING HEAD ELEMENT INSTRUMENT TRAY | Trauma | EA
03.037.124 | 10886982278296 | TELESCOPING HELICAL BLADE IMPACTOR | Trauma | EA
03.037.125 | 10886982278302 | TELESCOPING SCREW INSERTER | Trauma | EA
03.037.126 | 10886982278319 | TELESCOPING HELICAL BLADE/ SCREW COUPLING SCREW | Trauma | EA
01.028.000E | 10886982278494 | DD - EVAL SET MONOBLOC FLEXIBLE REAMER SET | Trauma | EA
03.133.364 | 10886982278456 | VA LCPÂ® MED DSTL HUM TEM 1H /R 3D REUSABLE TEMPLATE | Trauma | EA
03.133.365 | 10886982278463 | VA LCPÂ® MED DSTL HUM TEM 1H /L 3D REUSABLE TEMPLATE | Trauma | EA
03.010.173 | 10886982278470 | REMOVAL HOOK ADAPTER | Trauma | EA
292.130 | 10886982278487 | 1.25MM GUIDE WIRE 280MM WITH TROCAR TIP | Trauma | EA
519.510 | 10886982278500 | DOUBLE AIR HOSE SYNTHES STEM 3 METERS | Trauma | EA
519.531 | 10886982278517 | DOUBLE AIR HOSE SCHRADER STEM 5 METERS | Trauma | EA
01.312.000E | 10886982281487 | MAXFRAME(TM) SYSTEM COMPLETE SET - EVAL | Trauma | EA
01.033.001 | 10886982278586 | COMPLETE FRN / PF / OPENING & INSERTION SET | Trauma | EA
01.033.002 | 10886982278593 | COMPLETE FRN / GT / OPENING & INSERTION SET | Trauma | EA
01.033.003 | 10886982278609 | COMPLETE FRN / PF & GT OPENING & INSERTION SET | Trauma | EA
01.033.001FE | 10886982278616 | COMPLETE FRN / PF / OPENING & INSERTION SET / FE | Trauma | EA
01.033.002FE | 10886982278623 | COMPLETE FRN / GT / OPENING & INSERTION SET /FE | Trauma | EA
01.033.003FE | 10886982278630 | COMPLETE FRN / PF & GT OPENING & INSERTION SET / FE | Trauma | EA
03.137.004 | 10886982278654 | IN-SITU BENDING INSTRUMENT | Trauma | EA
01.312.005E | 10886982278715 | MAXFRAME(TM) SYSTEM LEAN SET EVAL | Trauma | EA
60.133.004 | 10886982278722 | OUTER CASE 4 HIGH 3/3 WIDTH | Trauma | EA
60.133.013 | 10886982278739 | OUTER CASE LID 1/3 WIDTH | Trauma | EA
60.133.023 | 10886982278746 | OUTER CASE LID 2/3 WIDTH ALUM | Trauma | EA
60.133.168 | 10886982278753 | AUX TRAY 2 HIGH 1/3 WIDTH | Trauma | EA
60.133.169 | 10886982278760 | AUXILIARY TRAY 1 HIGH 2/3 WIDTH ALUM | Trauma | EA
60.133.170 | 10886982278777 | AUX TRAY 2 HIGH 2/3 WIDTH | Trauma | EA
60.133.171 | 10886982278784 | AUX TRAY 1 HIGH 3/3 WIDTH | Trauma | EA
NA0531 | 10886982278807 | FEMORAL NECK SYSTEM DEMO CASE | Trauma | EA
60.133.172 | 10886982278814 | AUX TRAY 2 HIGH 3/3 WIDTH | Trauma | EA
60.133.213 | 10886982278821 | OUTER CASE 2 HIGH 1/3 WIDTH | Trauma | EA
60.133.223 | 10886982278838 | OUTER CASE 2 HIGH 2/3 WIDTH/ ALUM | Trauma | EA
60.133.313 | 10886982278845 | OUTER CASE 3 HIGH 1/3 WIDTH | Trauma | EA
60.133.323 | 10886982278852 | OUTER CASE 3 HIGH 2/3 WIDTH | Trauma | EA
60.133.413 | 10886982278869 | OUTER CASE 4 HIGH 1/3 WIDTH | Trauma | EA
60.133.423 | 10886982278876 | OUTER CASE 4 HIGH 2/3 WIDTH | Trauma | EA
01.028.000 | 10886982279187 | REAMER SET MONOBLOC FLEXIBLE REAMER SET | Trauma | EA
04.321.212S | 10886982279170 | TI SHAFT PLATE LONG LEFT/MEDIUM-STERILE | Trauma | EA
03.010.172 | 10886982279194 | REMOVAL HOOK | Trauma | EA
02.321.212S | 10886982280190 | SHAFT PLATE LONG LEFT/MEDIUM-STERILE | Trauma | EA
02.321.213S | 10886982280206 | SHAFT PLATE LONG RIGHT/MEDIUM-STERILE | Trauma | EA
HCUFS | 0081063302047 | HAMMERCUFF COMPRESSION IMPLANT SMALL 09X05X05X05X05X03 4 LEGS | Trauma | EA
HCUFL | 0081063302054 | HAMMERCUFF COMPRESSION IMPLANT LARGE 09X05X05X05X05X04 4 LEGS | Trauma | EA
01.168.030 | 10886982280213 | FEMORAL NECK SYSTEM INSTRUMENT SET | Trauma | EA
01.168.030E | 10886982280237 | FEMORAL NECK SYSTEM INSTRUMENT SET - EVAL | Trauma | EA
01.168.031E | 10886982280244 | FEMORAL NECK SYSTEM IMPLANT SET - EVAL | Trauma | EA
04.221.113 | 10886982280251 | 3.5MM/4.5MM TI VA PROX FEMUR PLATE/217MM/LEFT | Trauma | EA
CD04.013.800 | 10886982280268 | CUSTOM 14MM RETROGRADE NAIL | Trauma | EA
60.133.153 | 10886982280589 | PART THREAD CCHS SCREW RACK 2.0MM/2.4MM/3.0MM/3.5MM/4.0MM | Trauma | EA
60.133.154 | 10886982280596 | FULL THREAD CCHS SCREW RACK 2.0MM/2.4MM/3.0MM/3.5MM/4.0MM | Trauma | EA
60.133.121 | 10886982280534 | 1/3 GC TRAY BASE - 2.0MM CCHS & QIS | Trauma | EA
60.133.122 | 10886982280541 | 1/3 GC TRAY BASE - AUX ITEMS | Trauma | EA
60.133.123 | 10886982280558 | 1/3 GC TRAY BASE - 2.4MM/3.0MM CCHS | Trauma | EA
60.133.124 | 10886982280565 | 1/3 GC TRAY BASE - 3.5MM/4.0MM CCHS | Trauma | EA
60.133.155 | 10886982280473 | SCREW RACK BLOCK - 2.0MM CCHS | Trauma | EA
60.133.156 | 10886982280480 | SCREW RACK BLOCK - 2.4MM CCHS | Trauma | EA
60.133.157 | 10886982280497 | SCREW RACK BLOCK - 3.0MM CCHS | Trauma | EA
60.133.158 | 10886982280503 | SCREW RACK BLOCK - 3.5MM CCHS | Trauma | EA
60.133.159 | 10886982280510 | SCREW RACK BLOCK - 4.0MM CCHS | Trauma | EA
60.133.162 | 10886982280527 | SCREW RACK BLOCK - 2.0MM QIS | Trauma | EA
60.133.160 | 10886982280572 | SCREW RACK SHELL - CCHS & QIS | Trauma | EA
01.844.100FE | 10886982280367 | FOOT OSTEOTOMY WEDGE SYSTEM FIELD EQUIPMENT SET | Trauma | EA
01.844.100E | 10886982280374 | FOOT OSTEOTOMY WEDGE SYSTEM EVAL SET | Trauma | EA
01.844.100 | 10886982280381 | FOOT OSTEOTOMY WEDGE SYSTEM INSTRUMENT SET | Trauma | EA
01.033.003E | 10886982280398 | COMPLETE FEMORAL RECON NAIL PF/GT OPNG/INSERTN/EVAL SET | Trauma | EA
01.033.006E | 10886982280404 | COMPLETE FEMORAL RECON NAIL PF/GT UPGR/EX INSTR/EVAL SET | Trauma | EA
01.033.009FE | 10886982280411 | COMPLETE FEMORAL RECON NAIL PF/GT INSTR UPGR SET 1.0/FE | Trauma | EA
01.033.008FE | 10886982280428 | COMPLETE FEMORAL RECON NAIL GT INSTR UPGRADE SET 1.0/FE | Trauma | EA
01.033.007FE | 10886982280435 | COMPLETE FEMORAL RECON NAIL PF INSTR UPGRADE SET 1.0/FE | Trauma | EA
01.033.005FE | 10886982280442 | COMPLETE FEMORAL RECON NAIL GT UPGRADE TO EX INSTR/FE SET | Trauma | EA
01.033.004FE | 10886982280459 | COMPLETE FEMORAL RECON NAIL PF UPGRADE TO EX INSTR/FE SET | Trauma | EA
01.033.006FE | 10886982280466 | COMPLETE FEMORAL RECON NAIL PF/GT UPGR/EX INSTR/FE SET | Trauma | EA
01.033.026FE | 10886982280602 | FEMORAL RECON NAIL GT 12MM IMPLANT SET/FE | Trauma | EA
01.033.027FE | 10886982280619 | FEMORAL RECON NAIL GT 14MM IMPLANT SET/FE | Trauma | EA
01.033.010FE | 10886982280626 | FEMORAL RECON NAIL ACCESSORY IMPLANT SET/FE | Trauma | EA
01.033.018FE | 10886982280633 | FEMORAL RECON NAIL PF 9MM IMPLANT SET/FE | Trauma | EA
01.033.019FE | 10886982280640 | FEMORAL RECON NAIL PF 10MM IMPLANT SET/FE | Trauma | EA
01.033.020FE | 10886982280657 | FEMORAL RECON NAIL PF 11MM IMPLANT SET/FE | Trauma | EA
01.033.021FE | 10886982280664 | FEMORAL RECON NAIL PF 12MM IMPLANT SET/FE | Trauma | EA
01.033.022FE | 10886982280671 | FEMORAL RECON NAIL PF 14MM IMPLANT SET/FE | Trauma | EA
01.033.025FE | 10886982280688 | FEMORAL RECON NAIL GT 11MM IMPLANT SET/FE | Trauma | EA
01.033.024FE | 10886982280695 | FEMORAL RECON NAIL GT 10MM IMPLANT SET/FE | Trauma | EA
01.033.023FE | 10886982280701 | FEMORAL RECON NAIL GT 9MM IMPLANT SET/FE | Trauma | EA
03.137.005.10S | 10886982280909 | TEMPLATES FOR PATELLA PLATE LARGE / 10-PACK / STERILE | Trauma | EA
03.137.002.10S | 10886982280916 | TEMPLATES FOR PATELLA PLATE SMALL/10-PACK/STERILE | Trauma | EA
01.133.215 | 10886982281005 | UNIVERSAL SMALL FRAGMENT VA-LCP DSTL TIBIA IMPLANT SET | Trauma | EA
01.133.216 | 10886982281012 | UNIVERSAL SMALL FRAGMENT LCP DSTL TIBIA IMPLANT SET | Trauma | EA
01.133.416 | 10886982281029 | TI - UNIVERSAL SMALL FRAGMENT LCP DSTL TIBIA IMPLANT SET | Trauma | EA
01.133.217 | 10886982281036 | UNIVERSAL SF VA LCP DSTL FIB IMPLANT SET | Trauma | EA
01.133.218 | 10886982281043 | UNIVERSAL SMALL FRAGMENT LCP DSTL FIBULA IMPLANT SET | Trauma | EA
01.133.418 | 10886982281050 | TI - UNIVERSAL SMALL FRAGMENT LCP DSTL FIBULA IMPL SET | Trauma | EA
01.133.212E | 10886982280923 | UNIVERSAL SMALL FRAGMENT ELBOW IMPLANT SET EVAL | Trauma | EA
01.133.215E | 10886982281067 | UNIVERSAL SMALL FRAGMENT VA-LCP DSTL TIB IMPLT SET EVAL | Trauma | EA
01.133.216E | 10886982281074 | UNIVERSAL SMALL FRAGMENT LCP DSTL TIBIA IMPLT SET EVAL | Trauma | EA
01.133.412E | 10886982280930 | TI - UNIVERSAL SMALL FRAGMENT ELBOW IMPLANT SET EVAL | Trauma | EA
01.133.416E | 10886982281081 | TI - UNIVERSAL SMALL FRAGMENT LCP DSTL TIBIA IMPLANTSET EVAL | Trauma | EA
01.133.217E | 10886982281098 | UNIVERSAL SF VA LCP DISTAL FIB IMPLANT SET EVAL | Trauma | EA
01.133.218E | 10886982281104 | UNIVERSAL SMALL FRAGMENT LCP DSTL FIBULA IMPLT SET EVAL | Trauma | EA
01.133.418E | 10886982281111 | TI - UNIVERSAL SMALL FRAGMENT LCP DSTL FIBULA IMPL SET EVAL | Trauma | EA
01.133.411E | 10886982280961 | TI - UNIVERSAL SMALL FRAGMENT SHOULDER CLAVI IMPLT SET EVAL | Trauma | EA
01.133.211E | 10886982280992 | UNIVERSAL SMALL FRAGMENT SHOULDER CLAVI IMPLT SET EVAL | Trauma | EA
01.133.412 | 10886982280947 | TI - UNIVERSAL SMALL FRAGMENT ELBOW IMPLANT SET | Trauma | EA
01.133.212 | 10886982280954 | UNIVERSAL SMALL FRAGMENT ELBOW IMPLANT SET | Trauma | EA
01.133.411 | 10886982280978 | TI - UNIVERSAL SMALL FRAGMENT SHOULDER CLAVICLE IMPLANT SET | Trauma | EA
01.133.211 | 10886982280985 | UNIVERSAL SMALL FRAGMENT SHOULDER CLAVICLE IMPLANT SET | Trauma | EA
01.133.021 | 10886982281128 | UNIVERSAL SF SHOULDER CLAVICLE TEMPLATE TRAY SET | Trauma | EA
01.133.022 | 10886982281135 | UNIVERSAL SF ELBOW TEMPLATE TRAY SET | Trauma | EA
01.133.023 | 10886982281142 | UNIVERSAL SF VA LCP PROX TIBIA TEMPLATE TRAY SET | Trauma | EA
01.133.024 | 10886982281159 | UNIVERSAL SF LCP PROX TIBIA TEMPLATE TRAY SET | Trauma | EA
01.133.025 | 10886982281166 | UNIVERSAL SF VA LCP DSTL TIBIA FIBULA TEMPLATE TRAY SET | Trauma | EA
01.133.026 | 10886982281173 | UNIVERSAL SF LCP DSTL TIBIA FIBULA TEMPLATE TRAY SET | Trauma | EA
01.133.021E | 10886982281180 | UNIVERSAL SF SHOULDER CLAVICLE TEMPLATE TRAY EVAL SET | Trauma | EA
01.133.022E | 10886982281197 | UNIVERSAL SF ELBOW TEMPLATE TRAY EVAL SET | Trauma | EA
01.133.023E | 10886982281203 | UNIVERSAL SF VA LCP PROX TIBIA TEMPLATE TRAY EVAL SET | Trauma | EA
01.133.024E | 10886982281210 | UNIVERSAL SF LCP PROX TIBIA TEMPLATE TRAY EVAL SET | Trauma | EA
01.133.025E | 10886982281227 | UNIVERSAL SF VA LCP DSTL TIBIA FIBULA TEMPLATE TRAY EVAL SET | Trauma | EA
01.133.026E | 10886982281234 | UNIVERSAL SF LCP DSTL TIBIA FIBULA TEMPLATE TRAY EVAL SET | Trauma | EA
60.133.161 | 10886982281241 | SCREW RACK SHELL LID | Trauma | EA
60.133.163 | 10886982281258 | SCREW RACK LID - CCHS 2.0MM/2.4MM/3.0MM/3.5MM/4.0MM | Trauma | EA
60.116.542 | 20886982281262 | SCR TYPE PUSH PIN PARTIAL THREAD SHORT | Trauma | P5
60.116.543 | 20886982281279 | SCR TYPE PUSH PIN PARTIAL THREAD LONG | Trauma | P5
60.116.544 | 20886982281286 | SCR TYPE PUSH PIN FULL THREAD | Trauma | P5
60.116.546 | 20886982281293 | SCR TYPE PUSH PIN PARTIAL THREAD | Trauma | P5
60.116.547 | 20886982281309 | SCR TYPE PUSH PIN PARTIAL THD SHORT / FULL THD | Trauma | P5
60.116.548 | 20886982281316 | SCR TYPE PUSH PIN PARTIAL THD LONG / FULL THD | Trauma | P5
60.116.549 | 20886982281323 | SCR TYPE PUSH PIN PARTIAL THD SHORT & LONG | Trauma | P5
60.116.572 | 20886982281330 | SCR TYPE PUSH PIN PARTIAL THREAD / FULL THREAD | Trauma | P5
01.004.305FE | 10886982281494 | SUPRAPATELLAR INSTRUMENTS FOR TI TIBIAL NAIL-EX FE SET | Trauma | EA
01.004.006FE | 10886982281500 | SUPRAPATELLAR OUTER PROTECTION SLEEVES FIELD EQUIPMENT SET | Trauma | EA
01.019.011FE | 10886982281517 | 4.0MM TI LOCKING SCREW FOR IM NAILS FIELD EQUIPMENT SET | Trauma | EA
01.019.012FE | 10886982281524 | 5.0MM TI LOCKING SCREW FOR IM NAILS FIELD EQUIPMENT SET | Trauma | EA
01.019.013FE | 10886982281531 | 6.0MM TI LOCKING SCREW FOR IM NAILS FIELD EQUIPMENT SET | Trauma | EA
01.004.308FE | 10886982281548 | 8MM TI CANNULATED TIBIAL NAIL-EX FIELD EQUIPMENT SET | Trauma | EA
01.004.309FE | 10886982281555 | 9MM TI CANNULATED TIBIAL NAIL-EX FIELD EQUIPMENT SET | Trauma | EA
01.004.310FE | 10886982281562 | 10MM TI CANNULATED TIBIAL NAIL-EX FIELD EQUIPMENT SET | Trauma | EA
01.004.311FE | 10886982281579 | 11MM TI CANNULATED TIBIAL NAIL-EX FIELD EQUIPMENT SET | Trauma | EA
01.004.312FE | 10886982281586 | 12MM TI CANNULATED TIBIAL NAIL-EX FIELD EQUIPMENT SET | Trauma | EA
01.004.313FE | 10886982281593 | 13MM TI CANNULATED TIBIAL NAIL-EX FIELD EQUIPMENT SET | Trauma | EA
01.004.314FE | 10886982281609 | TIBIAL NAIL-EX IMPLANT FIELD EQUIPMENT SET | Trauma | EA
01.003.009FE | 10886982281616 | 9MM TI LATERAL ENTRY FEMORAL RECON NAIL-EX FE SET | Trauma | EA
01.003.010FE | 10886982281623 | 10MM TI LATERAL ENTRY FEMORAL RECON NAIL-EX FE SET | Trauma | EA
01.003.011FE | 10886982281630 | 11MM TI LATERAL ENTRY FEMORAL RECON NAIL-EX FE SET | Trauma | EA
01.003.012FE | 10886982281647 | 12MM TI LATERAL ENTRY FEMORAL RECON NAIL-EX FE SET | Trauma | EA
01.003.013FE | 10886982281654 | 13MM TI LATERAL ENTRY FEMORAL RECON NAIL-EX FE SET | Trauma | EA
01.003.014FE | 10886982281661 | 14MM TI LATERAL ENTRY FEMORAL RECON NAIL-EX FE SET | Trauma | EA
01.003.015FE | 10886982281678 | 15MM TI LATERAL ENTRY FEMORAL RECON NAIL-EX FE SET | Trauma | EA
01.003.016FE | 10886982281685 | 16MM TI LATERAL ENTRY FEMORAL RECON NAIL-EX FE SET | Trauma | EA
01.003.300FE2 | 10886982281692 | TI LATERAL ENTRY FEMORAL RECON NAIL-EX IMPLANT FE SET | Trauma | EA
01.034.003FE | 10886982281395 | 9MM TI CANN TIBIAL NAIL-EX W/PROX BEND FE SET | Trauma | EA
01.034.004FE | 10886982281401 | 10MM TI CANN TIBIAL NAIL-EX W/PROX BEND FE SET | Trauma | EA
01.034.005FE | 10886982281418 | 11MM TI CANN TIBIAL NAIL-EX W/PROX BEND FE SET | Trauma | EA
01.034.006FE | 10886982281425 | 12MM TI CANN TIBIAL NAIL-EX W/PROX BEND FE SET | Trauma | EA
01.034.007FE | 10886982281432 | 13MM TI CANN TIBIAL NAIL-EX W/PROX BEND FE SET | Trauma | EA
01.008.004FE | 10886982281449 | HINDFOOT ARTHRODESIS NAIL-EX IMPLANT FIELD EQUIPMENT SET | Trauma | EA
01.008.005FE | 10886982281456 | HINDFOOT ARTHRODESIS NAIL-EX & END CAP FIELD EQUIPMENT SET | Trauma | EA
01.030.005FE | 10886982281463 | TI ADOLESCENT LATERAL ENTRY FEMORAL NAIL-EX IMPLANT FE SET | Trauma | EA
01.030.006FE | 10886982281470 | 10MM TI ADOLESCENT LATERAL ENTRY FEMORAL NAIL-EX FE SET | Trauma | EA
01.019.015FE | 10886982281722 | MULTILOC HUMERAL NAILS IMPLANT FIELD EQUIPMENT SET | Trauma | EA
01.107.105FE | 10886982281708 | 2.7MM/3.5MM VA-LCP ELBOW SYSTEM IMPLANT FE SET | Trauma | EA
01.019.016FE | 10886982281739 | MULTILOC HUMERAL NAIL AND END CAP FIELD EQUIPMENT SET | Trauma | EA
01.107.106FE | 10886982281715 | 2.7MM/3.5MM TI VA-LCP ELBOW SYSTEM IMPLANT FE SET | Trauma | EA
01.037.006FE2 | 10886982281852 | TFNA FENESTRATED HELICAL BLADE FIELD EQUIPMENT SET | Trauma | EA
01.037.007FE2 | 10886982281869 | TFNA FENESTRATED SCREW FIELD EQUIPMENT SET | Trauma | EA
01.037.050FE | 10886982281876 | TFNA END CAP FIELD EQUIPMENT SET | Trauma | EA
01.037.051FE | 10886982281883 | 9MM/130 DEG & SHORT TI TFNA NAIL FIELD EQUIPMENT SET | Trauma | EA
01.037.052FE | 10886982281890 | 14MM/130 DEG TI TFNA NAIL FIELD EQUIPMENT SET | Trauma | EA
01.037.053FE | 10886982281906 | 9MM/125 DEG & SHORT TI TFNA NAIL FIELD EQUIPMENT SET | Trauma | EA
01.037.054FE | 10886982281913 | 9-12MM/125 DEG TI TFNA 200MM & 235MM NAIL FE SET | Trauma | EA
01.037.055FE | 10886982281920 | 9-12MM/130 DEG TI TFNA 200MM & 235MM NAIL FE SET | Trauma | EA
01.037.056FE | 10886982281937 | 9-12MM/135 DEG SHORT TI TFNA NAIL FIELD EQUIPMENT SET | Trauma | EA
01.037.057FE | 10886982281944 | 11MM/135 DEG & SHORT TI TFNA NAIL FIELD EQUIPMENT SET | Trauma | EA
105.646FE1 | 10886982281746 | 10MM/130 DEG & SHORT TI TFN NAIL FIELD EQUIPMENT SET | Trauma | EA
105.646FE10 | 10886982281753 | 11MM/135 DEG TI TFN NAIL FIELD EQUIPMENT SET | Trauma | EA
105.646FE11 | 10886982281760 | 12MM/135 DEG TI TFN NAIL FIELD EQUIPMENT SET | Trauma | EA
105.646FE2 | 10886982281777 | 11MM/130 DEG TI TFN NAIL FIELD EQUIPMENT SET | Trauma | EA
105.646FE3 | 10886982281784 | 12MM/130 DEG TI TFN NAIL FIELD EQUIPMENT SET | Trauma | EA
105.646FE4 | 10886982281791 | 14MM/130 DEG TI TFN NAIL FIELD EQUIPMENT SET | Trauma | EA
105.646FE5 | 10886982281807 | TI HELICAL BLADE & END CAP FOR TFN FIELD EQUIPMENT SET | Trauma | EA
105.646FE6 | 10886982281814 | 10MM/125 DEG & SHORT TI TFN NAIL FIELD EQUIPMENT SET | Trauma | EA
105.646FE7 | 10886982281821 | 11MM/125 DEG TI TFN NAIL FIELD EQUIPMENT SET | Trauma | EA
105.646FE8 | 10886982281838 | 12MM/125 DEG TI TFN NAIL FIELD EQUIPMENT SET | Trauma | EA
105.646FE9 | 10886982281845 | 10MM/135 DEG & SHORT TI TFN NAIL FIELD EQUIPMENT SET | Trauma | EA
105.924FE | 10886982281951 | ORTHOPAEDIC CABLE IMPLANT SET | Trauma | EA
105.924FE1 | 10886982281968 | TI ORTHOPAEDIC CABLE IMPLANT SET | Trauma | EA
01.030.007FE | 10886982281982 | 9MM TI ADOLESCENT LATERAL ENTRY FEMORAL NAIL-EX FE SET | Trauma | EA
01.030.008FE | 10886982281999 | 8.2MM TI ADOLESCENT LATERAL ENTRY FEMORAL NAIL-EX FE SET | Trauma | EA
01.112.010FE | 10886982281975 | 3.5MM LCP CLAVICLE HOOK PLATE IMPLANT FIELD EQUIPMENT SET | Trauma | EA
01.001.010FE | 10886982282002 | 7MM TI CANN HUMERAL NAIL-EX FIELD EQUIPMENT SET | Trauma | EA
01.001.011FE | 10886982282019 | 9MM TI CANN HUMERAL NAIL-EX FIELD EQUIPMENT SET | Trauma | EA
01.001.012FE | 10886982282026 | 11MM TI CANN HUMERAL NAIL-EX FIELD EQUIPMENT SET | Trauma | EA
01.001.013FE | 10886982282033 | TI CANN HUMERAL NAIL-EX IMPLANT FIELD EQUIPMENT SET | Trauma | EA
01.037.021FE | 10886982282040 | 11MM/125 DEG AND SHORT TI TFNA NAIL FIELD EQUIPMENT SET | Trauma | EA
01.037.022FE | 10886982282057 | 12MM/125 DEG AND SHORT TI TFNA NAIL FIELD EQUIPMENT SET | Trauma | EA
01.013.310FE | 10886982282064 | 9MM TI RETRO/ANTEGRADE FEMORAL NAIL-EX FIELD EQUIPMENT SET | Trauma | EA
01.013.311FE | 10886982282071 | 10MM TI RETRO/ANTEGRADE FEMORAL NAIL-EX FE SET | Trauma | EA
01.013.312FE | 10886982282088 | 11MM TI RETRO/ANTEGRADE FEMORAL NAIL-EX FE SET | Trauma | EA
01.013.313FE | 10886982282095 | 12MM TI RETRO/ANTEGRADE FEMORAL NAIL-EX FE SET | Trauma | EA
01.013.314FE | 10886982282101 | 13MM TI RETRO/ANTEGRADE FEMORAL NAIL-EX FE SET | Trauma | EA
01.013.315FE | 10886982282118 | 14MM TI RETRO/ANTEGRADE FEMORAL NAIL-EX FE SET | Trauma | EA
01.013.316FE | 10886982282125 | 15MM TI RETRO/ANTEGRADE FEMORAL NAIL-EX FE SET | Trauma | EA
01.013.317FE | 10886982282132 | TI SPRL BLD AND END CAP FOR R/AFN & HAN-EX FIELD EQUIP SET | Trauma | EA
01.013.318FE | 10886982282149 | RETROGRADE/ANTEGRADE FEMORAL NAIL-EX TI IMPLANT FE SET | Trauma | EA
398.40.V | 10886982282194 | REDUCTION FORCEPS WITH POINTS NARROW-RATCHET 132MM | Trauma | EA
398.41.V | 10886982282200 | REDUCTION FORCEPS WITH POINTS BROAD-RATCHET | Trauma | EA
398.80.V | 10886982282224 | SELF-CENTERING BONE FORCEPS 10MM SERRATED JAW-SPEED LOCK | Trauma | EA
398.95.V | 10886982282286 | TERMITE FORCEPS 90MM | Trauma | EA
398.99.V | 10886982282293 | HOLDING FORCEPS FOR SMALL PLATES 135MM | Trauma | EA
399.091.V | 10886982282309 | BONE HOLDING FORCEPS-SOFT RATCHET F/PLATES TO 9MM WIDE | Trauma | EA
399.097.V | 10886982282316 | BONE SPREADER WITH 8MM BLADE MEDIUM HANDLE-SOFT RATCHET | Trauma | EA
399.125.V | 10886982282323 | BONE SPREADER WITH 12MM BLADE LARGE HANDLE-SOFT RATCHET | Trauma | EA
399.94.V | 10886982282347 | REDUCTION FORCEPS WITH POINTS RATCHET 174MM | Trauma | EA
399.99.V | 10886982282361 | REDUCTION FORCEPS WITH SERRATED JAW-RATCHET 144MM | Trauma | EA
399.77.V | 10886982282378 | REDUCTION FORCEPS WITH POINTS SPEED LOCK 130MM | Trauma | EA
399.79.V | 10886982282385 | REDUCTION FORCEPS WITH SERRATED JAW-SPEED LOCK 132MM | Trauma | EA
398.83.V | 10886982282392 | SELF-CENTERING BONE FORCEPS 23MM SERRATED JAW-SPEED LOCK | Trauma | EA
312.22.V | 10886982282439 | 2.0MM/1.5MM DOUBLE DRILL SLEEVE | Trauma | EA
312.24.V | 10886982282446 | 2.7MM/2.0MM DOUBLE DRILL SLEEVE | Trauma | EA
312.28.V | 10886982282453 | 3.5MM/2.5MM DOUBLE DRILL SLEEVE | Trauma | EA
322.32.V | 10886982282477 | 3.5MM DCPÂ® DRILL GUIDE NEUTRAL & LOAD | Trauma | EA
322.44.V | 10886982282484 | 4.5MM DCPÂ® DRILL GUIDE NEUTRAL & LOAD | Trauma | EA
323.046.V | 10886982282507 | 2.0MM WIRE SLEEVE | Trauma | EA
323.053.V | 10886982282514 | 3.5MM LOCKING SCREW SLEEVE | Trauma | EA
323.054.V | 10886982282521 | 2.8MM DRILL SLEEVE | Trauma | EA
323.055.V | 10886982282538 | 1.6MM WIRE SLEEVE | Trauma | EA
323.35.V | 10886982282552 | 3.5MM LC-DCPÂ® DRILL GUIDE NEUTRAL & LOAD | Trauma | EA
329.07.V | 10886982282576 | BENDING IRON FOR 2.7MM & 3.5MM RECONSTRUCTION PLATES | Trauma | EA
329.08.V | 10886982282583 | BENDING IRON FOR 3.5MM & 4.5MM RECONSTRUCTION PLATES | Trauma | EA
347.985.V | 10886982282606 | SCREW AND PLATE HOLDING FORCEPS | Trauma | EA
319.25.V | 10886982282613 | 1.35MM CLEANING BRUSH | Trauma | EA
319.39.V | 10886982282637 | SHARP HOOK | Trauma | EA
310.10.V | 10886982282644 | 1.1MM DRILL BIT/JC/45MM | Trauma | EA
398.53.V | 10886982282651 | LARGE BONE HOOK 200MM | Trauma | EA
399.18.V | 10886982282675 | SMALL HOHMANN RETRACTOR 6MM SHORT NARROW TIP 160MM | Trauma | EA
399.19.V | 10886982282682 | SMALL HOHMANN RETRACTOR 8MM SHORT NARROW TIP 160MM | Trauma | EA
399.195.V | 10886982282699 | HOHMANN RETRACTOR 8MM ROUND TIP 215MM | Trauma | EA
399.197.V | 10886982282705 | HOHMANN RETRACTOR 8MM NARROW TIP 215MM | Trauma | EA
399.23.V | 10886982282712 | HOHMANN RETRACTOR 70MM NARROW TIP | Trauma | EA
399.24.V | 10886982282729 | HOHMANN RETRACTOR 43MM LONG SHANK/ANGLED | Trauma | EA
399.32.V | 10886982282736 | PERIOSTEAL ELEVATOR 13MM STRAIGHT BLADE-STRAIGHT EDGE | Trauma | EA
399.33.V | 10886982282743 | PERIOSTEAL ELEVATOR 13MM CURVED BLADE-STRAIGHT EDGE | Trauma | EA
399.36.V | 10886982282750 | PERIOSTEAL ELEVATOR 6MM CURVED BLADE-ROUND EDGE | Trauma | EA
399.38.V | 10886982282781 | PERIOSTEAL ELEVATOR 20MM STRAIGHT BLADE-ROUND EDGE | Trauma | EA
399.40.V | 10886982282798 | PERIOSTEAL ELEVATOR 6MM CURVED BLADE-STRAIGHT EDGE | Trauma | EA
399.48.V | 10886982282804 | PERIOSTEAL ELEVATOR 3MM CURVED BLADE-STRAIGHT EDGE | Trauma | EA
399.49.V | 10886982282828 | HOHMANN RETRACTOR 15MM 160MM | Trauma | EA
391.80.V | 10886982282880 | HOLDING FORCEPS 170MM | Trauma | EA
391.82.V | 10886982282897 | WIRE-BENDING PLIERS 160MM | Trauma | EA
391.85.V | 10886982282903 | FLAT-NOSED PARALLEL PLIERS 160MM | Trauma | EA
391.88.V | 10886982282910 | LOCKING PLIERS 180MM | Trauma | EA
391.94.V | 10886982282934 | SMALL WIRE CUTTER 230MM | Trauma | EA
391.97.V | 10886982282941 | WIRE CUTTER/175MM | Trauma | EA
392.00.V | 10886982282958 | BENDING IRON FOR 1.25MM 1.6MM & 2.0MM KIRSCHNER WIRES | Trauma | EA
392.02.V | 10886982282965 | BENDING IRON FOR 0.8MM-1.25MM KIRSCHNER WIRES | Trauma | EA
399.43.V | 10886982282996 | HAMMER 700 GRAMS | Trauma | EA
313.254.V | 10887587074436 | 1.5MM/2.0MM SCRWDRVR BLD HXC SLF-RETAIN PLUSDRIVE(TM) 52MM | Trauma | EA
391.883.V | 10886982283030 | ATTACHMENT BIT | Trauma | EA
310.30.V | 10886982283078 | 3.2MM DRILL BIT/JC/180MM | Trauma | EA
310.32.V | 10886982283085 | 3.2MM DRILL BIT/JC/130MM | Trauma | EA
329.524.V | 10887587074450 | BENDING TEMPLATE FOR 2.0MM MLP 20 HOLES-LARGE | Trauma | EA
329.528.V | 10887587074467 | BENDING TEMPLATE FOR 2.0MM MLP 20 HOLES-ADAPTION | Trauma | EA
310.28.V | 10886982283177 | 2.7MM DRILL BIT/QC/125MM | Trauma | EA
315.25.V | 10886982283191 | 2.5MM THREE-FLUTED DRILL BIT QC/110MM | Trauma | EA
315.28.V | 10886982283207 | 2.7MM THREE-FLUTED DRILL BIT QC/125MM | Trauma | EA
323.062.V | 10886982283214 | 2.0MM DRILL BIT WITH DEPTH MARK/QC/140MM | Trauma | EA
310.36.V | 10886982283221 | 3.5MM DRILL BIT/JC/95MM | Trauma | EA
310.38.V | 10886982283238 | 3.5MM DRILL BIT/JC/180MM | Trauma | EA
311.21.V | 10886982283269 | TAP FOR 2.0MM CORTEX SCREWS 100MM | Trauma | EA
314.21.V | 10886982283276 | WRENCH FOR NUT (219.96) | Trauma | EA
321.15.V | 10886982283283 | SOCKET WRENCH-11MM WIDTH ACROSS FLATS | Trauma | EA
329.92.V | 10886982283320 | BENDING TEMPLATE 12 HOLES FOR 4.5MM LC-DCPÂ® & DCPÂ® PLATES | Trauma | EA
329.97.V | 10886982283337 | BENDING TEMPLATE 7 HOLES FOR 4.5MM LC-DCPÂ® & DCPÂ® PLATES | Trauma | EA
329.99.V | 10886982283344 | BENDING TEMPLATE 9 HOLES FOR 4.5MM LC-DCPÂ® & DCPÂ® PLATES | Trauma | EA
323.021.V | 10886982283368 | DIRECT MEASURING DEVICE FOR 5.0MM LOCKING SCREWS | Trauma | EA
314.13.V | 10886982283375 | LARGE HEXAGONAL SCREWDRIVER WITH T-HANDLE | Trauma | EA
314.17.V | 10886982283399 | LARGE HEXAGONAL SCREWDRIVER WITH UNIVERSAL JOINT | Trauma | EA
312.47.V | 10886982283429 | 4.5MM POINTED DRILL GUIDE | Trauma | EA
312.48.V | 10886982283436 | 4.5MM/3.2MM INSERT DRILL SLEEVE | Trauma | EA
323.45.V | 10886982283443 | 4.5MM LC-DCPÂ® DRILL GUIDE NEUTRAL & LOAD | Trauma | EA
329.40.V | 10886982283511 | BENDING TEMPLATE 37 HOLES FOR RECONSTRUCTION PLATES | Trauma | EA
329.64.V | 10886982283528 | BENDING TEMPLATE 22 HOLES FOR 3.5MM RECONSTRUCTION PLATES | Trauma | EA
329.820.V | 10886982283535 | BENDING TEMPLATE 12H FOR 3.5MM LC-DCPÂ® & DCPÂ® & LCP PLATES | Trauma | EA
329.87.V | 10886982283542 | BENDING TEMPLATE 7 HOLES FOR 3.5MM LC-DCP & DCPÂ® PLATES | Trauma | EA
329.89.V | 10886982283559 | BENDING TEMPLATE 9 HOLES FOR 3.5MM LC-DCPÂ® & DCPÂ® PLATES | Trauma | EA
323.029.V | 10886982283597 | THREADED LCP(TM) DRILL GUIDE F/LCP(TM) DISTAL RADIUS PLATES | Trauma | EA
323.034.V | 10886982283603 | 1.5MM THREADED DRILL GUIDE WITH DEPTH GAUGE | Trauma | EA
324.031.V | 10886982283627 | THREADED PLATE HOLDER-LONG FOR 3.5MM LOCKING HOLE | Trauma | EA
01.312.012E | 10886982283566 | MAXFRAME(TM) STRUT SWAP KIT EVAL | Trauma | EA
319.06.V | 10886982283726 | DEPTH GAUGE FOR MINI SCREWS XL | Trauma | EA
319.09.V | 10886982283733 | DEPTH GAUGE FOR SMALL SCREWS | Trauma | EA
319.15.V | 10886982283757 | CANNULATED SCREW MEASURING DEVICE FOR 3.5MM & 4.0MM | Trauma | EA
323.025.V | 10886982283764 | DIRECT MEASURING DEVICE | Trauma | EA
04.168.675S | 10886982283832 | ANTIROTATION SCREW AND BOLT FEMORAL NECK SYS / 75MM-STER | Trauma | EA
04.168.680S | 10886982283849 | ANTIROTATION SCREW AND BOLT FEMORAL NECK SYS / 80MM-STER | Trauma | EA
04.168.685S | 10886982283856 | ANTIROTATION SCREW AND BOLT FEMORAL NECK SYS / 85MM-STER | Trauma | EA
04.168.690S | 10886982283863 | ANTIROTATION SCREW AND BOLT FEMORAL NECK SYS / 90MM-STER | Trauma | EA
04.168.695S | 10886982283870 | ANTIROTATION SCREW AND BOLT FEMORAL NECK SYS / 95MM-STER | Trauma | EA
04.168.700S | 10886982283887 | ANTIROTATION SCREW AND BOLT FEMORAL NECK SYS / 100MM-STER | Trauma | EA
04.168.705S | 10886982283894 | ANTIROTATION SCREW AND BOLT FEMORAL NECK SYS / 105MM-STER | Trauma | EA
04.168.710S | 10886982283900 | ANTIROTATION SCREW AND BOLT FEMORAL NECK SYS / 110MM-STER | Trauma | EA
04.168.715S | 10886982283917 | ANTIROTATION SCREW AND BOLT FEMORAL NECK SYS / 115MM-STER | Trauma | EA
04.168.720S | 10886982283924 | ANTIROTATION SCREW AND BOLT FEMORAL NECK SYS / 120MM-STER | Trauma | EA
04.168.725S | 10886982283931 | ANTIROTATION SCREW AND BOLT FEMORAL NECK SYS / 125MM-STER | Trauma | EA
04.168.730S | 10886982283948 | ANTIROTATION SCREW AND BOLT FEMORAL NECK SYS / 130MM-STER | Trauma | EA
310.45.V | 10886982283986 | 4.5MM DRILL BIT/JC/130MM | Trauma | EA
319.091.V | 10886982284068 | DEPTH GAUGE FOR 3.5MM CORTEX SCREWS | Trauma | EA
314.08.V | 10886982284075 | HOLDING SLEEVE | Trauma | EA
310.49.V | 10886982284112 | 4.5MM DRILL BIT/JC/180MM | Trauma | EA
398.81.V | 10886982284129 | SELF-CENTERING BONE FORCEPS 14MM SERRATED JAW-SPEED LOCK | Trauma | EA
398.82.V | 10886982284136 | SELF-CENTERING BONE FORCEPS 18MM SERRATED JAW-SPEED LOCK | Trauma | EA
311.28.V | 10886982284181 | TAP FOR 2.7MM CORTEX & 3.5MM TI SHAFT SCREWS/125MM | Trauma | EA
311.33.V | 10886982284204 | TAP FOR 3.5MM CORTEX SCREWS GOLD/180MM | Trauma | EA
311.400.V | 10886982284228 | TAP FOR 4.0MM CORTEX SCREWS 150MM | Trauma | EA
292.68.V | 10886982284266 | 2.8MM THREADED GUIDE WIRE TROCAR POINT 300MM | Trauma | EA
900.722.V | 10886982284273 | 1.25MM THREADED GUIDE WIRE 150MM | Trauma | EA
311.46.V | 10886982284327 | TAP FOR 4.5MM CORTEX/SHAFT SCREWS 130MM/57MM TAP DEPTH | Trauma | EA
311.47.V | 10886982284334 | TAP FOR 4.5MM CORTEX SCREW 175MM/140MM CALIBRATION | Trauma | EA
310.37.V | 10886982284402 | 3.5MM DRILL BIT/QC/195MM | Trauma | EA
02.226.209.V | 10886982284426 | 2.4MM HEADLESS COMPRESSION SCREW-SHORT THREAD 9MM | Trauma | EA
02.226.210.V | 10886982284433 | 2.4MM HEADLESS COMPRESSION SCREW-SHORT THREAD 10MM | Trauma | EA
02.226.211.V | 10886982284440 | 2.4MM HEADLESS COMPRESSION SCREW-SHORT THREAD 11MM | Trauma | EA
02.226.212.V | 10886982284457 | 2.4MM HEADLESS COMPRESSION SCREW-SHORT THREAD 12MM | Trauma | EA
02.226.213.V | 10886982284464 | 2.4MM HEADLESS COMPRESSION SCREW-SHORT THREAD 13MM | Trauma | EA
02.226.214.V | 10886982284471 | 2.4MM HEADLESS COMPRESSION SCREW-SHORT THREAD 14MM | Trauma | EA
02.226.215.V | 10886982284488 | 2.4MM HEADLESS COMPRESSION SCREW-SHORT THREAD 15MM | Trauma | EA
02.226.216.V | 10886982284495 | 2.4MM HEADLESS COMPRESSION SCREW-SHORT THREAD 16MM | Trauma | EA
02.226.217.V | 10886982284501 | 2.4MM HEADLESS COMPRESSION SCREW-SHORT THREAD 17MM | Trauma | EA
02.226.010.V | 10886982284976 | 3.0MM HEADLESS COMPRESSION SCREW-SHORT THREAD 10MM | Trauma | EA
02.226.011.V | 10886982284983 | 3.0MM HEADLESS COMPRESSION SCREW-SHORT THREAD 11MM | Trauma | EA
02.226.012.V | 10886982284990 | 3.0MM HEADLESS COMPRESSION SCREW-SHORT THREAD 12MM | Trauma | EA
02.226.013.V | 10886982285003 | 3.0MM HEADLESS COMPRESSION SCREW-SHORT THREAD 13MM | Trauma | EA
02.226.014.V | 10886982285010 | 3.0MM HEADLESS COMPRESSION SCREW-SHORT THREAD 14MM | Trauma | EA
02.226.015.V | 10886982285027 | 3.0MM HEADLESS COMPRESSION SCREW-SHORT THREAD 15MM | Trauma | EA
02.226.016.V | 10886982285034 | 3.0MM HEADLESS COMPRESSION SCREW-SHORT THREAD 16MM | Trauma | EA
02.226.017.V | 10886982285041 | 3.0MM HEADLESS COMPRESSION SCREW-SHORT THREAD 17MM | Trauma | EA
02.226.018.V | 10886982285058 | 3.0MM HEADLESS COMPRESSION SCREW-SHORT THREAD 18MM | Trauma | EA
02.226.019.V | 10886982285065 | 3.0MM HEADLESS COMPRESSION SCREW-SHORT THREAD 19MM | Trauma | EA
02.226.020.V | 10886982285072 | 3.0MM HEADLESS COMPRESSION SCREW-SHORT THREAD 20MM | Trauma | EA
02.226.021.V | 10886982285089 | 3.0MM HEADLESS COMPRESSION SCREW-SHORT THREAD 21MM | Trauma | EA
02.226.022.V | 10886982285096 | 3.0MM HEADLESS COMPRESSION SCREW-SHORT THREAD 22MM | Trauma | EA
02.226.023.V | 10886982285102 | 3.0MM HEADLESS COMPRESSION SCREW-SHORT THREAD 23MM | Trauma | EA
02.226.024.V | 10886982285119 | 3.0MM HEADLESS COMPRESSION SCREW-SHORT THREAD 24MM | Trauma | EA
02.226.025.V | 10886982285126 | 3.0MM HEADLESS COMPRESSION SCREW-SHORT THREAD 25MM | Trauma | EA
02.226.026.V | 10886982285133 | 3.0MM HEADLESS COMPRESSION SCREW-SHORT THREAD 26MM | Trauma | EA
02.226.027.V | 10886982285140 | 3.0MM HEADLESS COMPRESSION SCREW-SHORT THREAD 27MM | Trauma | EA
02.226.028.V | 10886982285157 | 3.0MM HEADLESS COMPRESSION SCREW-SHORT THREAD 28MM | Trauma | EA
02.226.029.V | 10886982285164 | 3.0MM HEADLESS COMPRESSION SCREW-SHORT THREAD 29MM | Trauma | EA
02.226.030.V | 10886982285171 | 3.0MM HEADLESS COMPRESSION SCREW-SHORT THREAD 30MM | Trauma | EA
02.226.032.V | 10886982285188 | 3.0MM HEADLESS COMPRESSION SCREW-SHORT THREAD 32MM | Trauma | EA
02.226.034.V | 10886982285195 | 3.0MM HEADLESS COMPRESSION SCREW-SHORT THREAD 34MM | Trauma | EA
02.226.218.V | 10886982284518 | 2.4MM HEADLESS COMPRESSION SCREW-SHORT THREAD 18MM | Trauma | EA
02.226.219.V | 10886982284525 | 2.4MM HEADLESS COMPRESSION SCREW-SHORT THREAD 19MM | Trauma | EA
02.226.220.V | 10886982284532 | 2.4MM HEADLESS COMPRESSION SCREW-SHORT THREAD 20MM | Trauma | EA
02.226.234.V | 10886982284549 | 2.4MM HEADLESS COMPRESSION SCREW-SHORT THREAD 34MM | Trauma | EA
02.226.236.V | 10886982284556 | 2.4MM HEADLESS COMPRESSION SCREW-SHORT THREAD 36MM | Trauma | EA
02.226.238.V | 10886982284563 | 2.4MM HEADLESS COMPRESSION SCREW-SHORT THREAD 38MM | Trauma | EA
02.226.240.V | 10886982284570 | 2.4MM HEADLESS COMPRESSION SCREW-SHORT THREAD 40MM | Trauma | EA
02.226.317.V | 10886982284587 | 2.4MM HEADLESS COMPRESSION SCREW-LONG THREAD 17MM | Trauma | EA
02.226.318.V | 10886982284594 | 2.4MM HEADLESS COMPRESSION SCREW-LONG THREAD 18MM | Trauma | EA
02.226.319.V | 10886982284600 | 2.4MM HEADLESS COMPRESSION SCREW-LONG THREAD 19MM | Trauma | EA
02.226.320.V | 10886982284617 | 2.4MM HEADLESS COMPRESSION SCREW-LONG THREAD 20MM | Trauma | EA
02.226.321.V | 10886982284624 | 2.4MM HEADLESS COMPRESSION SCREW-LONG THREAD 21MM | Trauma | EA
02.226.322.V | 10886982284631 | 2.4MM HEADLESS COMPRESSION SCREW-LONG THREAD 22MM | Trauma | EA
02.226.323.V | 10886982284648 | 2.4MM HEADLESS COMPRESSION SCREW-LONG THREAD 23MM | Trauma | EA
02.226.324.V | 10886982284655 | 2.4MM HEADLESS COMPRESSION SCREW-LONG THREAD 24MM | Trauma | EA
02.226.325.V | 10886982284662 | 2.4MM HEADLESS COMPRESSION SCREW-LONG THREAD 25MM | Trauma | EA
02.226.326.V | 10886982284679 | 2.4MM HEADLESS COMPRESSION SCREW-LONG THREAD 26MM | Trauma | EA
02.226.327.V | 10886982284686 | 2.4MM HEADLESS COMPRESSION SCREW-LONG THREAD 27MM | Trauma | EA
02.226.328.V | 10886982284693 | 2.4MM HEADLESS COMPRESSION SCREW-LONG THREAD 28MM | Trauma | EA
02.226.329.V | 10886982284709 | 2.4MM HEADLESS COMPRESSION SCREW-LONG THREAD 29MM | Trauma | EA
02.226.330.V | 10886982284716 | 2.4MM HEADLESS COMPRESSION SCREW-LONG THREAD 30MM | Trauma | EA
02.226.332.V | 10886982284723 | 2.4MM HEADLESS COMPRESSION SCREW-LONG THREAD 32MM | Trauma | EA
02.226.334.V | 10886982284730 | 2.4MM HEADLESS COMPRESSION SCREW-LONG THREAD 34MM | Trauma | EA
02.226.336.V | 10886982284747 | 2.4MM HEADLESS COMPRESSION SCREW-LONG THREAD 36MM | Trauma | EA
02.226.338.V | 10886982284754 | 2.4MM HEADLESS COMPRESSION SCREW-LONG THREAD 38MM | Trauma | EA
02.226.340.V | 10886982284761 | 2.4MM HEADLESS COMPRESSION SCREW-LONG THREAD 40MM | Trauma | EA
02.226.221.V | 10886982284778 | 2.4MM HEADLESS COMPRESSION SCREW-SHORT THREAD 21MM | Trauma | EA
02.226.222.V | 10886982284785 | 2.4MM HEADLESS COMPRESSION SCREW-SHORT THREAD 22MM | Trauma | EA
02.226.223.V | 10886982284792 | 2.4MM HEADLESS COMPRESSION SCREW-SHORT THREAD 23MM | Trauma | EA
02.226.224.V | 10886982284808 | 2.4MM HEADLESS COMPRESSION SCREW-SHORT THREAD 24MM | Trauma | EA
02.226.225.V | 10886982284815 | 2.4MM HEADLESS COMPRESSION SCREW-SHORT THREAD 25MM | Trauma | EA
02.226.226.V | 10886982284822 | 2.4MM HEADLESS COMPRESSION SCREW-SHORT THREAD 26MM | Trauma | EA
02.226.227.V | 10886982284839 | 2.4MM HEADLESS COMPRESSION SCREW-SHORT THREAD 27MM | Trauma | EA
02.226.228.V | 10886982284846 | 2.4MM HEADLESS COMPRESSION SCREW-SHORT THREAD 28MM | Trauma | EA
02.226.229.V | 10886982284853 | 2.4MM HEADLESS COMPRESSION SCREW-SHORT THREAD 29MM | Trauma | EA
02.226.230.V | 10886982284860 | 2.4MM HEADLESS COMPRESSION SCREW-SHORT THREAD 30MM | Trauma | EA
02.226.232.V | 10886982284877 | 2.4MM HEADLESS COMPRESSION SCREW-SHORT THREAD 32MM | Trauma | EA
02.226.620.V | 10886982285546 | 4.5MM HEADLESS COMPRESSION SCREW/SHORT THREAD/20MM | Trauma | EA
02.226.622.V | 10886982285553 | 4.5MM HEADLESS COMPRESSION SCREW/SHORT THREAD/22MM | Trauma | EA
02.226.624.V | 10886982285560 | 4.5MM HEADLESS COMPRESSION SCREW/SHORT THREAD/24MM | Trauma | EA
02.226.626.V | 10886982285577 | 4.5MM HEADLESS COMPRESSION SCREW/SHORT THREAD/26MM | Trauma | EA
02.226.628.V | 10886982285584 | 4.5MM HEADLESS COMPRESSION SCREW/SHORT THREAD/28MM | Trauma | EA
02.226.630.V | 10886982285591 | 4.5MM HEADLESS COMPRESSION SCREW/SHORT THREAD/30MM | Trauma | EA
02.226.632.V | 10886982285607 | 4.5MM HEADLESS COMPRESSION SCREW/SHORT THREAD/32MM | Trauma | EA
02.226.634.V | 10886982285614 | 4.5MM HEADLESS COMPRESSION SCREW/SHORT THREAD/34MM | Trauma | EA
02.226.636.V | 10886982285621 | 4.5MM HEADLESS COMPRESSION SCREW/SHORT THREAD/36MM | Trauma | EA
02.226.638.V | 10886982285638 | 4.5MM HEADLESS COMPRESSION SCREW/SHORT THREAD/38MM | Trauma | EA
02.226.640.V | 10886982285645 | 4.5MM HEADLESS COMPRESSION SCREW/SHORT THREAD/40MM | Trauma | EA
02.226.642.V | 10886982285652 | 4.5MM HEADLESS COMPRESSION SCREW/SHORT THREAD/42MM | Trauma | EA
02.226.644.V | 10886982285669 | 4.5MM HEADLESS COMPRESSION SCREW/SHORT THREAD/44MM | Trauma | EA
02.226.646.V | 10886982285676 | 4.5MM HEADLESS COMPRESSION SCREW/SHORT THREAD/46MM | Trauma | EA
02.226.648.V | 10886982285683 | 4.5MM HEADLESS COMPRESSION SCREW/SHORT THREAD/48MM | Trauma | EA
02.226.650.V | 10886982285690 | 4.5MM HEADLESS COMPRESSION SCREW/SHORT THREAD/50MM | Trauma | EA
02.226.652.V | 10886982285386 | 4.5MM HEADLESS COMPRESSION SCREW/SHORT THREAD/52MM | Trauma | EA
02.226.654.V | 10886982285393 | 4.5MM HEADLESS COMPRESSION SCREW/SHORT THREAD/54MM | Trauma | EA
02.226.656.V | 10886982285409 | 4.5MM HEADLESS COMPRESSION SCREW/SHORT THREAD/56MM | Trauma | EA
02.226.658.V | 10886982285416 | 4.5MM HEADLESS COMPRESSION SCREW/SHORT THREAD/58MM | Trauma | EA
02.226.660.V | 10886982285423 | 4.5MM HEADLESS COMPRESSION SCREW/SHORT THREAD/60MM | Trauma | EA
02.226.665.V | 10886982285430 | 4.5MM HEADLESS COMPRESSION SCREW/SHORT THREAD/65MM | Trauma | EA
02.226.670.V | 10886982285447 | 4.5MM HEADLESS COMPRESSION SCREW/SHORT THREAD/70MM | Trauma | EA
02.226.675.V | 10886982285454 | 4.5MM HEADLESS COMPRESSION SCREW/SHORT THREAD/75MM | Trauma | EA
02.226.680.V | 10886982285461 | 4.5MM HEADLESS COMPRESSION SCREW/SHORT THREAD/80MM | Trauma | EA
02.226.685.V | 10886982285478 | 4.5MM HEADLESS COMPRESSION SCREW/SHORT THREAD/85MM | Trauma | EA
02.226.690.V | 10886982285485 | 4.5MM HEADLESS COMPRESSION SCREW/SHORT THREAD/90MM | Trauma | EA
02.226.695.V | 10886982284884 | 4.5MM HEADLESS COMPRESSION SCREW/SHORT THREAD/95MM | Trauma | EA
02.226.700.V | 10886982284891 | 4.5MM HEADLESS COMPRESSION SCREW/SHORT THREAD/100MM | Trauma | EA
02.226.730.V | 10886982284907 | 4.5MM HEADLESS COMPRESSION SCREW/LONG THREAD/30MM | Trauma | EA
02.226.732.V | 10886982284914 | 4.5MM HEADLESS COMPRESSION SCREW/LONG THREAD/32MM | Trauma | EA
02.226.734.V | 10886982284921 | 4.5MM HEADLESS COMPRESSION SCREW/LONG THREAD/34MM | Trauma | EA
02.226.736.V | 10886982284938 | 4.5MM HEADLESS COMPRESSION SCREW/LONG THREAD/36MM | Trauma | EA
02.226.738.V | 10886982284945 | 4.5MM HEADLESS COMPRESSION SCREW/LONG THREAD/38MM | Trauma | EA
02.226.740.V | 10886982284952 | 4.5MM HEADLESS COMPRESSION SCREW/LONG THREAD/40MM | Trauma | EA
02.226.742.V | 10886982284969 | 4.5MM HEADLESS COMPRESSION SCREW/LONG THREAD/42MM | Trauma | EA
399.58.V | 10886982285201 | CHISEL BLADE 5MM | Trauma | EA
399.585.V | 10886982285218 | CHISEL BLADE 5MM WIDTH-LONG | Trauma | EA
399.61.V | 10886982285225 | GOUGE 5MM-STRAIGHT | Trauma | EA
399.62.V | 10886982285232 | GOUGE 10MM-STANDARD & STRAIGHT | Trauma | EA
399.63.V | 10886982285249 | GOUGE 15MM-STRAIGHT | Trauma | EA
399.65.V | 10886982285256 | GOUGE 5MM-CURVED | Trauma | EA
399.67.V | 10886982285263 | GOUGE 15MM-CURVED | Trauma | EA
399.68.V | 10886982285270 | HOLLOW GOUGE FOR BROKEN SCREW EXPOSURE | Trauma | EA
03.100.041.V | 10886982285317 | PERIOSTEAL ELEVATOR 6MM WIDTH CURVED BLADE 200MM HANDLE | Trauma | EA
03.100.042.V | 10886982285324 | PERIOSTEAL ELEVATOR 14MM WIDTH CURVED BLADE 200MM HANDLE | Trauma | EA
03.100.043.V | 10886982285331 | PERIOSTEAL ELEVATOR 14MM WIDTH STRAIGHT BLADE 200MM HANDLE | Trauma | EA
03.100.044.V | 10886982285348 | PERIOSTEAL ELEVATOR 20MM WIDTH STRAIGHT BLADE 200MM HANDLE | Trauma | EA
03.100.116.V | 10886982285355 | CURVED CHISEL BLADE 10MM | Trauma | EA
03.100.117.V | 10886982285362 | CURVED CHISEL BLADE 16MM | Trauma | EA
03.100.118.V | 10886982285379 | CURVED CHISEL BLADE 25MM | Trauma | EA
02.226.036.V | 10886982285492 | 3.0MM HEADLESS COMPRESSION SCREW-SHORT THREAD 36MM | Trauma | EA
02.226.038.V | 10886982285508 | 3.0MM HEADLESS COMPRESSION SCREW-SHORT THREAD 38MM | Trauma | EA
02.226.040.V | 10886982285515 | 3.0MM HEADLESS COMPRESSION SCREW-SHORT THREAD 40MM | Trauma | EA
02.226.116.V | 10886982285522 | 3.0MM HEADLESS COMPRESSION SCREW-LONG THREAD 16MM | Trauma | EA
02.226.117.V | 10886982285539 | 3.0MM HEADLESS COMPRESSION SCREW-LONG THREAD 17MM | Trauma | EA
02.226.118.V | 10886982285706 | 3.0MM HEADLESS COMPRESSION SCREW-LONG THREAD 18MM | Trauma | EA
02.226.119.V | 10886982285713 | 3.0MM HEADLESS COMPRESSION SCREW-LONG THREAD 19MM | Trauma | EA
02.226.120.V | 10886982285720 | 3.0MM HEADLESS COMPRESSION SCREW-LONG THREAD 20MM | Trauma | EA
02.226.121.V | 10886982285737 | 3.0MM HEADLESS COMPRESSION SCREW-LONG THREAD 21MM | Trauma | EA
02.226.122.V | 10886982285744 | 3.0MM HEADLESS COMPRESSION SCREW-LONG THREAD 22MM | Trauma | EA
02.226.123.V | 10886982285751 | 3.0MM HEADLESS COMPRESSION SCREW-LONG THREAD 23MM | Trauma | EA
02.226.124.V | 10886982285768 | 3.0MM HEADLESS COMPRESSION SCREW-LONG THREAD 24MM | Trauma | EA
02.226.125.V | 10886982285775 | 3.0MM HEADLESS COMPRESSION SCREW-LONG THREAD 25MM | Trauma | EA
02.226.126.V | 10886982285782 | 3.0MM HEADLESS COMPRESSION SCREW-LONG THREAD 26MM | Trauma | EA
02.226.127.V | 10886982285799 | 3.0MM HEADLESS COMPRESSION SCREW-LONG THREAD 27MM | Trauma | EA
02.226.128.V | 10886982285805 | 3.0MM HEADLESS COMPRESSION SCREW-LONG THREAD 28MM | Trauma | EA
02.226.129.V | 10886982285812 | 3.0MM HEADLESS COMPRESSION SCREW-LONG THREAD 29MM | Trauma | EA
02.226.130.V | 10886982285829 | 3.0MM HEADLESS COMPRESSION SCREW-LONG THREAD 30MM | Trauma | EA
02.226.132.V | 10886982285836 | 3.0MM HEADLESS COMPRESSION SCREW-LONG THREAD 32MM | Trauma | EA
02.226.134.V | 10886982285843 | 3.0MM HEADLESS COMPRESSION SCREW-LONG THREAD 34MM | Trauma | EA
02.226.136.V | 10886982285850 | 3.0MM HEADLESS COMPRESSION SCREW-LONG THREAD 36MM | Trauma | EA
02.226.138.V | 10886982285867 | 3.0MM HEADLESS COMPRESSION SCREW-LONG THREAD 38MM | Trauma | EA
02.226.140.V | 10886982285874 | 3.0MM HEADLESS COMPRESSION SCREW-LONG THREAD 40MM | Trauma | EA
02.226.744.V | 10886982285881 | 4.5MM HEADLESS COMPRESSION SCREW/LONG THREAD/44MM | Trauma | EA
02.226.746.V | 10886982285898 | 4.5MM HEADLESS COMPRESSION SCREW/LONG THREAD/46MM | Trauma | EA
02.226.748.V | 10886982285904 | 4.5MM HEADLESS COMPRESSION SCREW/LONG THREAD/48MM | Trauma | EA
02.226.750.V | 10886982285911 | 4.5MM HEADLESS COMPRESSION SCREW/LONG THREAD/50MM | Trauma | EA
02.226.752.V | 10886982285928 | 4.5MM HEADLESS COMPRESSION SCREW/LONG THREAD/52MM | Trauma | EA
02.226.754.V | 10886982285935 | 4.5MM HEADLESS COMPRESSION SCREW/LONG THREAD/54MM | Trauma | EA
02.226.756.V | 10886982285942 | 4.5MM HEADLESS COMPRESSION SCREW/LONG THREAD/56MM | Trauma | EA
02.226.758.V | 10886982285959 | 4.5MM HEADLESS COMPRESSION SCREW/LONG THREAD/58MM | Trauma | EA
02.226.760.V | 10886982285966 | 4.5MM HEADLESS COMPRESSION SCREW/LONG THREAD/60MM | Trauma | EA
02.226.765.V | 10886982285973 | 4.5MM HEADLESS COMPRESSION SCREW/LONG THREAD/65MM | Trauma | EA
02.226.770.V | 10886982285980 | 4.5MM HEADLESS COMPRESSION SCREW/LONG THREAD/70MM | Trauma | EA
02.226.775.V | 10886982285997 | 4.5MM HEADLESS COMPRESSION SCREW/LONG THREAD/75MM | Trauma | EA
02.226.780.V | 10886982286000 | 4.5MM HEADLESS COMPRESSION SCREW/LONG THREAD/80MM | Trauma | EA
02.226.785.V | 10886982286017 | 4.5MM HEADLESS COMPRESSION SCREW/LONG THREAD/85MM | Trauma | EA
02.226.790.V | 10886982286024 | 4.5MM HEADLESS COMPRESSION SCREW/LONG THREAD/90MM | Trauma | EA
02.226.795.V | 10886982286031 | 4.5MM HEADLESS COMPRESSION SCREW/LONG THREAD/95MM | Trauma | EA
02.226.800.V | 10886982286048 | 4.5MM HEADLESS COMPRESSION SCREW/LONG THREAD/100MM | Trauma | EA
398.408.V | 10886982286055 | FREER ELEVATOR 195MM | Trauma | EA
398.51.V | 10886982286062 | SMALL BONE HOOK 230MM | Trauma | EA
398.52.V | 10886982286079 | MEDIUM BONE HOOK 230MM | Trauma | EA
399.21.V | 10886982286093 | HOHMANN RETRACTOR / 18MM WIDTH SHORT NARROW TIP | Trauma | EA
399.22.V | 10886982286109 | HOHMANN RETRACTOR 43MM NARROW TIP | Trauma | EA
399.25.V | 10886982286116 | HOHMANN RETRACTOR 22MM WIDE TIP 250MM | Trauma | EA
399.26.V | 10886982286123 | HOHMANN RETRACTOR 35MM WIDE TIP | Trauma | EA
399.27.V | 10886982286130 | HOHMANN RETRACTOR/18MM WIDTH LONG NARROW TIP | Trauma | EA
399.28.V | 10886982286147 | HOHMANN RETRACTOR 24MM LONG WIDE TIP 270MM | Trauma | EA
399.55.V | 10886982286161 | CHISEL BLADE 10MM | Trauma | EA
399.555.V | 10886982286178 | CHISEL BLADE 10MM WIDTH-LONG | Trauma | EA
399.56.V | 10886982286185 | CHISEL BLADE 16MM | Trauma | EA
399.565.V | 10886982286192 | CHISEL BLADE 16MM WIDTH-LONG | Trauma | EA
399.57.V | 10886982286208 | CHISEL BLADE 25MM | Trauma | EA
399.575.V | 10886982286215 | CHISEL BLADE 25MM WIDTH-LONG | Trauma | EA
02.230.109.V | 10886982286222 | 1.5MM HEADLESS COMPRESSION SCREW 9MM | Trauma | EA
02.230.110.V | 10886982286239 | 1.5MM HEADLESS COMPRESSION SCREW 10MM | Trauma | EA
02.230.111.V | 10886982286246 | 1.5MM HEADLESS COMPRESSION SCREW 11MM | Trauma | EA
02.230.112.V | 10886982286253 | 1.5MM HEADLESS COMPRESSION SCREW 12MM | Trauma | EA
02.230.113.V | 10886982286260 | 1.5MM HEADLESS COMPRESSION SCREW 13MM | Trauma | EA
02.230.114.V | 10886982286277 | 1.5MM HEADLESS COMPRESSION SCREW 14MM | Trauma | EA
02.230.115.V | 10886982286284 | 1.5MM HEADLESS COMPRESSION SCREW 15MM | Trauma | EA
02.230.116.V | 10886982286291 | 1.5MM HEADLESS COMPRESSION SCREW 16MM | Trauma | EA
02.230.117.V | 10886982286307 | 1.5MM HEADLESS COMPRESSION SCREW 17MM | Trauma | EA
02.230.118.V | 10886982286314 | 1.5MM HEADLESS COMPRESSION SCREW 18MM | Trauma | EA
02.230.119.V | 10886982286321 | 1.5MM HEADLESS COMPRESSION SCREW 19MM | Trauma | EA
02.230.120.V | 10886982286338 | 1.5MM HEADLESS COMPRESSION SCREW 20MM | Trauma | EA
398.65.V | 10886982286383 | FORCEPS FOR BROKEN SCREW REMOVAL | Trauma | EA
399.051.V | 10886982286390 | REDUCTION FORCEPS WITH SERRATED JAW 240MM-SPEED LOCK | Trauma | EA
399.092.V | 10886982286413 | REDUCTION FORCEPS WITH POINTS MEDIUM HANDLE-SOFT RATCHET | Trauma | EA
399.098.V | 10886982286420 | REDUCTION FORCEPS W/SERRATED JAW-MEDIUM HANDLE-SOFT RATCHET | Trauma | EA
399.122.V | 10886982286437 | BONE HOLDING FORCEPS-SOFT RATCHET F/PLATES TO 19MM WIDE | Trauma | EA
399.123.V | 10886982286444 | BONE HOLDING FORCEPS-SOFT RATCHET F/PLATES TO 22MM WIDE | Trauma | EA
399.124.V | 10886982286451 | REDUCTION FORCEPS W/SERRATED JAW-LARGE HANDLE-SOFT RATCHET | Trauma | EA
399.98.V | 10886982286468 | REDUCTION FORCEPS WITH POINTS RATCHET 200MM | Trauma | EA
03.211.400.V | 10886982286482 | COMPRESSION FORCEPS | Trauma | EA
399.41.V | 10886982286499 | HAMMER 350 GRAMS | Trauma | EA
399.42.V | 10886982286505 | HAMMER 500 GRAMS | Trauma | EA
347.964.V | 10887587075402 | COMBINATION BENDING PLIERS FOR 1.0MM/2.0MM PLATES | Trauma | EA
400.433.V | 20887587075294 | 1.3MM TI CRTX SCREW SLF-TPNG W/PLUSDRIVE(TM) RECESS 3MM | Trauma | P5
400.434.V | 20887587075300 | 1.3MM TI CRTX SCREW SLF-TPNG W/PLUSDRIVE(TM) RECESS 4MM | Trauma | P5
400.435.V | 20887587075317 | 1.3MM TI CRTX SCREW SLF-TPNG W/PLUSDRIVE(TM) RECESS 5MM | Trauma | P5
400.436.V | 20887587075324 | 1.3MM TI CRTX SCREW SLF-TPNG W/PLUSDRIVE(TM) RECESS 6MM | Trauma | P5
400.438.V | 20887587075331 | 1.3MM TI CRTX SCREW SLF-TPNG W/PLUSDRIVE(TM) RECESS 8MM | Trauma | P5
400.734.V | 10887587075341 | 1.5MM TI MF CORTEX SCREW SELF-TAPPING WITH FLUTES 4MM | Trauma | EA
400.736.V | 10887587075358 | 1.5MM TI MF CORTEX SCREW SELF-TAPPING WITH FLUTES 6MM | Trauma | EA
400.738.V | 10887587075365 | 1.5MM TI MF CORTEX SCREW SELF-TAPPING WITH FLUTES 8MM | Trauma | EA
400.740.V | 10887587075372 | 1.5MM TI MF CORTEX SCREW SELF-TAPPING WITH FLUTES 10MM | Trauma | EA
400.742.V | 10887587075389 | 1.5MM TI MF CORTEX SCREW SELF-TAPPING WITH FLUTES 12MM | Trauma | EA
446.10.V | 10887587075396 | 1.5MM TI ADAPTION PLATE 20 HOLES/90MM | Trauma | EA
394.84.V | 10886982286345 | LARGE EX-FIX 11MM CRBN FBR ROD 250MM / MR-CONDITIONAL | Trauma | EA
394.86.V | 10886982286352 | LARGE EX-FIX 11MM CRBN FBR ROD 350MM / MR-CONDITIONAL | Trauma | EA
395.779.V | 10886982286369 | 8.0MM CARBON FIBER ROD 160MM | Trauma | EA
395.786.V | 10886982286376 | 8.0MM CARBON FIBER ROD 240MM | Trauma | EA
292.73.V | 20886982286526 | 1.6MM KIRSCHNER WIRE W/15MM THREAD-TROCAR POINT 150MM | Trauma | TP
421.010.V | 10887587075419 | 1.3MM TI ADAPTION PLATE 24 HOLES/95MM | Trauma | EA
310.161.V | 10886982286543 | 1.5MM DRILL BIT W/DEPTH MARK STRYKER J-LATCH/110MM | Trauma | EA
310.27.V | 10886982286550 | 2.7MM DRILL BIT/JC/85MM | Trauma | EA
315.21.V | 10886982286567 | 2.0MM THREE-FLUTED DRILL BIT QC/125MM | Trauma | EA
315.31.V | 10886982286574 | 3.2MM THREE-FLUTED DRILL BIT QC/145MM | Trauma | EA
315.48.V | 10886982286581 | 4.5MM THREE-FLUTED DRILL BIT QC/195MM | Trauma | EA
325.160.V | 10886982286598 | 3.0MM THREADED ROD SELF-DRILLING TIP 270MM | Trauma | EA
02.226.000.V | 10886982286604 | 1.6MM THREADED GUIDE WIRE TROCAR POINT 220MM | Trauma | EA
315.37.V | 10886982286611 | 3.5MM THREE-FLUTED DRILL BIT QC/195MM | Trauma | EA
301.96.V | 10886982286628 | LONG ALUMINIUM CASE | Trauma | EA
391.25.V | 10886982286642 | LONG FORCEPS 230MM | Trauma | EA
03.111.041.V | 10886982286680 | HOLDING SLEEVE HANDLE FOR COMPRESSION/DISTRACTION | Trauma | EA
391.944.V | 10886982286697 | WIRE CUTTERS | Trauma | EA
03.114.008.V | 10886982286703 | 1.1MM DRILL BIT STRYKER J-LATCH/85MM | Trauma | EA
316.446.V | 10887587075426 | 1.0MM DRILL BIT/STRYKER J-LTCH WITH 4MM STOP/44.5MM | Trauma | EA
316.447.V | 10887587075433 | 1.0MM DRILL BIT/STRYKER J-LTCH WITH 6MM STOP/44.5MM | Trauma | EA
316.448.V | 10887587075440 | 1.0MM DRILL BIT/STRYKER J-LTCH WITH 8MM STOP/44.5MM | Trauma | EA
317.14.V | 10887587075457 | 1.1MM DRILL BIT/STRYKER J-LTCH WITH 4MM STOP/44.5MM | Trauma | EA
317.16.V | 10887587075464 | 1.1MM DRILL BIT/STRYKER J-LTCH WITH 6MM STOP/44.5MM | Trauma | EA
317.18.V | 10887587075471 | 1.1MM DRILL BIT/STRYKER J-LTCH WITH 8MM STOP/44.5MM | Trauma | EA
317.22.V | 10887587075488 | 1.1MM DRILL BIT/STRYKER J-LTCH WITH 12MM STOP/44.5MM | Trauma | EA
60.226.061.V | 10886982286710 | SCREW RACK FOR 4.5MM HEADLESS COMPRESSION SCREWS | Trauma | EA
310.221.V | 10886982286727 | 2.0MM CANNULATED DRILL BIT/QC 150MM | Trauma | EA
310.67.V | 10886982286734 | 2.7MM CANNULATED DRILL BIT/QC 160MM | Trauma | EA
329.527.V | 10887587075495 | BENDING TEMPLATE FOR 2.0MM MLP 12 HOLES-INTERMEDIATE | Trauma | EA
329.529.V | 10887587075501 | BENDING TEMPLATE FOR 2.0MM MLP 6 HOLES-NARROW | Trauma | EA
329.78.V | 10887587075518 | BENDING TEMPLATE FOR 2.4MM TI UNIV FRACTURE PLATES | Trauma | EA
02.111.500.10.V | 20886982286748 | 1.25MM PLATE REDUCTION WIRE THRDD TIP W/SM STOP/150MM | Trauma | TP
02.111.501.10.V | 20886982286755 | 1.25MM PLATE REDUCTION WIRE THRDD TIP W/LRG STOP/150MM | Trauma | TP
03.211.410.V | 10886982286765 | 1.6MM COMPRESSION WIRE 10MM THREAD/150MM LENGTH | Trauma | EA
03.211.415.V | 10886982286772 | 1.6MM COMPRESSION WIRE 15MM THREAD/150MM LENGTH | Trauma | EA
03.211.420.V | 10886982286789 | 1.6MM COMPRESSION WIRE 20MM THREAD/150MM LENGTH | Trauma | EA
03.211.425.V | 10886982286796 | 1.6MM COMPRESSION WIRE 25MM THREAD/150MM LENGTH | Trauma | EA
03.211.430.V | 10886982286802 | 1.6MM COMPRESSION WIRE 30MM THREAD/150MM LENGTH | Trauma | EA
03.211.435.V | 10886982286819 | 1.6MM COMPRESSION WIRE 35MM THREAD/150MM LENGTH | Trauma | EA
03.211.440.V | 10886982286826 | 1.6MM COMPRESSION WIRE 40MM THREAD/150MM LENGTH | Trauma | EA
312.154.V | 10887587075525 | 1.5MM THREADED DRILL GUIDE- LONG FOR 2.0MM MLP | Trauma | EA
397.440.V | 10887587075532 | 1.5MM THREADED DRILL GUIDE- SHORT FOR 2.0MM MLP | Trauma | EA
313.251.V | 10887587075549 | 1.5MM/2.0MM PLUSDRIVE(TM) SCREWDRIVER/SELF-RETAINING | Trauma | EA
313.805.V | 10887587075556 | 1.3MM SCREWDRIVER BLADE HXC SLF-RETAIN PLUSDRIVE(TM) 52MM | Trauma | EA
398.66.V | 10887587075563 | PLATE HOLDING FORCEPS W/BALL | Trauma | EA
391.965.V | 10887587075570 | COMBINATION BENDING/CUTTING PLIERS F/1.0MM - 2.0MM PLATES | Trauma | EA
391.98.V | 10887587075587 | PLATE CUTTER FOR 1.0MM/ 1.3MM/ 1.5MM/ 2.0MM PLATES | Trauma | EA
391.990.V | 10887587075594 | PLATE/ROD CUTTER | Trauma | EA
03.507.000.V | 10887587075600 | T-HANDLE HXC-SMALL | Trauma | EA
311.023.V | 10887587075617 | RATCHETING SCREWDRIVER HANDLE | Trauma | EA
399.66.V | 10705034821412 | GOUGE 10MM-CURVED | Trauma | EA
312.156.V | 10887587075624 | 1.5MM THREADED DRILL GUIDE | Trauma | EA
394.993.V | 20886982286854 | PROTECTIVE CAPS FOR 5.0MM FIXATION PINS | Trauma | TP
395.781.V | 20886982286861 | PROTECTIVE CAPS FOR 8.0MM CARBON FIBER ROD | Trauma | OP
312.155.V | 10887587075631 | 1.5MM DRILL GUIDE | Trauma | EA
60.226.006.V | 10886982286871 | SCREW RACK FOR 3.0MM HEADLESS COMPRESSION SCREW | Trauma | EA
60.226.010.V | 10886982286888 | SCREW RACK LID FOR 3.0MM HEADLESS COMPRESSION SCREW | Trauma | EA
60.226.024.V | 10886982286895 | SCREW RACK FOR 2.4MM HEADLESS COMPRESSION SCREW | Trauma | EA
01.133.211S | 10886982286901 | UNIVERSAL SF SHOULDER CLAVI IMPLANT SET - STERILE | Trauma | EA
01.133.213 | 10886982286956 | UNIVERSAL SMALL FRAGMENT VA-LCP PROX TIBIA IMPLANT SET | Trauma | EA
01.133.214 | 10886982286963 | UNIVERSAL SMALL FRAGMENT LCP PROX TIBIA IMPLANT SET | Trauma | EA
01.133.414 | 10886982286970 | TI - UNIVERSAL SMALL FRAGMENT LCP PROX TIBIA IMPLANT SET | Trauma | EA
01.133.213E | 10886982286987 | UNIVERSAL SMALL FRAGMENT VA-LCP PROX TIBIA SET EVAL | Trauma | EA
01.133.214E | 10886982286994 | UNIVERSAL SMALL FRAGMENT LCP PROX TIBIA SET EVAL | Trauma | EA
01.133.414E | 10886982287007 | TI - UNIVERSAL SMALL FRAGMENT LCP PROX TIBIA SET EVAL | Trauma | EA
01.133.212S | 10886982286918 | UNIVERSAL SMALL FRAGMENT ELBOW IMPLANT SET - STERILE | Trauma | EA
01.133.213S | 10886982286925 | UNIVERSAL SMALL FRAGMENT VA-LCP PROX TIB SET - STERILE | Trauma | EA
01.133.214S | 10886982286932 | UNIVERSAL SMALL FRAGMENT LCP PROX TIB SET - STERILE | Trauma | EA
01.133.215S | 10886982286949 | UNIVERSAL SMALL FRAGMENT VA-LCP DSTL TIBIA SET -STERILE | Trauma | EA
01.133.216S | 10886982287014 | UNIVERSAL SMALL FRAGMENT LCP DISTAL TIBIA SET -STERILE | Trauma | EA
01.133.217S | 10886982287021 | UNIVERSAL SMALL FRAGMENT VALCP DSTL FIBULA SET -STERILE | Trauma | EA
01.133.218S | 10886982287038 | UNIVERSAL SMALL FRAGMENT LCP DISTAL FIBULA SET -STERILE | Trauma | EA
01.133.401E | 10886982287090 | TI - UNIVERSAL SMALL FRAGMENT CORE SET EVAL | Trauma | EA
01.133.208E | 10886982287106 | UNIVERSAL SMALL FRAGMENT SCREW RACK SET EVAL | Trauma | EA
01.133.201E | 10886982287113 | UNIVERSAL SMALL FRAGMENT CORE SET EVAL | Trauma | EA
01.133.408E | 10886982287120 | TI - UNIVERSAL SMALL FRAGMENT SCREW SET EVAL | Trauma | EA
01.133.407E | 10886982287137 | TI - UNIVERSAL SF STANDARD PLATE SET EVAL | Trauma | EA
01.133.207E | 10886982287144 | UNIVERSAL SF STANDARD PLATE SET EVAL | Trauma | EA
01.133.003E | 10886982287151 | UNIVERSAL SF CORE SET EVAL W/O DRILL BITS | Trauma | EA
01.133.402 | 10886982287168 | TI - UNIVERSAL SMALL FRAGMENT SET - PARTIAL | Trauma | EA
01.133.401 | 10886982287175 | TI - UNIVERSAL SMALL FRAGMENT CORE SET / WITHOUT SCREWS | Trauma | EA
01.133.208 | 10886982287182 | UNIVERSAL SMALL FRAGMENT SCREW RACK SET | Trauma | EA
01.133.202 | 10886982287199 | UNIVERSAL SMALL FRAGMENT CORE SET - PARTIAL | Trauma | EA
01.133.201 | 10886982287205 | UNIVERSAL SMALL FRAGMENT CORE SET / WITHOUT SCREWS | Trauma | EA
01.133.408 | 10886982287212 | TI - UNIVERSAL SMALL FRAGMENT SCREW RACK SET | Trauma | EA
01.133.407 | 10886982287229 | TI - UNIVERSAL SF STANDARD PLATE SET | Trauma | EA
01.133.207 | 10886982287236 | UNIVERSAL SF STANDARD PLATE SET | Trauma | EA
01.133.003 | 10886982287243 | UNIVERSAL SF CORE SET W/O DRILL BITS | Trauma | EA
01.133.411S | 10886982287045 | TI UNIVERSAL SF SHOULDER CLAV IMPLANT SET - STERILE | Trauma | EA
01.133.412S | 10886982287052 | TI - UNIVERSAL SMALL FRAGMENT ELBOW IMPLANT SET - STERILE | Trauma | EA
01.133.414S | 10886982287069 | TI - UNIVERSAL SMALL FRAGMENT LCP PROX TIB SET - STERILE | Trauma | EA
01.133.416S | 10886982287076 | TI - UNIVERSAL SMALL FRAGMENT LCP DISTAL TIBIA SET -STERILE | Trauma | EA
01.133.418S | 10886982287083 | TI - UNIVERSAL SMALL FRAGMENT LCP DISTAL FIBULA SET -STERILE | Trauma | EA
03.226.039.V | 10886982287250 | 3.2MM CANNULATED DRILL BIT | Trauma | EA
03.226.040.V | 10886982287267 | CANNULATED TAP FOR 4.5MM HEADLESS COMPRESSION SCREWS | Trauma | EA
03.226.042.V | 10886982287274 | 4.0MM CANNULATED DRILL BIT | Trauma | EA
397.70.V | 10886982287281 | HANDLE FOR GOUGES & CHISELS QC | Trauma | EA
399.54.V | 10886982287298 | CHISEL HANDLE | Trauma | EA
325.070.V | 10886982287410 | 8.0MM PROTECTION SLEEVE- SLOTTED | Trauma | EA
325.080.V | 10886982287427 | 8.0MM/1.6MM DRILL SLEEVE | Trauma | EA
325.100.V | 10886982287434 | 8.0MM/3.0MM DRILL SLEEVE | Trauma | EA
312.67.V | 10886982287304 | 6.5MM/3.2MM DOUBLE DRILL SLEEVE | Trauma | EA
314.14.V | 10886982287311 | LARGE HEXAGONAL KEY FOR LARGE SCREWS | Trauma | EA
325.150.V | 10886982287441 | ADJUSTING NUT FOR 3.0MM THREADED ROD | Trauma | EA
324.075.V | 10886982287328 | THREADED PLATE HOLDER | Trauma | EA
309.070.V | 10886982287458 | SPARE CENTERING PIN FOR HOLLOW REAMER (309.150.V) | Trauma | EA
329.55.V | 10886982287335 | BENDING TEMPLATE 5 HOLES FOR 2.7MM & 3.5MM PLATES | Trauma | EA
329.57.V | 10886982287342 | BENDING TEMPLATE 7 HOLES FOR 2.7MM & 3.5MM PLATES | Trauma | EA
309.080.V | 10886982287465 | SPARE REAMER TUBE FOR HOLLOW REAMER (309.150.V) | Trauma | EA
329.68.V | 10886982287359 | BENDING TEMPLATE 16 HOLES FOR 4.5MM RECONSTRUCTION PLATES | Trauma | EA
309.090.V | 10886982287472 | EXTRACTION BOLT FOR 1.5MM SCREWS | Trauma | EA
309.150.V | 10886982287489 | HOLLOW REAMER-COMPLETE FOR 1.5MM SCREWS | Trauma | EA
309.170.V | 10886982287496 | SPARE CENTERING PIN FOR HOLLOW REAMER (309.200.V) | Trauma | EA
309.180.V | 10886982287502 | SPARE REAMER TUBE FOR HOLLOW REAMER (309.200.V) | Trauma | EA
309.190.V | 10886982287519 | EXTRACTION BOLT FOR 2.0MM SCREWS | Trauma | EA
309.200.V | 10886982287526 | HOLLOW REAMER-COMPLETE FOR 2.0MM SCREWS | Trauma | EA
309.510.V | 10886982287533 | CONICAL EXTRACTION SCREW FOR 1.5MM & 2.0MM CORTEX SCREWS | Trauma | EA
03.230.003.V | 10886982287540 | COMPRESSION SLEEVE FOR 1.5MM HEADLESS COMPRESSION SCREW | Trauma | EA
03.226.016.V | 10886982287557 | COMPRESSION SLEEVE FOR 2.4MM HEADLESS COMPRESSION SCREW | Trauma | EA
312.151.V | 10886982287366 | 2.0MM/1.1MM DOUBLE DRILL SLEEVE | Trauma | EA
312.35.V | 10886982287373 | 2.7MM/1.25MM DOUBLE DRILL SLEEVE | Trauma | EA
312.74.V | 10886982287380 | 1.6MM TROCAR | Trauma | EA
394.182.V | 10886982287397 | 3.5MM TROCAR-LONG | Trauma | EA
309.035.V | 10886982287403 | HOLLOW REAMER COMPLETE FOR 3.5MM & 4.0MM SCREWS | Trauma | EA
309.038.V | 10886982287564 | SPARE REAMER TUBE FOR HOLLOW REAMER (309.035.V) | Trauma | EA
309.039.V | 10886982287571 | EXTRACTION BOLT FOR 3.5MM & 4.0MM SCREWS | Trauma | EA
309.065.V | 10886982287588 | HOLLOW REAMER COMPLETE FOR 6.5MM & 7.0MM SCREWS | Trauma | EA
309.250.V | 10886982287595 | HOLLOW REAMER-COMPLETE FOR 2.7MM SCREWS | Trauma | EA
309.270.V | 10886982287601 | SPARE CENTERING PIN FOR HOLLOW REAMER (309.250.V) | Trauma | EA
309.280.V | 10886982287618 | SPARE REAMER TUBE FOR HOLLOW REAMER (309.250.V) | Trauma | EA
309.290.V | 10886982287625 | EXTRACTION BOLT FOR 2.7MM SCREWS | Trauma | EA
309.370.V | 10886982287632 | SPARE CENTERING PIN FOR HOLLOW REAMER (309.035.V) | Trauma | EA
309.520.V | 10886982287649 | CONICAL EXTRACTION SCREW FOR 2.7MM & 3.5MM CORTEX SCREWS | Trauma | EA
03.226.000.V | 10886982287656 | COMPRESSION SLEEVE FOR 3.0MM HEADLESS COMPRESSION SCREW | Trauma | EA
03.226.002.V | 10886982287663 | MEASURING DEVICE FOR 3.0MM HEADLESS COMPRESSION SCREW | Trauma | EA
03.226.004.V | 10886982287670 | CANNULATED STARDRIVE SCRWDRVR SHAFT FOR 3.0MM HCS T8 | Trauma | EA
03.226.006.V | 10886982287687 | COMPRESSION SLEEVE HANDLE | Trauma | EA
397.705.V | 10886982287694 | HANDLE QC FOR COMPACT AIR DRIVE | Trauma | EA
393.105.V | 10886982287700 | SMALL UNIVERSAL CHUCK WITH T-HANDLE | Trauma | EA
313.993.V | 10886982287717 | 1.5MM/2.0MM CRUCIFORM SCRWDRVR SHAFT/SELF-RETAINING | Trauma | EA
314.16.V | 10886982287724 | SMALL HEXAGONAL KEY FOR 2.7MM & SMALL SCREWS | Trauma | EA
314.29.V | 10886982287731 | CANNULATED 2.5MM HEXAGONAL SCREWDRIVER | Trauma | EA
03.230.004.V | 10886982287748 | STARDRIVE SCREWDRIVER SHAFT FOR 1.5MM HCS T4 | Trauma | EA
325.020.V | 10886982287755 | REDUCTION HANDLE-TOOTHED FOR 3.0MM THREADED ROD | Trauma | EA
325.030.V | 10886982287762 | REDUCTION HANDLE-ROUNDED FOR 1.6MM GUIDE WIRE | Trauma | EA
309.068.V | 10886982287779 | SPARE REAMER TUBE FOR HOLLOW REAMER (309.065.V) | Trauma | EA
309.069.V | 10886982287786 | EXTRACTION BOLT FOR 6.5MM & 7.0MM SCREWS | Trauma | EA
309.450.V | 10886982287793 | HOLLOW REAMER-COMPLETE FOR 4.5MM SCREWS | Trauma | EA
309.470.V | 10886982287809 | SPARE CENTERING PIN FOR HOLLOW REAMER (309.450.V) | Trauma | EA
309.480.V | 10886982287816 | SPARE REAMER TUBE FOR HOLLOW REAMER (309.450.V) | Trauma | EA
309.490.V | 10886982287823 | EXTRACTION BOLT FOR 4.5MM SCREWS | Trauma | EA
309.530.V | 10886982287830 | CONICAL EXTRACTION SCREW FOR LARGE SCREWS & 4.9MM BOLTS | Trauma | EA
309.670.V | 10886982287847 | SPARE CENTERING PIN FOR HOLLOW REAMER (309.065.V) | Trauma | EA
312.09.V | 10886982287878 | 15.5MM/13MM WASHER SLEEVE | Trauma | EA
312.77.V | 10886982287885 | 9.5MM/7.0MM PROTECTION SLEEVE | Trauma | EA
312.08.V | 10886982287892 | 8.5MM/2.8MM WIRE SLEEVE | Trauma | EA
304.389.V | 10886982287908 | SUPPLEMENTAL SCREW RACK W/LID FOR 1.5MM/2.0MM/2.4MM SCREWS | Trauma | EA
312.75.V | 10886982287922 | 3.2MM/1.6MM DRILL SLEEVE | Trauma | EA
312.76.V | 10886982287939 | 7.0MM/3.2MM DRILL SLEEVE | Trauma | EA
313.93.V | 10886982287946 | 4.0MM HEXAGONAL SCREWDRIVER | Trauma | EA
03.226.030.V | 10886982287953 | MEASURING DEVICE FOR 4.5MM HCS | Trauma | EA
03.226.033.V | 10886982287960 | COMPRESSION SLEEVE FOR 4.5MM HCS | Trauma | EA
03.226.034.V | 10886982287977 | SLEEVE FOR 03.226.033.V | Trauma | EA
03.226.037.V | 10886982287984 | COMPRESSION SLEEVE HANDLE FOR 4.5MM HCS | Trauma | EA
03.226.038.V | 10886982287991 | COMPRESSION SLEEVE ATTACHMENT FOR 4.5MM HCS | Trauma | EA
03.226.041.V | 10886982288004 | CANNULATED STARDRIVE SCREWDRIVER T15 | Trauma | EA
311.23.V | 10886982288011 | TAP FOR 2.4MM CORTEX SCREWS 100MM/45MM TAPPING DEPTH | Trauma | EA
397.442.V | 10886982288028 | 2.4MM THRDD DRILL GUIDE/SHORT F/LOCKING RECONSTRUCTION PLATE | Trauma | EA
313.96.V | 10886982288035 | CRUCIFORM SCREWDRIVER | Trauma | EA
390.005.V | 10886982288042 | LARGE EX-FIX COMBINATION CLAMP MR-CONDITIONAL | Trauma | EA
390.031.V | 10886982288059 | MEDIUM COMBINATION CLAMP | Trauma | EA
60.226.026.V | 10886982288066 | 1.5/2.4/3.0MM HCS INSTRUMENT MODULE | Trauma | EA
60.230.022.V | 10886982288073 | 1.5MM HEADLESS COMPRESSION SCREW INSTR AND IMPLANT MODULE | Trauma | EA
60.226.022.V | 10886982288080 | 2.4MM AND 3.0MM HEADLESS COMPRESSION SCREW GRAPHIC CASE | Trauma | EA
60.226.023.V | 10886982288097 | 2.4MM AND 3.0MM HCS GRAPHIC CASE LID | Trauma | EA
60.226.060.V | 10886982288103 | 4.5MM HEADLESS COMPRESSION SCREW GRAPHIC CASE | Trauma | EA
304.672.V | 10886982288110 | 1.3MM MODULE FOR TI IMPLANTS | Trauma | EA
01.232.014E | 10886982288127 | SPEED/WHITE/SMALL SET-EVAL | Trauma | EA
04.233.000 | 10886982288288 | END CAP F/ RFN / 0MM | Trauma | EA
04.233.005 | 10886982288295 | END CAP F/ RFN / 5MM | Trauma | EA
04.233.010 | 10886982288301 | END CAP F/ RFN / 10MM | Trauma | EA
03.233.001S | 10886982288202 | DRILL BIT / CANN / Ã 12.8MM LARGE QUICK COUPLING / STER | Trauma | EA
03.233.002S | 10886982288219 | DRILL BIT / CANN / Ã 11.2MM LARGE QUICK COUPLING / STER | Trauma | EA
03.233.007 | 10886982288257 | PROTECTION SLEEVE | Trauma | EA
03.233.010 | 10886982288271 | REAMING ROD / Ã 3.8MM BALL TIP Ã 3.0MM / 1150MM | Trauma | EA
01.232.013E | 10886982288349 | SPEEDTITAN SET - EVAL | Trauma | EA
03.507.002.V | 10886982288394 | 2.4MM THREADED REDUCTION TOOL SELF-DRILLING 78MM HEX | Trauma | EA
304.388.V | 10886982288400 | SUPPLEMENTAL SCREW RACK W/LID FOR 2.7/3.0/3.5/4.0MM SCREWS | Trauma | EA
292.622.V | 10886982288417 | 1.1MM THREADED GUIDE WIRE 150MM | Trauma | EA
292.623.V | 10886982288424 | 1.1MM NON-THREADED GUIDE WIRE 150MM | Trauma | EA
292.652.V | 10886982288431 | 2.0MM NON-COLORED THREADED GUIDE WIRE-SPADE POINT 230MM | Trauma | EA
292.656.V | 10886982288448 | 2.0MM NON-THREADED GUIDE WIRE- SPADE POINT ON ONE END 230MM | Trauma | EA
292.72.V | 10886982288455 | 1.6MM THREADED GUIDE WIRE 150MM | Trauma | EA
292.81.V | 10886982288462 | 2.8MM GUIDE WIRE WITH FLUTES 300MM/150MM CALIBRATION | Trauma | EA
391.967.V | 10886982288479 | SHORTCUT PLATE CUTTER FOR 2.4MM PLATES & THORP | Trauma | EA
313.97.V | 10886982288486 | HOLDING SLEEVE | Trauma | EA
314.04.V | 10886982288493 | 4.0MM HEXAGONAL SCREWDRIVER SHAFT | Trauma | EA
310.86.V | 10886982288509 | CANNULATED COUNTERSINK F/3.5MM & 4.0MM CANNULATED SCREWS | Trauma | EA
04.233.516S | 10886982288653 | RFN / 9MM / 160MM 5Â° BEND / STERILE | Trauma | EA
04.233.520S | 10886982288660 | RFN / 9MM / 200MM 5Â° BEND / STERILE | Trauma | EA
04.233.524S | 10886982288677 | RFN / 9MM / 240MM 5Â° BEND / STERILE | Trauma | EA
04.233.528S | 10886982288684 | RFN / 9MM / 280MM 5Â° BEND / STERILE | Trauma | EA
04.233.530S | 10886982288691 | RFN / 9MM / 300MM 5Â° BEND / STERILE | Trauma | EA
04.233.532S | 10886982288707 | RFN / 9MM / 320MM 5Â° BEND / STERILE | Trauma | EA
04.233.534S | 10886982288714 | RFN / 9MM / 340MM 5Â° BEND / STERILE | Trauma | EA
04.233.536S | 10886982288721 | RFN / 9MM / 360MM 5Â° BEND / STERILE | Trauma | EA
04.233.538S | 10886982288738 | RFN / 9MM / 380MM 5Â° BEND / STERILE | Trauma | EA
04.233.540S | 10886982288745 | RFN / 9MM / 400MM 5Â° BEND / STERILE | Trauma | EA
04.233.542S | 10886982288752 | RFN / 9MM / 420MM 5Â° BEND / STERILE | Trauma | EA
04.233.544S | 10886982288769 | RFN / 9MM / 440MM 5Â° BEND / STERILE | Trauma | EA
04.233.546S | 10886982288776 | RFN / 9MM / 460MM 5Â° BEND / STERILE | Trauma | EA
04.233.548S | 10886982288783 | RFN / 9MM / 480MM 5Â° BEND / STERILE | Trauma | EA
04.233.517S | 10886982288936 | RFN / 9MM / 160MM 10Â° BEND / STERILE | Trauma | EA
04.233.521S | 10886982288943 | RFN / 9MM / 200MM 10Â° BEND / STERILE | Trauma | EA
04.233.525S | 10886982288950 | RFN / 9MM / 240MM 10Â° BEND / STERILE | Trauma | EA
04.233.529S | 10886982288967 | RFN / 9MM / 280MM 10Â° BEND / STERILE | Trauma | EA
04.233.531S | 10886982288974 | RFN / 9MM / 300MM 10Â° BEND / STERILE | Trauma | EA
04.233.533S | 10886982288981 | RFN / 9MM / 320MM 10Â° BEND / STERILE | Trauma | EA
04.233.535S | 10886982288998 | RFN / 9MM / 340MM 10Â° BEND / STERILE | Trauma | EA
04.233.537S | 10886982289001 | RFN / 9MM / 360MM 10Â° BEND / STERILE | Trauma | EA
04.233.539S | 10886982289018 | RFN / 9MM / 380MM 10Â° BEND / STERILE | Trauma | EA
04.233.541S | 10886982289025 | RFN / 9MM / 400MM 10Â° BEND / STERILE | Trauma | EA
04.233.543S | 10886982289032 | RFN / 9MM / 420MM 10Â° BEND / STERILE | Trauma | EA
04.233.545S | 10886982289049 | RFN / 9MM / 440MM 10Â° BEND / STERILE | Trauma | EA
04.233.547S | 10886982289056 | RFN / 9MM / 460MM 10Â° BEND / STERILE | Trauma | EA
04.233.549S | 10886982289063 | RFN / 9MM / 480MM 10Â° BEND / STERILE | Trauma | EA
02.233.100 | 10886982289216 | LOCKING ATTACHMENT WASHER F/ RFN / RIGHT | Trauma | EA
02.233.101 | 10886982289315 | LOCKING ATTACHMENT WASHER F/ RFN / LEFT | Trauma | EA
02.233.102 | 10886982289230 | LOCKING ATTACHMENT WASHER F/ RFN / LARGE / RIGHT | Trauma | EA
02.233.102S | 10886982289247 | LOCKING ATTACHMENT WASHER F/ RFN / LARGE / RIGHT / STER | Trauma | EA
02.233.103 | 10886982289254 | LOCKING ATTACHMENT WASHER F/ RFN / LARGE / LEFT | Trauma | EA
02.233.103S | 10886982289261 | LOCKING ATTACHMENT WASHER F/ RFN / LARGE / LEFT / STER | Trauma | EA
02.233.104 | 10886982289278 | LOCKING ATTACHMENT WASHER F/ RFN / PPFX / RIGHT | Trauma | EA
02.233.105 | 10886982289292 | LOCKING ATTACHMENT WASHER F/ RFN / PPFX / LEFT | Trauma | EA
04.233.617S | 10886982289476 | RFN / 10MM / 160MM 10Â° BEND / STERILE | Trauma | EA
04.233.621S | 10886982289483 | RFN / 10MM / 200MM 10Â° BEND / STERILE | Trauma | EA
04.233.625S | 10886982289490 | RFN / 10MM / 240MM 10Â° BEND / STERILE | Trauma | EA
04.233.629S | 10886982289506 | RFN / 10MM / 280MM 10Â° BEND / STERILE | Trauma | EA
04.233.631S | 10886982289513 | RFN / 10MM / 300MM 10Â° BEND / STERILE | Trauma | EA
04.233.633S | 10886982289520 | RFN / 10MM / 320MM 10Â° BEND / STERILE | Trauma | EA
04.233.635S | 10886982289537 | RFN / 10MM / 340MM 10Â° BEND / STERILE | Trauma | EA
04.233.637S | 10886982289544 | RFN / 10MM / 360MM 10Â° BEND / STERILE | Trauma | EA
04.233.639S | 10886982289551 | RFN / 10MM / 380MM 10Â° BEND / STERILE | Trauma | EA
04.233.641S | 10886982289568 | RFN / 10MM / 400MM 10Â° BEND / STERILE | Trauma | EA
04.233.643S | 10886982289575 | RFN / 10MM / 420MM 10Â° BEND / STERILE | Trauma | EA
04.233.645S | 10886982289582 | RFN / 10MM / 440MM 10Â° BEND / STERILE | Trauma | EA
04.233.647S | 10886982289599 | RFN / 10MM / 460MM 10Â° BEND / STERILE | Trauma | EA
04.233.649S | 10886982289605 | RFN / 10MM / 480MM 10Â° BEND / STERILE | Trauma | EA
04.233.616S | 10886982289612 | RFN / 10MM / 160MM 5Â° BEND / STERILE | Trauma | EA
04.233.620S | 10886982289629 | RFN / 10MM / 200MM 5Â° BEND / STERILE | Trauma | EA
04.233.624S | 10886982289636 | RFN / 10MM / 240MM 5Â° BEND / STERILE | Trauma | EA
04.233.628S | 10886982289643 | RFN / 10MM / 280MM 5Â° BEND / STERILE | Trauma | EA
04.233.630S | 10886982289650 | RFN / 10MM / 300MM 5Â° BEND / STERILE | Trauma | EA
04.233.632S | 10886982289667 | RFN / 10MM / 320MM 5Â° BEND / STERILE | Trauma | EA
04.233.634S | 10886982289674 | RFN / 10MM / 340MM 5Â° BEND / STERILE | Trauma | EA
04.233.636S | 10886982289681 | RFN / 10MM / 360MM 5Â° BEND / STERILE | Trauma | EA
04.233.638S | 10886982289698 | RFN / 10MM / 380MM 5Â° BEND / STERILE | Trauma | EA
04.233.640S | 10886982289704 | RFN / 10MM / 400MM 5Â° BEND / STERILE | Trauma | EA
04.233.642S | 10886982289711 | RFN / 10MM / 420MM 5Â° BEND / STERILE | Trauma | EA
04.233.644S | 10886982289728 | RFN / 10MM / 440MM 5Â° BEND / STERILE | Trauma | EA
04.233.646S | 10886982289735 | RFN / 10MM / 460MM 5Â° BEND / STERILE | Trauma | EA
04.233.648S | 10886982289742 | RFN / 10MM / 480MM 5Â° BEND / STERILE | Trauma | EA
04.233.716S | 10886982289766 | RFN / 11MM / 160MM 5Â° BEND / STERILE | Trauma | EA
04.233.720S | 10886982289773 | RFN / 11MM / 200MM 5Â° BEND / STERILE | Trauma | EA
04.233.724S | 10886982289780 | RFN / 11MM / 240MM 5Â° BEND / STERILE | Trauma | EA
04.233.728S | 10886982289797 | RFN / 11MM / 280MM 5Â° BEND / STERILE | Trauma | EA
04.233.730S | 10886982289803 | RFN / 11MM / 300MM 5Â° BEND / STERILE | Trauma | EA
04.233.732S | 10886982289810 | RFN / 11MM / 320MM 5Â° BEND / STERILE | Trauma | EA
04.233.734S | 10886982289827 | RFN / 11MM / 340MM 5Â° BEND / STERILE | Trauma | EA
04.233.736S | 10886982289834 | RFN / 11MM / 360MM 5Â° BEND / STERILE | Trauma | EA
04.233.738S | 10886982289841 | RFN / 11MM / 380MM 5Â° BEND / STERILE | Trauma | EA
04.233.740S | 10886982289858 | RFN / 11MM / 400MM 5Â° BEND / STERILE | Trauma | EA
04.233.742S | 10886982289865 | RFN / 11MM / 420MM 5Â° BEND / STERILE | Trauma | EA
04.233.744S | 10886982289872 | RFN / 11MM / 440MM 5Â° BEND / STERILE | Trauma | EA
04.233.746S | 10886982289889 | RFN / 11MM / 460MM 5Â° BEND / STERILE | Trauma | EA
04.233.748S | 10886982289896 | RFN / 11MM / 480MM 5Â° BEND / STERILE | Trauma | EA
04.233.717S | 10886982289957 | RFN / 11MM / 160MM 10Â° BEND / STERILE | Trauma | EA
04.233.721S | 10886982289964 | RFN / 11MM / 200MM 10Â° BEND / STERILE | Trauma | EA
04.233.725S | 10886982289971 | RFN / 11MM / 240MM 10Â° BEND / STERILE | Trauma | EA
04.233.729S | 10886982289988 | RFN / 11MM / 280MM 10Â° BEND / STERILE | Trauma | EA
04.233.731S | 10886982289995 | RFN / 11MM / 300MM 10Â° BEND / STERILE | Trauma | EA
04.233.733S | 10886982290007 | RFN / 11MM / 320 MM 10Â° BEND / STERILE | Trauma | EA
04.233.735S | 10886982290014 | RFN / 11MM / 340MM 10Â° BEND / STERILE | Trauma | EA
04.233.737S | 10886982290021 | RFN / 11MM / 360MM 10Â° BEND / STERILE | Trauma | EA
04.233.739S | 10886982290038 | RFN / 11MM / 380MM 10Â° BEND / STERILE | Trauma | EA
04.233.741S | 10886982290045 | RFN / 11MM / 400MM 10Â° BEND / STERILE | Trauma | EA
04.233.743S | 10886982290052 | RFN / 11MM / 420MM 10Â° BEND / STERILE | Trauma | EA
04.233.745S | 10886982290069 | RFN / 11MM / 440MM 10Â° BEND / STERILE | Trauma | EA
04.233.747S | 10886982290076 | RFN / 11MM / 460MM 10Â° BEND / STERILE | Trauma | EA
04.233.749S | 10886982290083 | RFN / 11MM / 480MM 10Â° BEND / STERILE | Trauma | EA
04.233.817S | 10886982290090 | RFN / 12MM / 160MM 10Â° BEND / STERILE | Trauma | EA
04.233.821S | 10886982290106 | RFN / 12MM / 200MM 10Â° BEND / STERILE | Trauma | EA
04.233.825S | 10886982290113 | RFN / 12MM / 240MM 10Â° BEND / STERILE | Trauma | EA
04.233.829S | 10886982290120 | RFN / 12MM / 280MM 10Â° BEND / STERILE | Trauma | EA
04.233.831S | 10886982290137 | RFN / 12MM / 300MM 10Â° BEND / STERILE | Trauma | EA
04.233.833S | 10886982290144 | RFN / 12MM / 320MM 10Â° BEND / STERILE | Trauma | EA
04.233.835S | 10886982290151 | RFN / 12MM / 340MM 10Â° BEND / STERILE | Trauma | EA
04.233.837S | 10886982290168 | RFN / 12MM / 360MM 10Â° BEND / STERILE | Trauma | EA
04.233.839S | 10886982290175 | RFN / 12MM / 380MM 10Â° BEND / STERILE | Trauma | EA
04.233.841S | 10886982290182 | RFN / 12MM / 400MM 10Â° BEND / STERILE | Trauma | EA
04.233.843S | 10886982290199 | RFN / 12MM / 420MM 10Â° BEND / STERILE | Trauma | EA
04.233.845S | 10886982290205 | RFN / 12MM / 440MM 10Â° BEND / STERILE | Trauma | EA
04.233.847S | 10886982290212 | RFN / 12MM / 460MM 10Â° BEND / STERILE | Trauma | EA
04.233.849S | 10886982290229 | RFN / 12MM / 480MM 10Â° BEND / STERILE | Trauma | EA
04.233.816S | 10886982290526 | RFN / 12MM / 160MM 5Â° BEND / STERILE | Trauma | EA
04.233.820S | 10886982290533 | RFN / 12MM / 200MM 5Â° BEND / STERILE | Trauma | EA
04.233.824S | 10886982290540 | RFN / 12MM / 240MM 5Â° BEND / STERILE | Trauma | EA
04.233.828S | 10886982290557 | RFN / 12MM / 280MM 5Â° BEND / STERILE | Trauma | EA
04.233.830S | 10886982290564 | RFN / 12MM / 300MM 5Â° BEND / STERILE | Trauma | EA
04.233.832S | 10886982290571 | RFN / 12MM / 320MM 5Â° BEND / STERILE | Trauma | EA
04.233.834S | 10886982290588 | RFN / 12MM / 340MM 5Â° BEND / STERILE | Trauma | EA
04.233.316S | 10886982290946 | RFN / 14MM / 160MM 5Â° BEND / STERILE | Trauma | EA
04.233.836S | 10886982290731 | RFN / 12MM / 360MM 5Â° BEND / STERILE | Trauma | EA
04.233.838S | 10886982290748 | RFN / 12MM / 380MM 5Â° BEND / STERILE | Trauma | EA
04.233.840S | 10886982290755 | RFN / 12MM / 400MM 5Â° BEND / STERILE | Trauma | EA
04.233.842S | 10886982290762 | RFN / 12MM / 420MM 5Â° BEND / STERILE | Trauma | EA
04.233.844S | 10886982290779 | RFN / 12MM / 440MM 5Â° BEND / STERILE | Trauma | EA
04.233.846S | 10886982290786 | RFN / 12MM / 460MM 5Â° BEND / STERILE | Trauma | EA
04.233.848S | 10886982290793 | RFN / 12MM / 480MM 5Â° BEND / STERILE | Trauma | EA
04.233.320S | 10886982290953 | RFN / 14MM / 200MM 5Â° BEND / STERILE | Trauma | EA
04.233.324S | 10886982290960 | RFN / 14MM / 240MM 5Â° BEND / STERILE | Trauma | EA
04.233.328S | 10886982290977 | RFN / 14MM / 280MM 5Â° BEND / STERILE | Trauma | EA
04.233.330S | 10886982290984 | RFN / 14MM / 300MM 5Â° BEND / STERILE | Trauma | EA
04.233.332S | 10886982290991 | RFN / 14MM / 320MM 5Â° BEND / STERILE | Trauma | EA
04.233.334S | 10886982291004 | RFN / 14MM / 340MM 5Â° BEND / STERILE | Trauma | EA
04.233.336S | 10886982291011 | RFN / 14MM / 360MM 5Â° BEND / STERILE | Trauma | EA
04.233.338S | 10886982291028 | RFN / 14MM / 380MM 5Â° BEND / STERILE | Trauma | EA
04.233.340S | 10886982291035 | RFN / 14MM / 400MM 5Â° BEND / STERILE | Trauma | EA
04.233.342S | 10886982291042 | RFN / 14MM / 420MM 5Â° BEND / STERILE | Trauma | EA
04.233.344S | 10886982291059 | RFN / 14MM / 440MM 5Â° BEND / STERILE | Trauma | EA
04.233.346S | 10886982291066 | RFN / 14MM / 460MM 5Â° BEND / STERILE | Trauma | EA
04.233.348S | 10886982291073 | RFN / 14MM / 480MM 5Â° BEND / STERILE | Trauma | EA
SD03.010.447 | 10886982291264 | TROCAR FOR 3.2MM GUIDE WIRE | Trauma | EA
01.232.001 | 10886982291318 | SPEED/SPEEDTITAN/SPEEDARC SET | Trauma | EA
01.232.002 | 10886982291325 | SPEED HAND & WRIST SET | Trauma | EA
01.232.003 | 10886982291332 | HAMMERLOCK 2 SET | Trauma | EA
01.232.004 | 10886982291349 | BME ELITE SET | Trauma | EA
01.232.006 | 10886982291356 | SPEEDTRIAD SET | Trauma | EA
01.232.013 | 10886982291363 | SPEEDTITAN SET | Trauma | EA
01.232.014 | 10886982291370 | SPEED/WHITE/SMALL SET | Trauma | EA
01.107.011 | 10886982291387 | SUPPLEMENTAL VA-LCP ELBOW SET | Trauma | EA
SD03.501.714 | 10886982291400 | PLATE HOLDING FORCEPS DRILL GUIDE | Trauma | EA
04.333.535 | 00819917024586 | 4.5MM TI CANN COMPRESSION HEADLESS SCREW-ST-35MM | Trauma | EA
04.333.545 | 00819917024647 | 4.5MM TI CANN COMPRESSION HEADLESS SCREW-ST-45MM | Trauma | EA
04.333.635 | 00819917025132 | 5.5MM TI CANN COMPRESSION HEADLESS SCREW- ST- 35MM | Trauma | EA
04.333.645 | 00819917025194 | 5.5MM TI CANN COMPRESSION HEADLESS SCREW- ST- 45MM | Trauma | EA
04.334.535 | 00819917024838 | 4.5MM TI CANN COMPRESSION HEADLESS SCREW- LT- 35MM | Trauma | EA
04.334.545 | 00819917024890 | 4.5MM TI CANN COMPRESSION HEADLESS SCREW- LT- 45MM | Trauma | EA
04.334.645 | 00819917025446 | 5.5MM TI CANN COMPRESSION HEADLESS SCREW- LT- 45MM | Trauma | EA
04.334.635 | 00819917025385 | 5.5MM TI CANN COMPRESSION HEADLESS SCREW- LT- 35MM | Trauma | EA
03.333.005S | 00819917026542 | 2.8MM GUIDE WIRE/ 300MM LENGTH TROCAR TIP-STER 6-PACK | Trauma | P6
02.221.200S | 10886982291745 | OSSE-LIGN 2.0MM ROUND ANCHOR CABLE KIT / SST / STERILE | Trauma | EA
02.221.201S | 10886982291752 | OSSE-LIGN 2.0MM FLIP ANCHOR CABLE KIT / SST / STERILE | Trauma | EA
02.221.204S | 10886982291769 | OSSE-LIGN PLATE ADAPTER FOR 3.5MM PL / SST / STERILE | Trauma | EA
02.221.205S | 10886982291776 | OSSE-LIGN PLATE ADAPTER FOR 4.5/5.0MM PL / SST/ STER | Trauma | EA
02.221.210S | 10886982291783 | OSSE-LIGN CRIMP WASHER SST / STERILE | Trauma | EA
02.221.206S | 10886982291790 | OSSE-LIGN LARGE WASHER SST / STERILE | Trauma | EA
02.221.207S | 10886982291806 | OSSE-LIGN QUADRIL SURFACE PL SST / STERILE | Trauma | EA
02.221.208S | 10886982291813 | OSSE-LIGN EYELET FOR QUADRIL SURFACE PL/SST/STER | Trauma | EA
01.232.005 | 10886982291462 | SPEEDSHIFT SET | Trauma | EA
04.334.458TS | 00819917028775 | 4.0MM TI CANN COMPRESSION HEADLESS SCREW-LT-58MM-STER | Trauma | EA
04.334.460TS | 00819917028782 | 4.0MM TI CANN COMPRESSION HEADLESS SCREW-LT-60MM-STER | Trauma | EA
04.333.458TS | 00819917028584 | 4.0MM TI CANN COMPRESSION HEADLESS SCREW-ST-58MM-STER | Trauma | EA
04.333.460TS | 00819917028591 | 4.0MM TI CANN COMPRESSION HEADLESS SCREW-ST-60MM-STER | Trauma | EA
04.333.535TS | 00819917028874 | 4.5MM TI CANN COMPRESSION HEADLESS SCREW-ST-35MM-STER | Trauma | EA
04.333.545TS | 00819917028935 | 4.5MM TI CANN COMPRESSION HEADLESS SCREW-ST-45MM-STER | Trauma | EA
04.333.560TS | 00819917028980 | 4.5MM TI CANN COMPRESSION HEADLESS SCREW-ST-60MM-STER | Trauma | EA
04.333.565TS | 00819917028997 | 4.5MM TI CANN COMPRESSION HEADLESS SCREW-ST-65MM-STER | Trauma | EA
04.333.570TS | 00819917029000 | 4.5MM TI CANN COMPRESSION HEADLESS SCREW-ST-70MM-STER | Trauma | EA
04.333.575TS | 00819917029017 | 4.5MM TI CANN COMPRESSION HEADLESS SCREW-ST-75MM-STER | Trauma | EA
04.333.580TS | 00819917029024 | 4.5MM TI CANN COMPRESSION HEADLESS SCREW-ST-80MM-STER | Trauma | EA
04.333.585TS | 00819917029031 | 4.5MM TI CANN COMPRESSION HEADLESS SCREW-ST-85MM-STER | Trauma | EA
04.333.590TS | 00819917029048 | 4.5MM TI CANN COMPRESSION HEADLESS SCREW-ST-90MM-STER | Trauma | EA
04.333.595TS | 00819917029055 | 4.5MM TI CANN COMPRESSION HEADLESS SCREW-ST-95MM-STER | Trauma | EA
04.333.500TS | 00819917029062 | 4.5MM TI CANN COMPRESSION HEADLESS SCREW-ST-100MM-STER | Trauma | EA
04.333.501TS | 00819917029079 | 4.5MM TI CANN COMPRESSION HEADLESS SCREW-ST-105MM-STER | Trauma | EA
04.333.502TS | 00819917029086 | 4.5MM TI CANN COMPRESSION HEADLESS SCREW-ST-110MM-STER | Trauma | EA
04.334.580TS | 00819917029277 | 4.5MM TI CANN COMPRESSION HEADLESS SCREW-LT-80MM-STER | Trauma | EA
04.334.585TS | 00819917029284 | 4.5MM TI CANN COMPRESSION HEADLESS SCREW-LT-85MM-STER | Trauma | EA
04.334.590TS | 00819917029291 | 4.5MM TI CANN COMPRESSION HEADLESS SCREW-LT-90MM-STER | Trauma | EA
04.334.595TS | 00819917029307 | 4.5MM TI CANN COMPRESSION HEADLESS SCREW-LT-95MM-STER | Trauma | EA
04.334.500TS | 00819917029314 | 4.5MM TI CANN COMPRESSION HEADLESS SCREW-LT-100MM-STER | Trauma | EA
04.334.501TS | 00819917029321 | 4.5MM TI CANN COMPRESSION HEADLESS SCREW-LT-105MM-STER | Trauma | EA
04.334.502TS | 00819917029338 | 4.5MM TI CANN COMPRESSION HEADLESS SCREW-LT-110MM-STER | Trauma | EA
04.333.620TS | 00819917029345 | 5.5MM TI CANN COMPRESSION HEADLESS SCREW-ST-20MM-STER | Trauma | EA
04.333.622TS | 00819917029352 | 5.5MM TI CANN COMPRESSION HEADLESS SCREW-ST-22MM-STER | Trauma | EA
04.333.624TS | 00819917029369 | 5.5MM TI CANN COMPRESSION HEADLESS SCREW-ST-24MM-STER | Trauma | EA
04.333.626TS | 00819917029376 | 5.5MM TI CANN COMPRESSION HEADLESS SCREW-ST-26MM-STER | Trauma | EA
04.333.628TS | 00819917029383 | 5.5MM TI CANN COMPRESSION HEADLESS SCREW-ST-28MM-STER | Trauma | EA
04.333.630TS | 00819917029390 | 5.5MM TI CANN COMPRESSION HEADLESS SCREW-ST-30MM-STER | Trauma | EA
04.333.632TS | 00819917029406 | 5.5MM TI CANN COMPRESSION HEADLESS SCREW-ST-32MM-STER | Trauma | EA
04.333.634TS | 00819917029413 | 5.5MM TI CANN COMPRESSION HEADLESS SCREW-ST-34MM-STER | Trauma | EA
04.334.535TS | 00819917029123 | 4.5MM TI CANN COMPRESSION HEADLESS SCREW-LT-35MM-STER | Trauma | EA
04.334.545TS | 00819917029185 | 4.5MM TI CANN COMPRESSION HEADLESS SCREW-LT-45MM-STER | Trauma | EA
04.334.560TS | 00819917029239 | 4.5MM TI CANN COMPRESSION HEADLESS SCREW-LT-60MM-STER | Trauma | EA
04.334.565TS | 00819917029246 | 4.5MM TI CANN COMPRESSION HEADLESS SCREW-LT-65MM-STER | Trauma | EA
04.334.570TS | 00819917029253 | 4.5MM TI CANN COMPRESSION HEADLESS SCREW-LT-70MM-STER | Trauma | EA
04.334.575TS | 00819917029260 | 4.5MM TI CANN COMPRESSION HEADLESS SCREW-LT-75MM-STER | Trauma | EA
03.333.005 | 00819917026481 | FLUTED GUIDE WIRE Ã2.8MM X 300MM | Trauma | EA
09.221.200S | 10886982291479 | OSSE-LIGN 2.0 MM ROUND ANCHOR CABLE KIT / COCR / STERILE | Trauma | EA
09.221.201S | 10886982291486 | OSSE-LIGN 2.0 MM FLIP ANCHOR CABLE KIT / COCR / STERILE | Trauma | EA
04.333.635TS | 00819917029420 | 5.5MM TI CANN COMPRESSION HEADLESS SCREW-ST-35MM-STER | Trauma | EA
04.333.636TS | 00819917029437 | 5.5MM TI CANN COMPRESSION HEADLESS SCREW-ST-36MM-STER | Trauma | EA
04.333.638TS | 00819917029444 | 5.5MM TI CANN COMPRESSION HEADLESS SCREW-ST-38MM-STER | Trauma | EA
04.333.640TS | 00819917029451 | 5.5MM TI CANN COMPRESSION HEADLESS SCREW-ST-40MM-STER | Trauma | EA
04.333.642TS | 00819917029468 | 5.5MM TI CANN COMPRESSION HEADLESS SCREW-ST-42MM-STER | Trauma | EA
04.333.644TS | 00819917029475 | 5.5MM TI CANN COMPRESSION HEADLESS SCREW-ST-44MM-STER | Trauma | EA
04.333.645TS | 00819917029482 | 5.5MM TI CANN COMPRESSION HEADLESS SCREW-ST-45MM-STER | Trauma | EA
04.333.646TS | 00819917029499 | 5.5MM TI CANN COMPRESSION HEADLESS SCREW-ST-46MM-STER | Trauma | EA
04.333.648TS | 00819917029505 | 5.5MM TI CANN COMPRESSION HEADLESS SCREW-ST-48MM-STER | Trauma | EA
04.333.650TS | 00819917029512 | 5.5MM TI CANN COMPRESSION HEADLESS SCREW-ST-50MM-STER | Trauma | EA
04.333.655TS | 00819917029529 | 5.5MM TI CANN COMPRESSION HEADLESS SCREW-ST-55MM-STER | Trauma | EA
04.333.660TS | 00819917029536 | 5.5MM TI CANN COMPRESSION HEADLESS SCREW-ST-60MM-STER | Trauma | EA
04.333.665TS | 00819917029543 | 5.5MM TI CANN COMPRESSION HEADLESS SCREW-ST-65MM-STER | Trauma | EA
04.333.670TS | 00819917029550 | 5.5MM TI CANN COMPRESSION HEADLESS SCREW-ST-70MM-STER | Trauma | EA
04.333.675TS | 00819917029567 | 5.5MM TI CANN COMPRESSION HEADLESS SCREW-ST-75MM-STER | Trauma | EA
04.334.602TS | 00819917029888 | 5.5MM TI CANN COMPRESSION HEADLESS SCREW-LT-110MM-STER | Trauma | EA
04.333.730TS | 00819917029895 | 6.5MM TI CANN COMPRESSION HEADLESS SCREW-ST-30MM-STER | Trauma | EA
04.333.735TS | 00819917029901 | 6.5MM TI CANN COMPRESSION HEADLESS SCREW-ST-35MM-STER | Trauma | EA
04.333.740TS | 00819917029918 | 6.5MM TI CANN COMPRESSION HEADLESS SCREW-ST-40MM-STER | Trauma | EA
04.333.745TS | 00819917029925 | 6.5MM TI CANN COMPRESSION HEADLESS SCREW-ST-45MM-STER | Trauma | EA
04.333.750TS | 00819917029932 | 6.5MM TI CANN COMPRESSION HEADLESS SCREW-ST-50MM-STER | Trauma | EA
04.333.755TS | 00819917029949 | 6.5MM TI CANN COMPRESSION HEADLESS SCREW-ST-55MM-STER | Trauma | EA
04.333.760TS | 00819917029956 | 6.5MM TI CANN COMPRESSION HEADLESS SCREW-ST-60MM-STER | Trauma | EA
04.333.765TS | 00819917029963 | 6.5MM TI CANN COMPRESSION HEADLESS SCREW-ST-65MM-STER | Trauma | EA
04.333.770TS | 00819917029970 | 6.5MM TI CANN COMPRESSION HEADLESS SCREW-ST-70MM-STER | Trauma | EA
04.333.775TS | 00819917029987 | 6.5MM TI CANN COMPRESSION HEADLESS SCREW-ST-75MM-STER | Trauma | EA
04.333.780TS | 00819917029994 | 6.5MM TI CANN COMPRESSION HEADLESS SCREW-ST-80MM-STER | Trauma | EA
04.333.785TS | 00810011360006 | 6.5MM TI CANN COMPRESSION HEADLESS SCREW-ST-85MM-STER | Trauma | EA
04.333.790TS | 00810011360013 | 6.5MM TI CANN COMPRESSION HEADLESS SCREW-ST-90MM-STER | Trauma | EA
04.334.601TS | 00819917029871 | 5.5MM TI CANN COMPRESSION HEADLESS SCREW-LT-105MM-STER | Trauma | EA
04.333.685TS | 00819917029581 | 5.5MM TI CANN COMPRESSION HEADLESS SCREW-ST-85MM-STER | Trauma | EA
04.333.690TS | 00819917029598 | 5.5MM TI CANN COMPRESSION HEADLESS SCREW-ST-90MM-STER | Trauma | EA
04.333.695TS | 00819917029604 | 5.5MM TI CANN COMPRESSION HEADLESS SCREW-ST-95MM-STER | Trauma | EA
04.333.600TS | 00819917029611 | 5.5MM TI CANN COMPRESSION HEADLESS SCREW-ST-100MM-STER | Trauma | EA
04.333.601TS | 00819917029628 | 5.5MM TI CANN COMPRESSION HEADLESS SCREW-ST-105MM-STER | Trauma | EA
04.333.602TS | 00819917029635 | 5.5MM TI CANN COMPRESSION HEADLESS SCREW-ST-110MM-STER | Trauma | EA
04.334.630TS | 00819917029642 | 5.5MM TI CANN COMPRESSION HEADLESS SCREW-LT-30MM-STER | Trauma | EA
04.334.632TS | 00819917029659 | 5.5MM TI CANN COMPRESSION HEADLESS SCREW-LT-32MM-STER | Trauma | EA
04.334.634TS | 00819917029666 | 5.5MM TI CANN COMPRESSION HEADLESS SCREW-LT-34MM-STER | Trauma | EA
04.334.635TS | 00819917029673 | 5.5MM TI CANN COMPRESSION HEADLESS SCREW-LT-35MM-STER | Trauma | EA
04.334.636TS | 00819917029680 | 5.5MM TI CANN COMPRESSION HEADLESS SCREW-LT-36MM-STER | Trauma | EA
04.334.638TS | 00819917029697 | 5.5MM TI CANN COMPRESSION HEADLESS SCREW-LT-38MM-STER | Trauma | EA
04.334.640TS | 00819917029703 | 5.5MM TI CANN COMPRESSION HEADLESS SCREW-LT-40MM-STER | Trauma | EA
04.334.642TS | 00819917029710 | 5.5MM TI CANN COMPRESSION HEADLESS SCREW-LT-42MM-STER | Trauma | EA
04.333.680TS | 00819917029574 | 5.5MM TI CANN COMPRESSION HEADLESS SCREW-ST-80MM-STER | Trauma | EA
04.334.644TS | 00819917029727 | 5.5MM TI CANN COMPRESSION HEADLESS SCREW-LT-44MM-STER | Trauma | EA
04.334.645TS | 00819917029734 | 5.5MM TI CANN COMPRESSION HEADLESS SCREW-LT-45MM-STER | Trauma | EA
04.334.646TS | 00819917029741 | 5.5MM TI CANN COMPRESSION HEADLESS SCREW-LT-46MM-STER | Trauma | EA
04.334.648TS | 00819917029758 | 5.5MM TI CANN COMPRESSION HEADLESS SCREW-LT-48MM-STER | Trauma | EA
04.334.650TS | 00819917029765 | 5.5MM TI CANN COMPRESSION HEADLESS SCREW-LT-50MM-STER | Trauma | EA
04.334.655TS | 00819917029772 | 5.5MM TI CANN COMPRESSION HEADLESS SCREW-LT-55MM-STER | Trauma | EA
04.334.660TS | 00819917029789 | 5.5MM TI CANN COMPRESSION HEADLESS SCREW-LT-60MM-STER | Trauma | EA
04.334.665TS | 00819917029796 | 5.5MM TI CANN COMPRESSION HEADLESS SCREW-LT-65MM-STER | Trauma | EA
04.334.670TS | 00819917029802 | 5.5MM TI CANN COMPRESSION HEADLESS SCREW-LT-70MM-STER | Trauma | EA
04.334.675TS | 00819917029819 | 5.5MM TI CANN COMPRESSION HEADLESS SCREW-LT-75MM-STER | Trauma | EA
04.334.680TS | 00819917029826 | 5.5MM TI CANN COMPRESSION HEADLESS SCREW-LT-80MM-STER | Trauma | EA
04.334.685TS | 00819917029833 | 5.5MM TI CANN COMPRESSION HEADLESS SCREW-LT-85MM-STER | Trauma | EA
04.334.690TS | 00819917029840 | 5.5MM TI CANN COMPRESSION HEADLESS SCREW-LT-90MM-STER | Trauma | EA
04.334.695TS | 00819917029857 | 5.5MM TI CANN COMPRESSION HEADLESS SCREW-LT-95MM-STER | Trauma | EA
04.334.600TS | 00819917029864 | 5.5MM TI CANN COMPRESSION HEADLESS SCREW-LT-100MM-STER | Trauma | EA
04.333.795TS | 00810011360020 | 6.5MM TI CANN COMPRESSION HEADLESS SCREW-ST-95MM-STER | Trauma | EA
04.333.700TS | 00810011360037 | 6.5MM TI CANN COMPRESSION HEADLESS SCREW-ST-100MM-STER | Trauma | EA
04.333.701TS | 00810011360044 | 6.5MM TI CANN COMPRESSION HEADLESS SCREW-ST-105MM-STER | Trauma | EA
04.333.702TS | 00810011360051 | 6.5MM TI CANN COMPRESSION HEADLESS SCREW-ST-110MM-STER | Trauma | EA
04.333.703TS | 00810011360068 | 6.5MM TI CANN COMPRESSION HEADLESS SCREW-ST-115MM-STER | Trauma | EA
04.333.704TS | 00810011360075 | 6.5MM TI CANN COMPRESSION HEADLESS SCREW-ST-120MM-STER | Trauma | EA
04.333.705TS | 00810011360082 | 6.5MM TI CANN COMPRESSION HEADLESS SCREW-ST-125MM-STER | Trauma | EA
04.333.706TS | 00810011360099 | 6.5MM TI CANN COMPRESSION HEADLESS SCREW-ST-130MM-STER | Trauma | EA
04.334.745TS | 00810011360112 | 6.5MM TI CANN COMPRESSION HEADLESS SCREW-LT-45MM-STER | Trauma | EA
04.334.750TS | 00810011360129 | 6.5MM TI CANN COMPRESSION HEADLESS SCREW-LT-50MM-STER | Trauma | EA
04.334.755TS | 00810011360136 | 6.5MM TI CANN COMPRESSION HEADLESS SCREW-LT-55MM-STER | Trauma | EA
04.334.760TS | 00810011360143 | 6.5MM TI CANN COMPRESSION HEADLESS SCREW-LT-60MM-STER | Trauma | EA
04.334.765TS | 00810011360150 | 6.5MM TI CANN COMPRESSION HEADLESS SCREW-LT-65MM-STER | Trauma | EA
04.334.770TS | 00810011360167 | 6.5MM TI CANN COMPRESSION HEADLESS SCREW-LT-70MM-STER | Trauma | EA
04.334.775TS | 00810011360174 | 6.5MM TI CANN COMPRESSION HEADLESS SCREW-LT-75MM-STER | Trauma | EA
04.334.780TS | 00810011360181 | 6.5MM TI CANN COMPRESSION HEADLESS SCREW-LT-80MM-STER | Trauma | EA
04.334.785TS | 00810011360198 | 6.5MM TI CANN COMPRESSION HEADLESS SCREW-LT-85MM-STER | Trauma | EA
04.334.790TS | 00810011360204 | 6.5MM TI CANN COMPRESSION HEADLESS SCREW-LT-90MM-STER | Trauma | EA
04.334.795TS | 00810011360211 | 6.5MM TI CANN COMPRESSION HEADLESS SCREW-LT-95MM-STER | Trauma | EA
04.334.700TS | 00810011360228 | 6.5MM TI CANN COMPRESSION HEADLESS SCREW-LT-100MM-STER | Trauma | EA
04.334.701TS | 00810011360235 | 6.5MM TI CANN COMPRESSION HEADLESS SCREW-LT-105MM-STER | Trauma | EA
04.334.702TS | 00810011360242 | 6.5MM TI CANN COMPRESSION HEADLESS SCREW-LT-110MM-STER | Trauma | EA
04.334.703TS | 00810011360259 | 6.5MM TI CANN COMPRESSION HEADLESS SCREW-LT-115MM-STER | Trauma | EA
04.334.704TS | 00810011360266 | 6.5MM TI CANN COMPRESSION HEADLESS SCREW-LT-120MM-STER | Trauma | EA
04.334.705TS | 00810011360273 | 6.5MM TI CANN COMPRESSION HEADLESS SCREW-LT-125MM-STER | Trauma | EA
04.334.706TS | 00810011360280 | 6.5MM TI CANN COMPRESSION HEADLESS SCREW-LT-130MM-STER | Trauma | EA
04.333.830TS | 00810011360297 | 7.5MM TI CANN COMPRESSION HEADLESS SCREW-ST-30MM-STER | Trauma | EA
04.333.835TS | 00810011360303 | 7.5MM TI CANN COMPRESSION HEADLESS SCREW-ST-35MM-STER | Trauma | EA
04.333.840TS | 00810011360310 | 7.5MM TI CANN COMPRESSION HEADLESS SCREW-ST-40MM-STER | Trauma | EA
04.333.845TS | 00810011360327 | 7.5MM TI CANN COMPRESSION HEADLESS SCREW-ST-45MM-STER | Trauma | EA
04.333.850TS | 00810011360334 | 7.5MM TI CANN COMPRESSION HEADLESS SCREW-ST-50MM-STER | Trauma | EA
04.333.855TS | 00810011360341 | 7.5MM TI CANN COMPRESSION HEADLESS SCREW-ST-55MM-STER | Trauma | EA
04.333.860TS | 00810011360358 | 7.5MM TI CANN COMPRESSION HEADLESS SCREW-ST-60MM-STER | Trauma | EA
04.333.865TS | 00810011360365 | 7.5MM TI CANN COMPRESSION HEADLESS SCREW-ST-65MM-STER | Trauma | EA
04.333.870TS | 00810011360372 | 7.5MM TI CANN COMPRESSION HEADLESS SCREW-ST-70MM-STER | Trauma | EA
04.333.875TS | 00810011360389 | 7.5MM TI CANN COMPRESSION HEADLESS SCREW-ST-75MM-STER | Trauma | EA
04.333.880TS | 00810011360396 | 7.5MM TI CANN COMPRESSION HEADLESS SCREW-ST-80MM-STER | Trauma | EA
04.333.885TS | 00810011360402 | 7.5MM TI CANN COMPRESSION HEADLESS SCREW-ST-85MM-STER | Trauma | EA
04.333.890TS | 00810011360419 | 7.5MM TI CANN COMPRESSION HEADLESS SCREW-ST-90MM-STER | Trauma | EA
04.333.895TS | 00810011360426 | 7.5MM TI CANN COMPRESSION HEADLESS SCREW-ST-95MM-STER | Trauma | EA
04.333.800TS | 00810011360433 | 7.5MM TI CANN COMPRESSION HEADLESS SCREW-ST-100MM-STER | Trauma | EA
04.333.801TS | 00810011360440 | 7.5MM TI CANN COMPRESSION HEADLESS SCREW-ST-105MM-STER | Trauma | EA
04.333.802TS | 00810011360457 | 7.5MM TI CANN COMPRESSION HEADLESS SCREW-ST-110MM-STER | Trauma | EA
04.333.803TS | 00810011360464 | 7.5MM TI CANN COMPRESSION HEADLESS SCREW-ST-115MM-STER | Trauma | EA
04.333.804TS | 00810011360471 | 7.5MM TI CANN COMPRESSION HEADLESS SCREW-ST-120MM-STER | Trauma | EA
04.333.805TS | 00810011360488 | 7.5MM TI CANN COMPRESSION HEADLESS SCREW-ST-125MM-STER | Trauma | EA
04.333.806TS | 00810011360495 | 7.5MM TI CANN COMPRESSION HEADLESS SCREW-ST-130MM-STER | Trauma | EA
04.333.807TS | 00810011360501 | 7.5MM TI CANN COMPRESSION HEADLESS SCREW-ST-135MM-STER | Trauma | EA
04.333.808TS | 00810011360518 | 7.5MM TI CANN COMPRESSION HEADLESS SCREW-ST-140MM-STER | Trauma | EA
04.334.845TS | 00810011360525 | 7.5MM TI CANN COMPRESSION HEADLESS SCREW-LT-45MM-STER | Trauma | EA
04.334.850TS | 00810011360532 | 7.5MM TI CANN COMPRESSION HEADLESS SCREW-LT-50MM-STER | Trauma | EA
04.334.855TS | 00810011360549 | 7.5MM TI CANN COMPRESSION HEADLESS SCREW-LT-55MM-STER | Trauma | EA
04.334.860TS | 00810011360556 | 7.5MM TI CANN COMPRESSION HEADLESS SCREW-LT-60MM-STER | Trauma | EA
04.334.865TS | 00810011360563 | 7.5MM TI CANN COMPRESSION HEADLESS SCREW-LT-65MM-STER | Trauma | EA
04.334.870TS | 00810011360570 | 7.5MM TI CANN COMPRESSION HEADLESS SCREW-LT-70MM-STER | Trauma | EA
04.334.875TS | 00810011360587 | 7.5MM TI CANN COMPRESSION HEADLESS SCREW-LT-75MM-STER | Trauma | EA
04.334.880TS | 00810011360594 | 7.5MM TI CANN COMPRESSION HEADLESS SCREW-LT-80MM-STER | Trauma | EA
04.334.885TS | 00810011360600 | 7.5MM TI CANN COMPRESSION HEADLESS SCREW-LT-85MM-STER | Trauma | EA
04.334.890TS | 00810011360617 | 7.5MM TI CANN COMPRESSION HEADLESS SCREW-LT-90MM-STER | Trauma | EA
04.334.895TS | 00810011360624 | 7.5MM TI CANN COMPRESSION HEADLESS SCREW-LT-95MM-STER | Trauma | EA
04.334.800TS | 00810011360631 | 7.5MM TI CANN COMPRESSION HEADLESS SCREW-LT-100MM-STER | Trauma | EA
04.334.801TS | 00810011360648 | 7.5MM TI CANN COMPRESSION HEADLESS SCREW-LT-105MM-STER | Trauma | EA
04.334.802TS | 00810011360655 | 7.5MM TI CANN COMPRESSION HEADLESS SCREW-LT-110MM-STER | Trauma | EA
04.334.803TS | 00810011360662 | 7.5MM TI CANN COMPRESSION HEADLESS SCREW-LT-115MM-STER | Trauma | EA
04.334.804TS | 00810011360679 | 7.5MM TI CANN COMPRESSION HEADLESS SCREW-LT-120MM-STER | Trauma | EA
04.334.805TS | 00810011360686 | 7.5MM TI CANN COMPRESSION HEADLESS SCREW-LT-125MM-STER | Trauma | EA
04.334.806TS | 00810011360693 | 7.5MM TI CANN COMPRESSION HEADLESS SCREW-LT-130MM-STER | Trauma | EA
04.334.807TS | 00810011360709 | 7.5MM TI CANN COMPRESSION HEADLESS SCREW-LT-135MM-STER | Trauma | EA
04.334.808TS | 00810011360716 | 7.5MM TI CANN COMPRESSION HEADLESS SCREW-LT-140MM-STER | Trauma | EA
04.221.206S | 10886982291493 | OSSE-LIGN LARGE WASHER TI/STERILE | Trauma | EA
03.221.200 | 10886982292056 | OSSE-LIGN CRIMPER- TENSIONING UNIT /SHORT CRIMPING TUBES | Trauma | EA
03.221.201 | 10886982292063 | OSSE-LIGN CRIMPING TUBE KIT SHORT | Trauma | EA
03.221.202 | 10886982292070 | OSSE-LIGN CRIMPING TUBE KIT LONG | Trauma | EA
03.221.203 | 10886982292087 | OSSE-LIGN REMOVAL CUTTER | Trauma | EA
03.221.205 | 10886982292094 | OSSE-LIGN TENSIONING UNIT | Trauma | EA
03.221.206 | 10886982292100 | OSSE-LIGN PELVIC DRILL GUIDE | Trauma | EA
03.221.208 | 10886982292117 | OSSE-LIGN FLIP ANCHOR CABLE INSERTER | Trauma | EA
03.221.074 | 10886982292124 | OSSE-LIGN CABLE CUTTER | Trauma | EA
03.221.075 | 10886982292131 | OSSE-LIGN CUTTING TUBE KIT SHORT | Trauma | EA
03.221.076 | 10886982292148 | OSSE-LIGN CUTTING TUBE KIT LONG | Trauma | EA
DTSE-1815TI | 10886982291509 | DEMO SPEEDTITAN 18X15 STICK ONLY | Trauma | EA
DTSE-1818TI | 10886982291516 | DEMO SPEEDTITAN 18X18 STICK ONLY | Trauma | EA
DTSE-2020TI | 10886982291523 | DEMO SPEEDTITAN 20X20 STICK ONLY | Trauma | EA
DTSE-1515TI | 10886982291530 | DEMO SPEEDTITAN 15X15 STICK ONLY | Trauma | EA
DLSE-1815TI | 10886982291547 | DEMO SPEEDTITAN 18X15 IM IMPLANT ONLY | Trauma | EA
DLSE-1818TI | 10886982291554 | DEMO SPEEDTITAN 18X18 IM IMPLANT ONLY | Trauma | EA
DLSE-2020TI | 10886982291561 | DEMO SPEEDTITAN 20X20 IM IMPLANT ONLY | Trauma | EA
DLSE-1515TI | 10886982291578 | DEMO SPEEDTITAN 15X15 IM IMPLANT ONLY | Trauma | EA
DSE-1515TI | 10886982291585 | DEMO SPEEDTITAN 15X15 IMPLANT ON INSERTION STICK | Trauma | EA
DSE-1815TI | 10886982291592 | DEMO SPEEDTITAN 18X15 IMPLANT ON INSERTION STICK | Trauma | EA
DSE-1818TI | 10886982291608 | DEMO SPEEDTITAN 18X18 IMPLANT ON INSERTION STICK | Trauma | EA
DSE-2020TI | 10886982291615 | DEMO SPEEDTITAN 20X20 IMPLANT ON INSERTION STICK | Trauma | EA
DTSE-2020-08 | 10886982291622 | DEMO SHIFT IMPLT W/INS TOOL 20X20X08MM | Trauma | EA
DLSE-2020-08 | 10886982291639 | DEMO SHIFT IMPLANT ONLY 20X20X08MM | Trauma | EA
DDK-300 | 10886982291646 | DEMO BME ELITE INST KIT | Trauma | EA
DEL-DTS | 10886982291653 | DEMO ELITE S DRILL TEMPLATE KIT INSTRUMENTS ONLY | Trauma | EA
DEL-DTY | 10886982291660 | DEMO ELITE Y DRILL TEMPLATE KIT INSTRUMENTS ONLY | Trauma | EA
DEL-1515S2 | 10886982291677 | DEMO BME ELITE S 15X15 2 LEG IMPLANT ON INSERTION STICK | Trauma | EA
DEL-1818S2 | 10886982291684 | DEMO BME ELITE S 18X18 2 LEG IMPLANT ON INSERTION STICK | Trauma | EA
DEL-2020S2 | 10886982291691 | DEMO BME ELITE S 20X20 2 LEG IMPLANT ON INSERTION STICK | Trauma | EA
DEL-2520S4 | 10886982291707 | DEMO BME ELITE S 25X20 4 LEG IMPLANT ON INSERTION STICK | Trauma | EA
DEL-3020S4 | 10886982291714 | DEMO BME ELITE S 30X20 4 LEG IMPLANT ON INSERTION STICK | Trauma | EA
DEL-251507Y4 | 10886982291721 | DEMO BME ELITE Y 25X15 4 LEG IMPLANT ON INSERTION STICK | Trauma | EA
DEL-302007Y4 | 10886982291738 | DEMO BME ELITE Y 30X20 4 LEG IMPLANT ON INSERTION STICK | Trauma | EA
60.221.201 | 10886982291820 | OSSE-LIGN GENERAL FRACTURE FIXATION INSTRUMENT TRAY | Trauma | EA
60.221.202 | 10886982291837 | OSSE-LIGN PELVIC INSTRUMENT TRAY | Trauma | EA
DSE-0910 | 10886982291851 | DEMO SPEED 09X10 IMPLANT ON INSERTION STICK | Trauma | EA
DSE-1310 | 10886982291868 | DEMO SPEED 13X10 IMPLANT ON INSERTION STICK | Trauma | EA
03.233.106 | 10886982291875 | AIMING ARM W/ LATCH F/ RFN RADIOLUCENT | Trauma | EA
04.221.204S | 10886982291882 | OSSE-LIGN PLATE ADAPTER FOR 3.5MM PL/TI/ STERILE | Trauma | EA
04.221.205S | 10886982291899 | OSSE-LIGN PLATE ADAPTER FOR 4.5/5.0MM PL/ TI/ STER | Trauma | EA
04.221.210S | 10886982291905 | OSSE-LIGN CRIMP WASHER TI/STERILE | Trauma | EA
DSE-1512 | 10886982291950 | DEMO SPEED 15X12 IMPLANT ON INSERTION STICK | Trauma | EA
DSE-1110 | 10886982291967 | DEMO SPEED 11X10 IMPLANT ON INSERTION STICK | Trauma | EA
DLSE-0910 | 10886982291974 | DEMO SPEED 09X10X10 IMPLANT ONLY | Trauma | EA
DLSE-1310 | 10886982291981 | DEMO SPEED 13X10X10 IMPLANT ONLY | Trauma | EA
DLSE-1512 | 10886982291998 | DEMO SPEED 15X12X12 IMPLANT ONLY | Trauma | EA
DLSE-1110 | 10886982292001 | DEMO SPEED 11X10X10 IMPLANT ONLY | Trauma | EA
DTSE-0910 | 10886982292018 | DEMO SPEED 09X10 STICK ONLY | Trauma | EA
DTSE-1310 | 10886982292025 | DEMO SPEED 13X10 STICK ONLY | Trauma | EA
DTSE-1512 | 10886982292032 | DEMO SPEED 15X12 STICK ONLY | Trauma | EA
DTSE-1110 | 10886982292049 | DEMO SPEED 11X10 STICK ONLY | Trauma | EA
DLEL-1515S2 | 10886982303172 | DEMO ELITE 15X15 2-LEGS IMPLANT ONLY | Trauma | EA
DLEL-1818S2 | 10886982303189 | DEMO ELITE 18X18X18 2-LEGS IMPLANT ONLY | Trauma | EA
DLEL-2020S2 | 10886982303196 | DEMO ELITE 20X20 2-LEGS IMPLANT ONLY | Trauma | EA
DLEL-2520S4 | 10886982302991 | DEMO ELITE S 25X20X20 4 -LEGS IMPLANT ONLY | Trauma | EA
DLEL-3020S4 | 10886982303004 | DEMO ELITE S 30X20 4-LEGS IMPLANT ONLY | Trauma | EA
DLHL2M | 10886982303011 | DEMO HAERLOCK 2 15X5/0 DEGREE IMPLANT ONLY | Trauma | EA
DLEL-251507Y4 | 10886982303028 | DEMO ELITE Y 25X15X07 4 -LEGS IMPLANT ONLY | Trauma | EA
DLEL-302007Y4 | 10886982303035 | DEMO ELITE Y 30X20 4-LEGS IMPLANT ONLY | Trauma | EA
DLHL2MA | 10886982303042 | DEMO HAERLOCK 2 15X5/10 DEGREE IMPLANT ONLY | Trauma | EA
DTEL-1818S2 | 10886982303066 | DEMO BME ELITE S 18X18 2 LEG STICK ONLY | Trauma | EA
DTEL-2020S2 | 10886982303073 | DEMO BME ELITE S 20X20 2 LEG STICK ONLY | Trauma | EA
DTEL-2520S4 | 10886982303110 | DEMO BME ELITE S 25X20 4 LEG STICK ONLY | Trauma | EA
DTEL-3020S4 | 10886982303127 | DEMO BME ELITE S 30X20 4 LEG STICK ONLY | Trauma | EA
DTEL-251507Y4 | 10886982303134 | DEMO BME ELITE Y 25X15 4 LEG STICK ONLY | Trauma | EA
DTEL-302007Y4 | 10886982303141 | DEMO BME ELITE Y 30X20 4 LEG STICK ONLY | Trauma | EA
DTEL-1515S2 | 10886982303080 | DEMO BME ELITE S 15X15 2 LEG STICK ONLY | Trauma | EA
DDK-200HW | 10886982292155 | DEMO SPEED H&W ADD-ON INSTRUMENT KIT | Trauma | EA
DDK-200T | 10886982292162 | DEMO SPEED TRIAD KIT INSTRUMENTS ONLY | Trauma | EA
DDK-265S | 10886982292179 | DEMO TITAN/SHIFT DRILL KIT S-265QD | Trauma | EA
DSG-1 | 10886982292186 | DEMO SPEED SIZING GUIDE INSTRUMENTS ONLY | Trauma | EA
DSG-2 | 10886982292193 | DEMO SPEEDTRIAD SIZING GUIDE INSTRUMENTS ONLY | Trauma | EA
DSG-3 | 10886982292209 | DEMO SPEEDARC SIZING GUIDE INSTRUMENTS ONLY | Trauma | EA
DOT-1 | 10886982292216 | DEMO SPEEDSHIFT SIZING TOOL INSTRUMENTS ONLY | Trauma | EA
DDK-200C | 10886982292223 | DEMO SPEED INSTRUMENT KIT C | Trauma | EA
DDK-265C | 10886982292230 | DEMO SPEEDTITAN/SPEEDSHIFT INSTRUMENTS ONLY | Trauma | EA
DDK-200 | 10886982292247 | DEMO SPEED INSTRUMENT KIT | Trauma | EA
D46.239.001 | 10886982292254 | DEMO HAMMERTOE CCI FULL KIT S | Trauma | EA
D46.239.002 | 10886982292261 | DEMO HAMMERTOE CC FULL KIT L | Trauma | EA
DTHL2M | 10886982303158 | DEMO HAERLOCK 2 M 0Â° ANGLE STICK ONLY | Trauma | EA
DTHL2MA | 10886982303165 | DEMO HAERLOCK 2 M 10Â° ANGLE STICK ONLY | Trauma | EA
DSE-111210A | 10886982302946 | DEMO SPEEDARC 11X12X10 IMPLANT ON INSERTION STICK | Trauma | EA
DSE-111512A | 10886982302953 | DEMO SPEEDARC 11X15X12 IMPLANT ON INSERTION STICK | Trauma | EA
DLSE-111210A | 10886982303202 | DEMO SPEEDARC 11X12X10 IM IMPLANT ONLY | Trauma | EA
DLSE-111512A | 10886982303219 | DEMO SPEEDARC 11X15X12 IM IMPLANT ONLY | Trauma | EA
DTSE-111210A | 10886982303097 | DEMO SPEEDARC 11X12X10 STICK ONLY | Trauma | EA
DTSE-111512A | 10886982303103 | DEMO SPEEDARC 11X15X12 STICK ONLY | Trauma | EA
DSE-181508TRC | 10886982292278 | DEMO SPEEDTRIAD 18X15X08 IMPLANT ON INSERTION STICK | Trauma | EA
DLSE-181508TRC | 10886982292285 | DEMO SPEEDTRIAD 18X15X08 IM IMPLANT ONLY | Trauma | EA
DTSE-181508TRC | 10886982292292 | DEMO SPEEDTRIAD 18X15X08 STICK ONLY | Trauma | EA
DL46.239.001 | 10886982292308 | DEMO HAMMERTOE CC IMPL ONLY S | Trauma | EA
DL46.239.002 | 10886982292315 | DEMO HAMMERTOE CC IMPL ONLY L | Trauma | EA
DHL2M | 10886982302960 | DEMO HAERLOCK 2 M 0Â° ANGLE IMPLANT ON INSERTION STICK | Trauma | EA
DHL2MA | 10886982302977 | DEMO HAERLOCK 2 M 10Â° ANGLE IMPLANT ON INSERTION STICK | Trauma | EA
DDK-H2 | 10886982303271 | DEMO HAERLOCK 2 INSTRUMENT KIT | Trauma | EA
DT46.239.001 | 10886982292322 | DEMO HAMMERTOE CCI INSERT S IMPLANT ON INSERTION STICK | Trauma | EA
DT46.239.002 | 10886982292339 | DEMO HAMMERTOE CCI INSERT L IMPLANT ON INSERTION STICK | Trauma | EA
05.001.128 | 10886982292469 | DRILL/BURR ATTACHMENT 16-1 STRAIGHT-ROUND SHAFT- EPD/APD | Trauma | EA
03.045.016S | 10886982292476 | REAMER/ CANNULATED-Ã 4.9/6.5MM EXTRA LONG | Trauma | EA
03.045.016 | 10886982292636 | REAMER/ CANNULATED-Ã 4.9/6.5MM EXTRA LONG | Trauma | EA
03.045.031S | 10886982292889 | CURETTE FOR XL25 / STERILE | Trauma | EA
04.045.260 | 10886982293060 | LOCKING SCREW FOR IM NAIL Ã 4MM/ 60MM/ XL25 | Trauma | EA
04.045.262 | 10886982293077 | LOCKING SCREW FOR IM NAIL Ã 4MM/ 62MM/ XL25 | Trauma | EA
04.045.264 | 10886982293084 | LOCKING SCREW FOR IM NAIL Ã 4MM/ 64MM/ XL25 | Trauma | EA
04.045.266 | 10886982293091 | LOCKING SCREW FOR IM NAIL Ã 4MM/ 66MM/ XL25 | Trauma | EA
04.045.268 | 10886982293107 | LOCKING SCREW FOR IM NAIL Ã 4MM/ 68MM/ XL25 | Trauma | EA
04.045.270 | 10886982293114 | LOCKING SCREW FOR IM NAIL Ã 4MM/ 70MM/ XL25 | Trauma | EA
04.045.272 | 10886982293121 | LOCKING SCREW FOR IM NAIL Ã 4MM/ 72MM/ XL25 | Trauma | EA
04.045.274 | 10886982293138 | LOCKING SCREW FOR IM NAIL Ã 4MM/ 74MM/ XL25 | Trauma | EA
04.045.276 | 10886982293145 | LOCKING SCREW FOR IM NAIL Ã 4MM/ 76MM/ XL25 | Trauma | EA
04.045.278 | 10886982293152 | LOCKING SCREW FOR IM NAIL Ã 4MM/ 78MM/ XL25 | Trauma | EA
04.045.280 | 10886982293169 | LOCKING SCREW FOR IM NAIL Ã 4MM/ 80MM/ XL25 | Trauma | EA
04.045.230 | 10886982293237 | LOCKING SCREW FOR IM NAIL Ã 4MM/ 30MM/ XL25 | Trauma | EA
04.045.232 | 10886982293244 | LOCKING SCREW FOR IM NAIL Ã 4MM/ 32MM/ XL25 | Trauma | EA
04.045.234 | 10886982293251 | LOCKING SCREW FOR IM NAIL Ã 4MM/ 34MM/ XL25 | Trauma | EA
04.045.236 | 10886982293268 | LOCKING SCREW FOR IM NAIL Ã 4MM/ 36MM/ XL25 | Trauma | EA
04.045.238 | 10886982293275 | LOCKING SCREW FOR IM NAIL Ã 4MM/ 38MM/ XL25 | Trauma | EA
04.045.240 | 10886982293282 | LOCKING SCREW FOR IM NAIL Ã 4MM/ 40MM/ XL25 | Trauma | EA
04.045.242 | 10886982293299 | LOCKING SCREW FOR IM NAIL Ã 4MM/ 42MM/ XL25 | Trauma | EA
04.045.244 | 10886982293305 | LOCKING SCREW FOR IM NAIL Ã 4MM/ 44MM/ XL25 | Trauma | EA
04.045.246 | 10886982293312 | LOCKING SCREW FOR IM NAIL Ã 4MM/ 46MM/ XL25 | Trauma | EA
04.045.248 | 10886982293329 | LOCKING SCREW FOR IM NAIL Ã 4MM/ 48MM/ XL25 | Trauma | EA
04.045.250 | 10886982293336 | LOCKING SCREW FOR IM NAIL Ã 4MM/ 50MM/ XL25 | Trauma | EA
04.045.252 | 10886982293343 | LOCKING SCREW FOR IM NAIL Ã 4MM/ 52MM/ XL25 | Trauma | EA
04.045.254 | 10886982293350 | LOCKING SCREW FOR IM NAIL Ã 4MM/ 54MM/ XL25 | Trauma | EA
04.045.256 | 10886982293367 | LOCKING SCREW FOR IM NAIL Ã 4MM/ 56MM/ XL25 | Trauma | EA
04.045.258 | 10886982293374 | LOCKING SCREW FOR IM NAIL Ã 4MM/ 58MM/ XL25 | Trauma | EA
04.045.218 | 10886982293473 | LOCKING SCREW FOR IM NAIL Ã 4MM/ 18MM/ XL25 | Trauma | EA
04.045.220 | 10886982293480 | LOCKING SCREW FOR IM NAIL Ã 4MM/ 20MM/ XL25 | Trauma | EA
04.045.222 | 10886982293497 | LOCKING SCREW FOR IM NAIL Ã 4MM/ 22MM/ XL25 | Trauma | EA
04.045.224 | 10886982293503 | LOCKING SCREW FOR IM NAIL Ã 4MM/ 24MM/ XL25 | Trauma | EA
04.045.226 | 10886982293510 | LOCKING SCREW FOR IM NAIL Ã 4MM/ 26MM/ XL25 | Trauma | EA
04.045.228 | 10886982293527 | LOCKING SCREW FOR IM NAIL Ã 4MM/ 28MM/ XL25 | Trauma | EA
04.045.518 | 10886982293886 | LOW PROF LCKNG SCREW F/IM NAIL Ã 4.0MM / L 18MM / XL25 | Trauma | EA
04.045.520 | 10886982293893 | LOW PROF LCKNG SCREW F/IM NAIL Ã 4.0MM / L 20MM / XL25 | Trauma | EA
04.045.522 | 10886982293909 | LOW PROF LCKNG SCREW F/IM NAIL Ã 4.0MM / L 22MM / XL25 | Trauma | EA
04.045.524 | 10886982293916 | LOW PROF LCKNG SCREW F/IM NAIL Ã 4.0MM / L 24MM / XL25 | Trauma | EA
04.045.526 | 10886982293923 | LOW PROF LCKNG SCREW F/IM NAIL Ã 4.0MM / L 26MM / XL25 | Trauma | EA
04.045.528 | 10886982293930 | LOW PROF LCKNG SCREW F/IM NAIL Ã 4.0MM / L 28MM / XL25 | Trauma | EA
04.045.530 | 10886982293947 | LOW PROF LCKNG SCREW F/IM NAIL Ã 4.0MM / L 30MM / XL25 | Trauma | EA
04.045.532 | 10886982293954 | LOW PROF LCKNG SCREW F/IM NAIL Ã 4.0MM / L 32MM / XL25 | Trauma | EA
04.045.534 | 10886982293961 | LOW PROF LCKNG SCREW F/IM NAIL Ã 4.0MM / L 34MM / XL25 | Trauma | EA
04.045.536 | 10886982293978 | LOW PROF LCKNG SCREW F/IM NAIL Ã 4.0MM / L 36MM / XL25 | Trauma | EA
04.045.568 | 10886982293985 | LOW PROF LCKNG SCREW F/IM NAIL Ã 4.0MM / L 68MM / XL25 | Trauma | EA
04.045.570 | 10886982293992 | LOW PROF LCKNG SCREW F/IM NAIL Ã 4.0MM / L 70MM / XL25 | Trauma | EA
04.045.572 | 10886982294005 | LOW PROF LCKNG SCREW F/IM NAIL Ã 4.0MM / L 72MM / XL25 | Trauma | EA
04.045.574 | 10886982294012 | LOW PROF LCKNG SCREW F/IM NAIL Ã 4.0MM / L 74MM / XL25 | Trauma | EA
04.045.576 | 10886982294029 | LOW PROF LCKNG SCREW F/IM NAIL Ã 4.0MM / L 76MM / XL25 | Trauma | EA
04.045.578 | 10886982294036 | LOW PROF LCKNG SCREW F/IM NAIL Ã 4.0MM / L 78MM / XL25 | Trauma | EA
04.045.580 | 10886982294043 | LOW PROF LCKNG SCREW F/IM NAIL Ã 4.0MM / L 80MM / XL25 | Trauma | EA
04.045.660 | 10886982294050 | HIP SCREW FOR IM NAIL Ã 6.5MM/60MM/CANNULATED/XL40 | Trauma | EA
04.045.665 | 10886982294067 | HIP SCREW FOR IM NAIL Ã 6.5MM/65MM/CANNULATED/XL40 | Trauma | EA
04.045.670 | 10886982294074 | HIP SCREW FOR IM NAIL Ã 6.5MM/70MM/CANNULATED/XL40 | Trauma | EA
04.045.675 | 10886982294081 | HIP SCREW FOR IM NAIL Ã 6.5MM/75MM/CANNULATED/XL40 | Trauma | EA
04.045.680 | 10886982294098 | HIP SCREW FOR IM NAIL Ã 6.5MM/80MM/CANNULATED/XL40 | Trauma | EA
04.045.685 | 10886982294104 | HIP SCREW FOR IM NAIL Ã 6.5MM/85MM/CANNULATED/XL40 | Trauma | EA
04.045.690 | 10886982294111 | HIP SCREW FOR IM NAIL Ã 6.5MM/90MM/CANNULATED/XL40 | Trauma | EA
04.045.695 | 10886982294128 | HIP SCREW FOR IM NAIL Ã 6.5MM/95MM/CANNULATED/XL40 | Trauma | EA
04.045.538 | 10886982294135 | LOW PROF LCKNG SCREW F/IM NAIL Ã 4.0MM / L 38MM / XL25 | Trauma | EA
04.045.540 | 10886982294142 | LOW PROF LCKNG SCREW F/IM NAIL Ã 4.0MM / L 40MM / XL25 | Trauma | EA
04.045.542 | 10886982294159 | LOW PROF LCKNG SCREW F/IM NAIL Ã 4.0MM / L 42MM / XL25 | Trauma | EA
04.045.544 | 10886982294166 | LOW PROF LCKNG SCREW F/IM NAIL Ã 4.0MM / L 44MM / XL25 | Trauma | EA
04.045.546 | 10886982294173 | LOW PROF LCKNG SCREW F/IM NAIL Ã 4.0MM / L 46MM / XL25 | Trauma | EA
04.045.548 | 10886982294180 | LOW PROF LCKNG SCREW F/IM NAIL Ã 4.0MM / L 48MM / XL25 | Trauma | EA
04.045.550 | 10886982294197 | LOW PROF LCKNG SCREW F/IM NAIL Ã 4.0MM / L 50MM / XL25 | Trauma | EA
04.045.552 | 10886982294203 | LOW PROF LCKNG SCREW F/IM NAIL Ã 4.0MM / L 52MM / XL25 | Trauma | EA
04.045.554 | 10886982294210 | LOW PROF LCKNG SCREW F/IM NAIL Ã 4.0MM / L 54MM / XL25 | Trauma | EA
04.045.556 | 10886982294227 | LOW PROF LCKNG SCREW F/IM NAIL Ã 4.0MM / L 56MM / XL25 | Trauma | EA
04.045.558 | 10886982294234 | LOW PROF LCKNG SCREW F/IM NAIL Ã 4.0MM / L 58MM / XL25 | Trauma | EA
04.045.560 | 10886982294241 | LOW PROF LCKNG SCREW F/IM NAIL Ã 4.0MM / L 60MM / XL25 | Trauma | EA
04.045.562 | 10886982294258 | LOW PROF LCKNG SCREW F/IM NAIL Ã 4.0MM / L 62MM / XL25 | Trauma | EA
04.045.564 | 10886982294265 | LOW PROF LCKNG SCREW F/IM NAIL Ã 4.0MM / L 64MM / XL25 | Trauma | EA
04.045.566 | 10886982294272 | LOW PROF LCKNG SCREW F/IM NAIL Ã 4.0MM / L 66MM / XL25 | Trauma | EA
04.045.700 | 10886982294289 | HIP SCREW FOR IM NAIL Ã 6.5MM/100MM/CANNULATED/XL40 | Trauma | EA
04.045.705 | 10886982294296 | HIP SCREW FOR IM NAIL Ã 6.5MM/105MM/CANNULATED/XL40 | Trauma | EA
04.045.710 | 10886982294302 | HIP SCREW FOR IM NAIL Ã 6.5MM/110MM/CANNULATED/XL40 | Trauma | EA
04.045.715 | 10886982294319 | HIP SCREW FOR IM NAIL Ã 6.5MM/115MM/CANNULATED/XL40 | Trauma | EA
04.045.720 | 10886982294326 | HIP SCREW FOR IM NAIL Ã 6.5MM/120MM/CANNULATED/XL40 | Trauma | EA
04.045.725 | 10886982294333 | HIP SCREW FOR IM NAIL Ã 6.5MM/125MM/CANNULATED/XL40 | Trauma | EA
04.045.730 | 10886982294340 | HIP SCREW FOR IM NAIL Ã 6.5MM/130MM/CANNULATED/XL40 | Trauma | EA
04.045.660S | 10886982295781 | HIP SCREW FOR IM NAIL/Ã 6.5MM 60MM/CANNULATED/XL40/STERILE | Trauma | EA
04.045.665S | 10886982295798 | HIP SCREW FOR IM NAIL/Ã 6.5MM 65MM/CANNULATED/XL40/STERILE | Trauma | EA
04.045.670S | 10886982295804 | HIP SCREW FOR IM NAIL/Ã 6.5MM 70MM/CANNULATED/XL40/STERILE | Trauma | EA
04.045.675S | 10886982295811 | HIP SCREW FOR IM NAIL/Ã 6.5MM 75MM/CANNULATED/XL40/STERILE | Trauma | EA
04.045.680S | 10886982295828 | HIP SCREW FOR IM NAIL/Ã 6.5MM 80MM/CANNULATED/XL40/STERILE | Trauma | EA
04.045.685S | 10886982295835 | HIP SCREW FOR IM NAIL/Ã 6.5MM 85MM/CANNULATED/XL40/STERILE | Trauma | EA
04.045.690S | 10886982295842 | HIP SCREW FOR IM NAIL/Ã 6.5MM 90MM/CANNULATED/XL40/STERILE | Trauma | EA
04.045.695S | 10886982295859 | HIP SCREW FOR IM NAIL/Ã 6.5MM 95MM/CANNULATED/XL40/STERILE | Trauma | EA
04.045.700S | 10886982295866 | HIP SCREW FOR IM NAIL/Ã 6.5MM 105MM/CANNULATED/XL40/STERILE | Trauma | EA
04.045.705S | 10886982295873 | HIP SCREW FOR IM NAIL/Ã 6.5MM 105MM/CANNULATED/XL40/STERILE | Trauma | EA
04.045.710S | 10886982295880 | HIP SCREW FOR IM NAIL/Ã 6.5MM 110MM/CANNULATED/XL40/STERILE | Trauma | EA
04.045.715S | 10886982295897 | HIP SCREW FOR IM NAIL/Ã 6.5MM 115MM/CANNULATED/XL40/STERILE | Trauma | EA
04.045.720S | 10886982295903 | HIP SCREW FOR IM NAIL/Ã 6.5MM 120MM/CANNULATED/XL40/STERILE | Trauma | EA
04.045.725S | 10886982295910 | HIP SCREW FOR IM NAIL/Ã 6.5MM 125MM/CANNULATED/XL40/STERILE | Trauma | EA
04.045.730S | 10886982295927 | HIP SCREW FOR IM NAIL/Ã 6.5MM 130MM/CANNULATED/XL40/STERILE | Trauma | EA
04.045.830S | 10886982295989 | END CAP/ 0MM/ XL25/ STERILE | Trauma | EA
04.045.835S | 10886982295996 | END CAP/ 5MM/ XL25/ STERILE | Trauma | EA
04.045.840S | 10886982296009 | END CAP/ 10MM/ XL25/ STERILE | Trauma | EA
03.045.021 | 10886982296146 | TROCAR / Ã 4.2MM | Trauma | EA
03.037.131 | 10886982296160 | TFNA HELICAL BLADE IMPACTOR FOR FINE ADJUSTABILITY | Trauma | EA
03.037.123 | 10886982296177 | TFNA TELESCOPING BLADE IMPACTOR / FINE ADJUSTABILITY | Trauma | EA
60.133.189 | 10886982296399 | UNIVERSAL SMALL FRAGMENT PROXIMAL HUMERUS TMPL TRAY | Trauma | EA
04.044.205S | 10886982296627 | TIBIAL NAIL / Ã 10MM / 255MM SIMPLIFIED / STERILE | Trauma | EA
04.044.210S | 10886982296634 | TIBIAL NAIL / Ã 10MM / 270MM SIMPLIFIED / STERILE | Trauma | EA
04.044.215S | 10886982296641 | TIBIAL NAIL / Ã 10MM / 285MM SIMPLIFIED / STERILE | Trauma | EA
04.044.220S | 10886982296658 | TIBIAL NAIL / Ã 10MM / 300MM SIMPLIFIED / STERILE | Trauma | EA
04.044.225S | 10886982296665 | TIBIAL NAIL / Ã 10MM / 315MM SIMPLIFIED / STERILE | Trauma | EA
04.044.230S | 10886982296672 | TIBIAL NAIL / Ã 10MM / 330MM SIMPLIFIED / STERILE | Trauma | EA
04.044.235S | 10886982296689 | TIBIAL NAIL / Ã 10MM / 345MM SIMPLIFIED / STERILE | Trauma | EA
04.044.240S | 10886982296696 | TIBIAL NAIL / Ã 10MM / 360MM SIMPLIFIED / STERILE | Trauma | EA
04.044.245S | 10886982296702 | TIBIAL NAIL / Ã 10MM / 375MM SIMPLIFIED / STERILE | Trauma | EA
04.044.250S | 10886982296719 | TIBIAL NAIL / Ã 10MM / 390MM SIMPLIFIED / STERILE | Trauma | EA
04.044.255S | 10886982296726 | TIBIAL NAIL / Ã 10MM / 405MM SIMPLIFIED / STERILE | Trauma | EA
04.044.260S | 10886982296733 | TIBIAL NAIL / Ã 10MM / 420MM SIMPLIFIED / STERILE | Trauma | EA
04.044.265S | 10886982296740 | TIBIAL NAIL / Ã 10MM / 435MM SIMPLIFIED / STERILE | Trauma | EA
04.044.270S | 10886982296757 | TIBIAL NAIL / Ã 10MM / 450MM SIMPLIFIED / STERILE | Trauma | EA
04.044.275S | 10886982296764 | TIBIAL NAIL / Ã 10MM / 465MM SIMPLIFIED / STERILE | Trauma | EA
04.044.305S | 10886982296771 | TIBIAL NAIL / Ã 11MM / 255MM SIMPLIFIED / STERILE | Trauma | EA
04.044.310S | 10886982296788 | TIBIAL NAIL / Ã 11MM / 270MM SIMPLIFIED / STERILE | Trauma | EA
04.044.315S | 10886982296795 | TIBIAL NAIL / Ã 11MM / 285MM SIMPLIFIED / STERILE | Trauma | EA
04.044.320S | 10886982296801 | TIBIAL NAIL / Ã 11MM / 300MM SIMPLIFIED / STERILE | Trauma | EA
04.044.325S | 10886982296818 | TIBIAL NAIL / Ã 11MM / 315MM SIMPLIFIED / STERILE | Trauma | EA
04.044.330S | 10886982296825 | TIBIAL NAIL / Ã 11MM / 330MM SIMPLIFIED / STERILE | Trauma | EA
04.044.335S | 10886982296832 | TIBIAL NAIL / Ã 11MM / 345MM SIMPLIFIED / STERILE | Trauma | EA
04.044.340S | 10886982296849 | TIBIAL NAIL / Ã 11MM / 360MM SIMPLIFIED / STERILE | Trauma | EA
04.044.350S | 10886982296856 | TIBIAL NAIL / Ã 11MM / 390MM SIMPLIFIED / STERILE | Trauma | EA
04.044.345S | 10886982296863 | TIBIAL NAIL / Ã 11MM / 375MM SIMPLIFIED / STERILE | Trauma | EA
04.044.355S | 10886982296870 | TIBIAL NAIL / Ã 11MM / 405MM SIMPLIFIED / STERILE | Trauma | EA
04.044.360S | 10886982296887 | TIBIAL NAIL / Ã 11MM / 420MM SIMPLIFIED / STERILE | Trauma | EA
04.044.365S | 10886982296894 | TIBIAL NAIL / Ã 11MM / 435MM SIMPLIFIED / STERILE | Trauma | EA
04.044.370S | 10886982296900 | TIBIAL NAIL / Ã 11MM / 450MM SIMPLIFIED / STERILE | Trauma | EA
04.044.375S | 10886982296917 | TIBIAL NAIL / Ã 11MM / 465MM SIMPLIFIED / STERILE | Trauma | EA
04.044.405S | 10886982296924 | TIBIAL NAIL / Ã 12MM / 255MM SIMPLIFIED / STERILE | Trauma | EA
04.044.410S | 10886982296931 | TIBIAL NAIL / Ã 12MM / 270MM SIMPLIFIED / STERILE | Trauma | EA
04.044.415S | 10886982296948 | TIBIAL NAIL / Ã 12MM / 285MM SIMPLIFIED / STERILE | Trauma | EA
04.044.420S | 10886982296955 | TIBIAL NAIL / Ã 12MM / 300MM SIMPLIFIED / STERILE | Trauma | EA
04.044.425S | 10886982296962 | TIBIAL NAIL / Ã 12MM / 315MM SIMPLIFIED / STERILE | Trauma | EA
04.044.430S | 10886982296979 | TIBIAL NAIL / Ã 12MM / 330MM SIMPLIFIED / STERILE | Trauma | EA
04.044.435S | 10886982296986 | TIBIAL NAIL / Ã 12MM / 345MM SIMPLIFIED / STERILE | Trauma | EA
04.044.440S | 10886982296993 | TIBIAL NAIL / Ã 12MM / 360MM SIMPLIFIED / STERILE | Trauma | EA
04.044.445S | 10886982297006 | TIBIAL NAIL / Ã 12MM / 375MM SIMPLIFIED / STERILE | Trauma | EA
04.044.450S | 10886982297013 | TIBIAL NAIL / Ã 12MM / 390MM SIMPLIFIED / STERILE | Trauma | EA
04.044.455S | 10886982297020 | TIBIAL NAIL / Ã 12MM / 405MM SIMPLIFIED / STERILE | Trauma | EA
04.044.460S | 10886982297037 | TIBIAL NAIL / Ã 12MM / 420MM SIMPLIFIED / STERILE | Trauma | EA
04.044.465S | 10886982297044 | TIBIAL NAIL / Ã 12MM / 435MM SIMPLIFIED / STERILE | Trauma | EA
04.044.470S | 10886982297051 | TIBIAL NAIL / Ã 12MM / 450MM SIMPLIFIED / STERILE | Trauma | EA
04.044.475S | 10886982297068 | TIBIAL NAIL / Ã 12MM / 465MM SIMPLIFIED / STERILE | Trauma | EA
03.043.014S | 10886982297082 | DRILL BIT/ CANNULATED/ Ã 12MM SHORT / STERILE | Trauma | EA
03.043.015S | 10886982297099 | DRILL BIT/ CANNULATED/ Ã 12MM LONG/STERILE | Trauma | EA
03.043.000 | 10886982297129 | AIMING ARM/ RADIOLUCENT | Trauma | EA
04.044.005S | 10886982298324 | TIBIAL NAIL / Ã 8MM / 255MM STERILE | Trauma | EA
04.044.010S | 10886982298331 | TIBIAL NAIL / Ã 8MM / 270MM STERILE | Trauma | EA
04.044.015S | 10886982298348 | TIBIAL NAIL / Ã 8MM / 285MM STERILE | Trauma | EA
04.044.020S | 10886982298355 | TIBIAL NAIL / Ã 8MM / 300MM STERILE | Trauma | EA
04.044.025S | 10886982298362 | TIBIAL NAIL / Ã 8MM / 315MM STERILE | Trauma | EA
04.044.030S | 10886982298379 | TIBIAL NAIL / Ã 8MM / 330MM STERILE | Trauma | EA
04.044.035S | 10886982298386 | TIBIAL NAIL / Ã 8MM / 345MM STERILE | Trauma | EA
04.044.040S | 10886982298393 | TIBIAL NAIL / Ã 8MM / 360MM STERILE | Trauma | EA
04.044.045S | 10886982298409 | TIBIAL NAIL / Ã 8MM / 375MM STERILE | Trauma | EA
04.044.050S | 10886982298416 | TIBIAL NAIL / Ã 8MM / 390MM STERILE | Trauma | EA
04.044.055S | 10886982298423 | TIBIAL NAIL / Ã 8MM / 405MM STERILE | Trauma | EA
04.044.060S | 10886982298430 | TIBIAL NAIL / Ã 8MM / 420MM STERILE | Trauma | EA
04.044.065S | 10886982298447 | TIBIAL NAIL / Ã 8MM / 435MM STERILE | Trauma | EA
04.044.070S | 10886982298454 | TIBIAL NAIL / Ã 8MM / 450MM STERILE | Trauma | EA
04.044.075S | 10886982298461 | TIBIAL NAIL / Ã 8MM / 465MM STERILE | Trauma | EA
04.044.505S | 10886982298478 | TIBIAL NAIL / Ã 13MM / 255MM SIMPLIFIED / STERILE | Trauma | EA
04.044.510S | 10886982298485 | TIBIAL NAIL / Ã 13MM / 270MM SIMPLIFIED / STERILE | Trauma | EA
04.044.515S | 10886982298492 | TIBIAL NAIL / Ã 13MM / 285MM SIMPLIFIED / STERILE | Trauma | EA
04.044.520S | 10886982298508 | TIBIAL NAIL / Ã 13MM / 300MM SIMPLIFIED / STERILE | Trauma | EA
04.044.525S | 10886982298515 | TIBIAL NAIL / Ã 13MM / 315MM SIMPLIFIED / STERILE | Trauma | EA
04.044.530S | 10886982298522 | TIBIAL NAIL / Ã 13MM / 330MM SIMPLIFIED / STERILE | Trauma | EA
04.044.535S | 10886982298539 | TIBIAL NAIL / Ã 13MM / 345MM SIMPLIFIED / STERILE | Trauma | EA
04.044.540S | 10886982298546 | TIBIAL NAIL / Ã 13MM / 360MM SIMPLIFIED / STERILE | Trauma | EA
04.044.545S | 10886982298553 | TIBIAL NAIL / Ã 13MM / 375MM SIMPLIFIED / STERILE | Trauma | EA
04.044.550S | 10886982298560 | TIBIAL NAIL / Ã 13MM / 390MM SIMPLIFIED / STERILE | Trauma | EA
04.044.555S | 10886982298577 | TIBIAL NAIL / Ã 13MM / 405MM SIMPLIFIED / STERILE | Trauma | EA
04.044.560S | 10886982298584 | TIBIAL NAIL / Ã 13MM / 420MM SIMPLIFIED / STERILE | Trauma | EA
04.044.565S | 10886982298591 | TIBIAL NAIL / Ã 13MM / 435MM SIMPLIFIED / STERILE | Trauma | EA
04.044.570S | 10886982298607 | TIBIAL NAIL / Ã 13MM / 450MM SIMPLIFIED / STERILE | Trauma | EA
04.044.575S | 10886982298614 | TIBIAL NAIL / Ã 13MM / 465MM SIMPLIFIED / STERILE | Trauma | EA
04.044.105S | 10886982298621 | TIBIAL NAIL / Ã 9MM / 255MM SIMPLIFIED / STERILE | Trauma | EA
04.044.110S | 10886982298638 | TIBIAL NAIL / Ã 9MM / 270MM SIMPLIFIED / STERILE | Trauma | EA
04.044.115S | 10886982298645 | TIBIAL NAIL / Ã 9MM / 285MM SIMPLIFIED / STERILE | Trauma | EA
04.044.120S | 10886982298652 | TIBIAL NAIL / Ã 9MM / 300MM SIMPLIFIED / STERILE | Trauma | EA
04.044.125S | 10886982298669 | TIBIAL NAIL / Ã 9MM / 315MM SIMPLIFIED / STERILE | Trauma | EA
04.044.130S | 10886982298676 | TIBIAL NAIL / Ã 9MM / 330MM SIMPLIFIED / STERILE | Trauma | EA
04.044.135S | 10886982298683 | TIBIAL NAIL / Ã 9MM / 345MM SIMPLIFIED / STERILE | Trauma | EA
04.044.140S | 10886982298690 | TIBIAL NAIL / Ã 9MM / 360MM SIMPLIFIED / STERILE | Trauma | EA
04.044.145S | 10886982298706 | TIBIAL NAIL / Ã 9MM / 375MM SIMPLIFIED / STERILE | Trauma | EA
04.044.150S | 10886982298713 | TIBIAL NAIL / Ã 9MM / 390MM SIMPLIFIED / STERILE | Trauma | EA
04.044.155S | 10886982298720 | TIBIAL NAIL / Ã 9MM / 405MM SIMPLIFIED / STERILE | Trauma | EA
04.044.160S | 10886982298737 | TIBIAL NAIL / Ã 9MM / 420MM SIMPLIFIED / STERILE | Trauma | EA
04.044.165S | 10886982298744 | TIBIAL NAIL / Ã 9MM / 435MM SIMPLIFIED / STERILE | Trauma | EA
04.044.170S | 10886982298751 | TIBIAL NAIL / Ã 9MM / 450MM SIMPLIFIED / STERILE | Trauma | EA
04.044.175S | 10886982298768 | TIBIAL NAIL / Ã 9MM / 465MM SIMPLIFIED / STERILE | Trauma | EA
01.333.003 | 10886982298775 | CCHS FLEX LARGE SET | Trauma | EA
01.333.001 | 10886982298782 | CCHS SMALL SET W/ QIS | Trauma | EA
01.333.004 | 10886982298799 | CCHS LARGE UPGRADE SET | Trauma | EA
01.333.101 | 10886982298805 | CCHS FLEX SMALL SET W/O QIS | Trauma | EA
03.043.006S | 10886982298812 | PROTECTION SLEEVE/SOLID/NARROW LONG/ STERILE | Trauma | EA
03.043.007S | 10886982298829 | PROTECTION SLEEVE/TIB FIX/FLEX LONG / NAILS Ã 8-11MM / STER | Trauma | EA
03.043.010S | 10886982298836 | PROTECTION SLEEVE/ SOLID/BROAD LONG/ STERILE | Trauma | EA
01.333.002 | 10886982298881 | CCHS SMALL UPGRADE SCREWS | Trauma | EA
01.333.020E | 10886982298898 | CCHS SMALL EVAL SET | Trauma | EA
01.333.021E | 10886982298904 | CCHS LARGE EVAL SET | Trauma | EA
01.404.000 | 10886982298935 | RIA 2/INSTRUMENT SET | Trauma | EA
CONCCIARC | 10886982298973 | DEPUY SYNTHES PRO-PAK CCI - SPEEDARC | Trauma | EA
CONCCIARC2 | 10886982298980 | DEPUY SYNTHES PRO-PAK CCI - SPEEDARC 2 | Trauma | EA
CONCCIARC3 | 10886982298997 | DEPUY SYNTHES PRO-PAK CCI - SPEEDARC 3 | Trauma | EA
CONCCIELITE | 10886982299000 | DEPUY SYNTHES PRO-PAK CCI - BME ELITE | Trauma | EA
CONCCIELITE2 | 10886982299017 | DEPUY SYNTHES PRO-PAK CCI - BME ELITE 2 | Trauma | EA
CONCCIELITE3 | 10886982299024 | DEPUY SYNTHES PRO-PAK CCI - BME ELITE 3 | Trauma | EA
CONCCIHLOCK | 10886982299031 | DEPUY SYNTHES PRO-PAK CCI - HAMMERLOCK 2 | Trauma | EA
CONCCILRG2 | 10886982299048 | DEPUY SYNTHES PRO-PAK CCI- SPEEDTITAN, LARGE 2 | Trauma | EA
CONCCILRG3 | 10886982299055 | DEPUY SYNTHES PRO-PAK CCI- SPEEDTITAN, LARGE 3 | Trauma | EA
CONCCISHIFT | 10886982299062 | DEPUY SYNTHES PRO-PAK CCI - SPEEDSHIFT | Trauma | EA
CONCCISHIFT2 | 10886982299079 | DEPUY SYNTHES PRO-PAK CCI - SPEEDSHIFT 2 | Trauma | EA
CONCCISHIFT3 | 10886982299086 | DEPUY SYNTHES PRO-PAK CCI - SPEEDSHIFT 3 | Trauma | EA
CONCCISTD2 | 10886982299093 | DEPUY SYNTHES PRO-PAK CCI - SPEED IMPLANT, STD 2 | Trauma | EA
CONCCISTD3 | 10886982299109 | DEPUY SYNTHES PRO-PAK CCI - SPEED IMPLANT, STD 3 | Trauma | EA
CONCCITRIAD | 10886982299116 | DEPUY SYNTHES PRO-PAK CCI - SPEEDTRIAD | Trauma | EA
CONCCITRIAD2 | 10886982299123 | DEPUY SYNTHES PRO-PAK CCI - SPEEDTRIAD 2 | Trauma | EA
CONCCITRIAD3 | 10886982299130 | DEPUY SYNTHES PRO-PAK CCI - SPEEDTRIAD 3 | Trauma | EA
CONPRXHUMLCP | 10886982298942 | DEPUY SYNTHES PRO-PAK PROXIMAL HUMERUS - LCP | Trauma | EA
CONOLECLCP | 10886982298959 | DEPUY SYNTHES PRO-PAK OLECRANON - LCP | Trauma | EA
CONOLECVA | 10886982298966 | DEPUY SYNTHES PRO-PAK OLECRANON - VA | Trauma | EA
01.404.000FE | 10886982299147 | RIA 2/INSTRUMENT SET FIELD EQUIPMENT | Trauma | EA
01.333.006 | 10886982299154 | CCHS 2.5/3.0 SET | Trauma | EA
01.333.007 | 10886982299161 | CCHS 3.5/4.0 SET | Trauma | EA
01.333.005 | 10886982299178 | CCHS 2.0 SET | Trauma | EA
01.333.008 | 10886982299185 | CCHS 4.5/5.5 SET | Trauma | EA
01.333.009 | 10886982299192 | CCHS 6.5/7.5 SET | Trauma | EA
01.404.000E | 10886982299208 | RIA 2/INSTRUMENT SET FOR EVALUATION | Trauma | EA
04.046.660 | 10886982299215 | HIP SCREW FOR IM NAIL Ã 6.5 MM/ L= 60 MM/ XL40 | Trauma | EA
04.046.665 | 10886982299222 | HIP SCREW FOR IM NAIL Ã 6.5 MM/ L = 65 MM/ XL40 | Trauma | EA
04.046.670 | 10886982299239 | HIP SCREW FOR IM NAIL Ã 6.5 MM/ L = 70 MM/ XL40 | Trauma | EA
04.046.675 | 10886982299246 | HIP SCREW FOR IM NAIL Ã 6.5 MM/ L = 75 MM/ XL40 | Trauma | EA
04.046.680 | 10886982299253 | HIP SCREW FOR IM NAIL Ã 6.5 MM/ L = 80 MM/ XL40 | Trauma | EA
04.046.685 | 10886982299260 | HIP SCREW FOR IM NAIL Ã 6.5 MM/ L = 85 MM/ XL40 | Trauma | EA
04.046.690 | 10886982299277 | HIP SCREW FOR IM NAIL Ã 6.5 MM/ L = 90 MM/ XL40 | Trauma | EA
04.046.695 | 10886982299284 | HIP SCREW FOR IM NAIL Ã 6.5 MM/ L = 95 MM/ XL40 | Trauma | EA
04.046.700 | 10886982299291 | HIP SCREW FOR IM NAIL Ã 6.5 MM/ L = 100 MM/ XL40 | Trauma | EA
04.046.705 | 10886982299307 | HIP SCREW FOR IM NAIL Ã 6.5 MM/ L = 105 MM/ XL40 | Trauma | EA
04.046.710 | 10886982299314 | HIP SCREW FOR IM NAIL Ã 6.5 MM/ L = 110 MM/ XL40 | Trauma | EA
04.046.715 | 10886982299321 | HIP SCREW FOR IM NAIL Ã 6.5 MM/ L = 115 MM/ XL40 | Trauma | EA
04.046.720 | 10886982299338 | HIP SCREW FOR IM NAIL Ã 6.5 MM/ L = 120 MM/ XL40 | Trauma | EA
04.046.725 | 10886982299345 | HIP SCREW FOR IM NAIL Ã 6.5 MM/ L = 125 MM/ XL40 | Trauma | EA
04.046.730 | 10886982299352 | HIP SCREW FOR IM NAIL Ã 6.5 MM/ L = 130 MM/ XL40 | Trauma | EA
04.044.005 | 10886982299369 | TIBIAL NAIL / Ã 8MM / 255MM SIMPLIFIED | Trauma | EA
04.044.010 | 10886982299376 | TIBIAL NAIL / Ã 8MM / 270MM SIMPLIFIED | Trauma | EA
04.044.015 | 10886982299383 | TIBIAL NAIL / Ã 8MM / 285MM SIMPLIFIED | Trauma | EA
04.044.020 | 10886982299390 | TIBIAL NAIL / Ã 8MM / 300MM SIMPLIFIED | Trauma | EA
04.044.025 | 10886982299406 | TIBIAL NAIL / Ã 8MM / 315MM SIMPLIFIED | Trauma | EA
04.044.030 | 10886982299413 | TIBIAL NAIL / Ã 8MM / 330MM SIMPLIFIED | Trauma | EA
04.044.035 | 10886982299420 | TIBIAL NAIL / Ã 8MM / 345MM SIMPLIFIED | Trauma | EA
04.044.040 | 10886982299437 | TIBIAL NAIL / Ã 8MM / 360MM SIMPLIFIED | Trauma | EA
04.044.045 | 10886982299444 | TIBIAL NAIL / Ã 8MM / 375MM SIMPLIFIED | Trauma | EA
04.044.050 | 10886982299451 | TIBIAL NAIL / Ã 8MM / 390MM SIMPLIFIED | Trauma | EA
04.044.055 | 10886982299468 | TIBIAL NAIL / Ã 8MM / 405MM SIMPLIFIED | Trauma | EA
04.044.060 | 10886982299475 | TIBIAL NAIL / Ã 8MM / 420MM SIMPLIFIED | Trauma | EA
04.044.065 | 10886982299482 | TIBIAL NAIL / Ã 8MM / 435MM SIMPLIFIED | Trauma | EA
04.044.070 | 10886982299499 | TIBIAL NAIL / Ã 8MM / 450MM SIMPLIFIED | Trauma | EA
04.044.075 | 10886982299505 | TIBIAL NAIL / Ã 8MM / 465MM SIMPLIFIED | Trauma | EA
04.044.105 | 10886982299512 | TIBIAL NAIL / Ã9MM / 255MM SIMPLIFIED | Trauma | EA
04.044.110 | 10886982299529 | TIBIAL NAIL / Ã 9MM / 270MM SIMPLIFIED | Trauma | EA
04.044.115 | 10886982299536 | TIBIAL NAIL / Ã 9MM / 285MM SIMPLIFIED | Trauma | EA
04.044.120 | 10886982299543 | TIBIAL NAIL / Ã 9MM / 300MM SIMPLIFIED | Trauma | EA
04.044.125 | 10886982299550 | TIBIAL NAIL / Ã 9MM / 315MM SIMPLIFIED | Trauma | EA
04.044.130 | 10886982299567 | TIBIAL NAIL / Ã 9MM / 330MM SIMPLIFIED | Trauma | EA
04.044.135 | 10886982299574 | TIBIAL NAIL / Ã 9MM / 345MM SIMPLIFIED | Trauma | EA
04.044.140 | 10886982299581 | TIBIAL NAIL / Ã 9MM / 360MM SIMPLIFIED | Trauma | EA
04.044.145 | 10886982299598 | TIBIAL NAIL / Ã 9MM / 375MM SIMPLIFIED | Trauma | EA
04.044.150 | 10886982299604 | TIBIAL NAIL / Ã 9MM / 390MM SIMPLIFIED | Trauma | EA
04.044.155 | 10886982299611 | TIBIAL NAIL / Ã 9MM / 405MM SIMPLIFIED | Trauma | EA
04.044.160 | 10886982299628 | TIBIAL NAIL / Ã 9MM / 420MM SIMPLIFIED | Trauma | EA
04.044.165 | 10886982299635 | TIBIAL NAIL / Ã 9MM / 435MM SIMPLIFIED | Trauma | EA
04.044.170 | 10886982299642 | TIBIAL NAIL / Ã 9MM / 450MM SIMPLIFIED | Trauma | EA
04.044.175 | 10886982299659 | TIBIAL NAIL / Ã 9MM / 465MM SIMPLIFIED | Trauma | EA
04.044.205 | 10886982299796 | TIBIAL NAIL / Ã10MM / 255MM SIMPLIFIED | Trauma | EA
04.044.210 | 10886982299802 | TIBIAL NAIL / Ã 10MM / 270MM SIMPLIFIED | Trauma | EA
04.044.215 | 10886982299819 | TIBIAL NAIL / Ã 10MM / 285MM SIMPLIFIED | Trauma | EA
04.044.220 | 10886982299826 | TIBIAL NAIL / Ã 10MM / 300MM SIMPLIFIED | Trauma | EA
04.044.225 | 10886982299833 | TIBIAL NAIL / Ã 10MM / 315MM SIMPLIFIED | Trauma | EA
04.044.230 | 10886982299840 | TIBIAL NAIL / Ã 10MM / 330MM SIMPLIFIED | Trauma | EA
04.044.235 | 10886982299857 | TIBIAL NAIL / Ã 10MM / 345MM SIMPLIFIED | Trauma | EA
04.044.240 | 10886982299864 | TIBIAL NAIL / Ã 10MM / 360MM SIMPLIFIED | Trauma | EA
04.044.245 | 10886982299871 | TIBIAL NAIL / Ã 10MM / 375MM SIMPLIFIED | Trauma | EA
04.044.250 | 10886982299888 | TIBIAL NAIL / Ã 10MM / 390MM SIMPLIFIED | Trauma | EA
04.044.255 | 10886982299895 | TIBIAL NAIL / Ã 10MM / 405MM SIMPLIFIED | Trauma | EA
04.044.260 | 10886982299901 | TIBIAL NAIL / Ã 10MM / 420MM SIMPLIFIED | Trauma | EA
04.044.265 | 10886982299918 | TIBIAL NAIL / Ã 10MM / 435MM SIMPLIFIED | Trauma | EA
04.044.270 | 10886982299925 | TIBIAL NAIL / Ã 10MM / 450MM SIMPLIFIED | Trauma | EA
04.044.275 | 10886982299932 | TIBIAL NAIL / Ã 10MM / 465MM SIMPLIFIED | Trauma | EA
04.044.305 | 10886982299949 | TIBIAL NAIL / Ã 11MM / 255MM SIMPLIFIED | Trauma | EA
04.044.310 | 10886982299956 | TIBIAL NAIL / Ã 11MM / 270MM SIMPLIFIED | Trauma | EA
04.044.315 | 10886982299963 | TIBIAL NAIL / Ã 11MM / 285MM SIMPLIFIED | Trauma | EA
04.044.320 | 10886982299970 | TIBIAL NAIL / Ã 11MM / 300MM SIMPLIFIED | Trauma | EA
04.044.325 | 10886982299987 | TIBIAL NAIL / Ã 11MM / 315MM SIMPLIFIED | Trauma | EA
04.044.330 | 10886982299994 | TIBIAL NAIL / Ã 11MM / 330MM SIMPLIFIED | Trauma | EA
04.044.335 | 10886982300003 | TIBIAL NAIL / Ã 11MM / 345MM SIMPLIFIED | Trauma | EA
04.044.340 | 10886982300010 | TIBIAL NAIL / Ã 11MM / 360MM SIMPLIFIED | Trauma | EA
04.044.345 | 10886982300027 | TIBIAL NAIL / Ã 11MM / 375MM SIMPLIFIED | Trauma | EA
04.044.350 | 10886982300034 | TIBIAL NAIL / Ã 11MM / 390MM SIMPLIFIED | Trauma | EA
04.044.355 | 10886982300041 | TIBIAL NAIL / Ã 11MM / 405MM SIMPLIFIED | Trauma | EA
04.044.360 | 10886982300058 | TIBIAL NAIL / Ã 11MM / 420MM SIMPLIFIED | Trauma | EA
04.044.365 | 10886982300065 | TIBIAL NAIL / Ã 11MM / 435MM SIMPLIFIED | Trauma | EA
04.044.370 | 10886982300072 | TIBIAL NAIL / Ã 11MM / 450MM SIMPLIFIED | Trauma | EA
04.044.375 | 10886982300089 | TIBIAL NAIL / Ã 11MM / 465MM SIMPLIFIED | Trauma | EA
04.044.405 | 10886982300096 | TIBIAL NAIL / Ã12MM / 255MM SIMPLIFIED | Trauma | EA
04.044.410 | 10886982300102 | TIBIAL NAIL / Ã 12MM / 270MM SIMPLIFIED | Trauma | EA
04.044.415 | 10886982300119 | TIBIAL NAIL / Ã 12MM / 285MM SIMPLIFIED | Trauma | EA
04.044.420 | 10886982300126 | TIBIAL NAIL / Ã 12MM / 300MM SIMPLIFIED | Trauma | EA
04.044.425 | 10886982300133 | TIBIAL NAIL / Ã 12MM / 315MM SIMPLIFIED | Trauma | EA
04.044.430 | 10886982300140 | TIBIAL NAIL / Ã 12MM / 330MM SIMPLIFIED | Trauma | EA
04.044.435 | 10886982300157 | TIBIAL NAIL / Ã 12MM / 345MM SIMPLIFIED | Trauma | EA
04.044.440 | 10886982300164 | TIBIAL NAIL / Ã 12MM / 360MM SIMPLIFIED | Trauma | EA
04.044.445 | 10886982300171 | TIBIAL NAIL / Ã 12MM / 375MM SIMPLIFIED | Trauma | EA
04.044.450 | 10886982300188 | TIBIAL NAIL / Ã 12MM / 390MM SIMPLIFIED | Trauma | EA
04.044.455 | 10886982300195 | TIBIAL NAIL / Ã 12MM / 405MM SIMPLIFIED | Trauma | EA
04.044.460 | 10886982300201 | TIBIAL NAIL / Ã 12MM / 420MM SIMPLIFIED | Trauma | EA
04.044.465 | 10886982300218 | TIBIAL NAIL / Ã 12MM / 435MM SIMPLIFIED | Trauma | EA
04.044.470 | 10886982300225 | TIBIAL NAIL / Ã 12MM / 450MM SIMPLIFIED | Trauma | EA
04.044.475 | 10886982300232 | TIBIAL NAIL / Ã 12MM / 465MM SIMPLIFIED | Trauma | EA
60.045.018 | 10886982300294 | FRN-ADVANCED CUSTOMIZED TRAY PERCUTANEOUS INSERTION HANDLE | Trauma | EA
04.044.505 | 10886982300362 | TIBIAL NAIL / Ã13MM / 255MM SIMPLIFIED | Trauma | EA
04.044.510 | 10886982300379 | TIBIAL NAIL / Ã 13MM / 270MM SIMPLIFIED | Trauma | EA
04.044.515 | 10886982300386 | TIBIAL NAIL / Ã 13MM / 285MM SIMPLIFIED | Trauma | EA
04.044.520 | 10886982300393 | TIBIAL NAIL / Ã 13MM / 300MM SIMPLIFIED | Trauma | EA
04.044.525 | 10886982300409 | TIBIAL NAIL / Ã 13MM / 315MM SIMPLIFIED | Trauma | EA
04.044.530 | 10886982300416 | TIBIAL NAIL / Ã 13MM / 330MM SIMPLIFIED | Trauma | EA
04.044.535 | 10886982300423 | TIBIAL NAIL / Ã 13MM / 345MM SIMPLIFIED | Trauma | EA
04.044.540 | 10886982300430 | TIBIAL NAIL / Ã 13MM / 360MM SIMPLIFIED | Trauma | EA
04.044.545 | 10886982300447 | TIBIAL NAIL / Ã 13MM / 375MM SIMPLIFIED | Trauma | EA
04.044.550 | 10886982300454 | TIBIAL NAIL / Ã 13MM / 390MM SIMPLIFIED | Trauma | EA
04.044.555 | 10886982300461 | TIBIAL NAIL / Ã 13MM / 405MM SIMPLIFIED | Trauma | EA
04.044.560 | 10886982300478 | TIBIAL NAIL / Ã 13MM / 420MM SIMPLIFIED | Trauma | EA
04.044.565 | 10886982300485 | TIBIAL NAIL / Ã 13MM / 435MM SIMPLIFIED | Trauma | EA
04.044.570 | 10886982300492 | TIBIAL NAIL / Ã 13MM / 450MM SIMPLIFIED | Trauma | EA
04.044.575 | 10886982300508 | TIBIAL NAIL / Ã 13MM / 465MM SIMPLIFIED | Trauma | EA
03.045.034S | 10886982300843 | COUNTERSINK / Ã 7.4MM QUICK COUPLING / STERILE | Trauma | EA
04.045.384TS | 10886982301154 | LOW PROF LCKNG SCREW F/IM NAIL Ã 5.0MM / L 84MM / XL25/ STER | Trauma | EA
04.045.660TS | 10886982301635 | HIP SCREW FOR IM NAIL/Ã 6.5MM 60MM/CANNULATED/XL40/STERILE | Trauma | EA
04.045.665TS | 10886982301642 | HIP SCREW FOR IM NAIL/Ã 6.5MM 65MM/CANNULATED/XL40/STERILE | Trauma | EA
04.045.670TS | 10886982301659 | HIP SCREW FOR IM NAIL/Ã 6.5MM 70MM/CANNULATED/XL40/STERILE | Trauma | EA
04.045.675TS | 10886982301666 | HIP SCREW FOR IM NAIL/Ã 6.5MM 75MM/CANNULATED/XL40/STERILE | Trauma | EA
04.045.680TS | 10886982301673 | HIP SCREW FOR IM NAIL/Ã 6.5MM 80MM/CANNULATED/XL40/STERILE | Trauma | EA
04.045.685TS | 10886982301680 | HIP SCREW FOR IM NAIL/Ã 6.5MM 85MM/CANNULATED/XL40/STERILE | Trauma | EA
04.045.690TS | 10886982301697 | HIP SCREW FOR IM NAIL/Ã 6.5MM 90MM/CANNULATED/XL40/STERILE | Trauma | EA
04.045.695TS | 10886982301703 | HIP SCREW FOR IM NAIL/Ã 6.5MM 95MM/CANNULATED/XL40/STERILE | Trauma | EA
04.045.700TS | 10886982301710 | HIP SCREW FOR IM NAIL/Ã 6.5MM 100MM/CANNULATED/XL40/STERILE | Trauma | EA
04.045.705TS | 10886982301727 | HIP SCREW FOR IM NAIL/Ã 6.5MM 105MM/CANNULATED/XL40/STERILE | Trauma | EA
04.045.710TS | 10886982301734 | HIP SCREW FOR IM NAIL/Ã 6.5MM 110MM/CANNULATED/XL40/STERILE | Trauma | EA
04.045.715TS | 10886982301741 | HIP SCREW FOR IM NAIL/Ã 6.5MM 115MM/CANNULATED/XL40/STERILE | Trauma | EA
04.045.720TS | 10886982301758 | HIP SCREW FOR IM NAIL/Ã 6.5MM 120MM/CANNULATED/XL40/STERILE | Trauma | EA
04.045.725TS | 10886982301765 | HIP SCREW FOR IM NAIL/Ã 6.5MM 125MM/CANNULATED/XL40/STERILE | Trauma | EA
04.045.730TS | 10886982301772 | HIP SCREW FOR IM NAIL/Ã 6.5MM 130MM/CANNULATED/XL40/STERILE | Trauma | EA
04.046.660TS | 10886982302106 | RECON SCREW FOR IM NAIL Ã 6.5MM/ 60MM/ XL40/ STERILE | Trauma | EA
04.046.665TS | 10886982302113 | RECON SCREW FOR IM NAIL Ã 6.5MM/ 65MM/ XL40/ STERILE | Trauma | EA
04.046.670TS | 10886982302120 | RECON SCREW FOR IM NAIL Ã 6.5MM/ 70MM/ XL40/ STERILE | Trauma | EA
04.046.675TS | 10886982302137 | RECON SCREW FOR IM NAIL Ã 6.5MM/ 75MM/ XL40/ STERILE | Trauma | EA
04.046.680TS | 10886982302144 | RECON SCREW FOR IM NAIL Ã 6.5MM/ 80MM/ XL40/ STERILE | Trauma | EA
04.046.685TS | 10886982302151 | RECON SCREW FOR IM NAIL Ã 6.5MM/ 85MM/ XL40/ STERILE | Trauma | EA
04.046.690TS | 10886982302168 | RECON SCREW FOR IM NAIL Ã 6.5MM/ 90MM/ XL40/ STERILE | Trauma | EA
04.046.695TS | 10886982302175 | RECON SCREW FOR IM NAIL Ã 6.5MM/ 95MM/ XL40/ STERILE | Trauma | EA
04.046.700TS | 10886982302182 | RECON SCREW FOR IM NAIL Ã 6.5MM/ 100MM/ XL40/ STERILE | Trauma | EA
04.046.705TS | 10886982302199 | RECON SCREW FOR IM NAIL Ã 6.5MM/ 105MM/ XL40/ STERILE | Trauma | EA
04.046.710TS | 10886982302205 | RECON SCREW FOR IM NAIL Ã 6.5MM/ 110MM/ XL40/ STERILE | Trauma | EA
04.046.715TS | 10886982302212 | RECON SCREW FOR IM NAIL Ã 6.5MM/ 115MM/ XL40/ STERILE | Trauma | EA
04.046.720TS | 10886982302229 | RECON SCREW FOR IM NAIL Ã 6.5MM/ 120MM/ XL40/ STERILE | Trauma | EA
04.046.725TS | 10886982302236 | RECON SCREW FOR IM NAIL Ã 6.5MM/ 125MM/ XL40/ STERILE | Trauma | EA
04.046.730TS | 10886982302243 | RECON SCREW FOR IM NAIL Ã 6.5MM/ 130MM/ XL40/ STERILE | Trauma | EA
04.045.084TS | 10886982302274 | LOCKING SCREW FOR IM NAIL Ã 5MM/ 84MM/ XL25/ STERILE | Trauma | EA
04.045.086TS | 10886982302281 | LOCKING SCREW FOR IM NAIL Ã 5MM/ 86MM/ XL25/ STERILE | Trauma | EA
04.045.088TS | 10886982302298 | LOCKING SCREW FOR IM NAIL Ã 5MM/ 88MM/ XL25/ STERILE | Trauma | EA
04.045.090TS | 10886982302304 | LOCKING SCREW FOR IM NAIL Ã 5MM/ 90MM/ XL25/ STERILE | Trauma | EA
04.045.095TS | 10886982302311 | LOCKING SCREW FOR IM NAIL Ã 5MM/ 95MM/ XL25/ STERILE | Trauma | EA
04.045.100TS | 10886982302328 | LOCKING SCREW FOR IM NAIL Ã 5MM/ 100MM/ XL25/ STERILE | Trauma | EA
04.045.105TS | 10886982302335 | LOCKING SCREW FOR IM NAIL Ã 5MM/ 105MM/ XL25/ STERILE | Trauma | EA
04.045.110TS | 10886982302342 | LOCKING SCREW FOR IM NAIL Ã 5MM/ 110MM/ XL25/ STERILE | Trauma | EA
04.045.115TS | 10886982302359 | LOCKING SCREW FOR IM NAIL Ã 5MM/ 115MM/ XL25/ STERILE | Trauma | EA
04.045.120TS | 10886982302366 | LOCKING SCREW FOR IM NAIL Ã 5MM/ 120MM/ XL25/ STERILE | Trauma | EA
04.045.386TS | 10886982302373 | LOW PROF LCKNG SCREW F/IM NAIL Ã 5.0MM / L 86MM / XL25/ STER | Trauma | EA
04.045.388TS | 10886982302380 | LOW PROF LCKNG SCREW F/IM NAIL Ã 5.0MM / L 88MM / XL25/ STER | Trauma | EA
04.045.390TS | 10886982302397 | LOW PROF LCKNG SCREW F/IM NAIL Ã 5.0MM / L 90MM / XL25/ STER | Trauma | EA
04.045.395TS | 10886982302403 | LOW PROF LCKNG SCREW F/IM NAIL Ã 5.0MM / L 95MM / XL25/ STER | Trauma | EA
04.045.400TS | 10886982302410 | LOW PROF LCKNG SCREW F/IM NAIL Ã 5.0MM / L 100MM / XL25/ STER | Trauma | EA
04.045.405TS | 10886982302427 | LOW PROF LCKNG SCREW F/IM NAIL Ã 5.0MM / L 105MM / XL25/ STER | Trauma | EA
04.045.410TS | 10886982302434 | LOW PROF LCKNG SCREW F/IM NAIL Ã 5.0MM / L 110MM / XL25/ STER | Trauma | EA
04.045.415TS | 10886982302441 | LOW PROF LCKNG SCREW F/IM NAIL Ã 5.0MM / L 115MM / XL25/ STER | Trauma | EA
04.045.420TS | 10886982302458 | LOW PROF LCKNG SCREW F/IM NAIL Ã 5.0MM / L 120MM / XL25/ STER | Trauma | EA
105.175FE | 10886982302502 | 2.4MM CANNULATED SCREW INSTRUMENT AND IMPLANT FE SET | Trauma | EA
145.17FE | 10886982302519 | 3.0MM TI CANNULATED SCREW INSTRUMENT & IMPLANT FE SET | Trauma | EA
01.131.101FE1 | 10886982302526 | VA TI LOCKING HAND INSTRUMENT & IMPLANT FIELD EQUIPMENT SET | Trauma | EA
01.107.012 | 10886982302533 | 2.7MM/3.5MM SUPPLEMENTAL TI VA-LCP ELBOW SET | Trauma | EA
01.107.012FE | 10886982302540 | 2.7MM/3.5MM SUPPLEMENTAL TI VA-LCP ELBOW FE SET | Trauma | EA
115.720FE | 10886982302557 | LRG EX-FIX SET W/ SLF-DRLG SCHANZ SCRWS FE SET | Trauma | EA
115.740FE | 10886982302564 | LRG EX-FIX SET W/ TI SLF-DRLG SCHANZ SCREWS FE SET | Trauma | EA
01.131.100FE1 | 10886982302571 | VA LOCKING HAND INSTRUMENT & IMPLANT FIELD EQUIPMENT SET | Trauma | EA
SD03.100.012 | 10886982302885 | RADIOLUCENT PELVIC RETRACTOR | Trauma | EA
105.958E | 10886982302915 | TRAUMA SMALL BATTERY DRIVE W/ 14.4V BATTERY EVAL SET | Trauma | EA
SD03.037.010 | 10886982302922 | CONNECTING SCREW EXTENDED LENGTH | Trauma | EA
DSE-2020-06 | 10886982302984 | DEMO SPEEDSHIFT 20.20.06 IMPLANT ON INSERTION STICK | Trauma | EA
DTSE-2020-06 | 10886982303059 | DEMO SPEEDSHIFT 20.20.06 STICK ONLY | Trauma | EA
DLSE-2020-06 | 10886982303226 | DEMO SPEEDSHIFT 20X20X20X06 IMPLANT ONLY | Trauma | EA
DDK-265-S | 10886982303264 | DEMO SPEED DRILL KIT INSTRUMENTS ONLY | Trauma | EA
04.353.032 | 00810040630163 | 2.0MM TI CANN SCREW + ST - 32MM | Trauma | EA
04.353.034 | 00810040630170 | 2.0MM TI CANN SCREW + ST - 34MM | Trauma | EA
04.353.036 | 00810040630187 | 2.0MM TI CANN SCREW + ST - 36MM | Trauma | EA
04.353.038 | 00810040630194 | 2.0MM TI CANN SCREW + ST - 38MM | Trauma | EA
04.353.040 | 00810040630200 | 2.0MM TI CANN SCREW + ST - 40MM | Trauma | EA
04.354.032 | 00810040630484 | 2.0MM TI CANN SCREW + LT - 32MM | Trauma | EA
04.354.034 | 00810040630491 | 2.0MM TI CANN SCREW + LT - 34MM | Trauma | EA
04.354.036 | 00810040630507 | 2.0MM TI CANN SCREW + LT - 36MM | Trauma | EA
04.354.038 | 00810040630514 | 2.0MM TI CANN SCREW + LT - 38MM | Trauma | EA
04.354.040 | 00810040630521 | 2.0MM TI CANN SCREW + LT - 40MM | Trauma | EA
02.150.420 | 10886982303608 | 4.0MM SELF-DRILLING SCHANZ SCREW 20MM THRD/150MM | Trauma | EA
02.150.425 | 10886982303615 | 4.0MM SELF-DRILLING SCHANZ SCREW 25MM THRD/150MM | Trauma | EA
02.150.430 | 10886982303622 | 4.0MM SELF-DRILLING SCHANZ SCREW 30MM THRD/150MM | Trauma | EA
02.150.435 | 10886982303639 | 4.0MM SELF-DRILLING SCHANZ SCREW 35MM THRD/150MM | Trauma | EA
02.150.445 | 10886982303646 | 4.0MM SELF-DRILLING SCHANZ SCREW 45MM THRD/150MM | Trauma | EA
02.150.450 | 10886982303653 | 4.0MM SELF-DRILLING SCHANZ SCREW 50MM THRD/150MM | Trauma | EA
02.150.455 | 10886982303721 | 4.0MM SELF-DRILLING SCHANZ SCREW 55MM THRD/150MM | Trauma | EA
02.150.460 | 10886982303738 | 4.0MM SELF-DRILLING SCHANZ SCREW 60MM THRD/150MM | Trauma | EA
02.152.415 | 10886982303745 | 4.0MM BLUNTED POINT SCHANZ SCREW 15MM THRD/150MM | Trauma | EA
02.152.425 | 10886982303677 | 4.0MM BLUNTED POINT SCHANZ SCREW 25MM THRD/150MM | Trauma | EA
02.152.430 | 10886982303684 | 4.0MM BLUNTED POINT SCHANZ SCREW 30MM THRD/150MM | Trauma | EA
02.152.435 | 10886982303691 | 4.0MM BLUNTED POINT SCHANZ SCREW 35MM THRD/150MM | Trauma | EA
02.150.415 | 10886982303707 | 4.0MM SELF-DRILLING SCHANZ SCREW 15MM THRD/150MM | Trauma | EA
02.150.440 | 10886982303714 | 4.0MM SELF-DRILLING SCHANZ SCREW 40MM THRD/150MM | Trauma | EA
02.250.570 | 10886982303752 | 5.0MM SELF-DRILLING SCHANZ SCREW 70MM THRD/250MM | Trauma | EA
02.250.585 | 10886982303769 | 5.0MM SELF-DRILLING SCHANZ SCREW 85MM THRD/250MM | Trauma | EA
02.252.570 | 10886982303790 | 5.0MM BLUNTED POINT SCHANZ SCREW 70MM THRD/250MM | Trauma | EA
02.252.585 | 10886982303806 | 5.0MM BLUNTED POINT SCHANZ SCREW 85MM THRD/250MM | Trauma | EA
02.170.625 | 10886982303813 | 6.0MM SELF-DRILLING SCHANZ SCREW 25MM THRD/175MM | Trauma | EA
02.170.630 | 10886982303820 | 6.0MM SELF-DRILLING SCHANZ SCREW 30MM THRD/175MM | Trauma | EA
02.170.635 | 10886982303837 | 6.0MM SELF-DRILLING SCHANZ SCREW 35MM THRD/175MM | Trauma | EA
02.170.640 | 10886982303844 | 6.0MM SELF-DRILLING SCHANZ SCREW 40MM THRD/175MM | Trauma | EA
02.250.640 | 10886982303899 | 6.0MM SELF-DRILLING SCHANZ SCREW 40MM THRD/250MM | Trauma | EA
02.152.440 | 10886982303905 | 4.0MM BLUNTED POINT SCHANZ SCREW 40MM THRD/150MM | Trauma | EA
02.152.445 | 10886982303912 | 4.0MM BLUNTED POINT SCHANZ SCREW 45MM THRD/150MM | Trauma | EA
02.152.450 | 10886982303929 | 4.0MM BLUNTED POINT SCHANZ SCREW 50MM THRD/150MM | Trauma | EA
02.152.455 | 10886982303936 | 4.0MM BLUNTED POINT SCHANZ SCREW 55MM THRD/150MM | Trauma | EA
02.152.460 | 10886982303943 | 4.0MM BLUNTED POINT SCHANZ SCREW 60MM THRD/150MM | Trauma | EA
02.170.525 | 10886982303950 | 5.0MM SELF-DRILLING SCHANZ SCREW 25MM THRD/175MM | Trauma | EA
02.170.530 | 10886982303967 | 5.0MM SELF-DRILLING SCHANZ SCREW 30MM THRD/175MM | Trauma | EA
02.170.535 | 10886982303974 | 5.0MM SELF-DRILLING SCHANZ SCREW 35MM THRD/175MM | Trauma | EA
02.170.540 | 10886982303981 | 5.0MM SELF-DRILLING SCHANZ SCREW 40MM THRD/175MM | Trauma | EA
02.250.540 | 10886982304032 | 5.0MM SELF-DRILLING SCHANZ SCREW 40MM THRD/250MM | Trauma | EA
02.250.555 | 10886982304049 | 5.0MM SELF-DRILLING SCHANZ SCREW 55MM THRD/250MM | Trauma | EA
04.150.415 | 10886982304056 | 4.0MM TI SELF-DRILLING SCHANZ SCREW 15MM THRD/150MM | Trauma | EA
04.150.420 | 10886982304063 | 4.0MM TI SELF-DRILLING SCHANZ SCREW 20MM THRD/150MM | Trauma | EA
04.150.425 | 10886982304070 | 4.0MM TI SELF-DRILLING SCHANZ SCREW 25MM THRD/150MM | Trauma | EA
04.150.430 | 10886982304087 | 4.0MM TI SELF-DRILLING SCHANZ SCREW 30MM THRD/150MM | Trauma | EA
04.150.435 | 10886982304094 | 4.0MM TI SELF-DRILLING SCHANZ SCREW 35MM THRD/150MM | Trauma | EA
04.150.440 | 10886982304100 | 4.0MM TI SELF-DRILLING SCHANZ SCREW 40MM THRD/150MM | Trauma | EA
04.150.445 | 10886982304117 | 4.0MM TI SELF-DRILLING SCHANZ SCREW 45MM THRD/150MM | Trauma | EA
04.150.450 | 10886982304124 | 4.0MM TI SELF-DRILLING SCHANZ SCREW 50MM THRD/150MM | Trauma | EA
04.150.455 | 10886982304131 | 4.0MM TI SELF-DRILLING SCHANZ SCREW 55MM THRD/150MM | Trauma | EA
04.150.460 | 10886982304148 | 4.0MM TI SELF-DRILLING SCHANZ SCREW 60MM THRD/150MM | Trauma | EA
04.152.415 | 10886982304155 | 4.0MM TI BLUNTED POINT SCHANZ SCREW 15MM THRD/150MM | Trauma | EA
04.152.420 | 10886982304162 | 4.0MM TI BLUNTED POINT SCHANZ SCREW 20MM THRD/150MM | Trauma | EA
04.152.425 | 10886982304179 | 4.0MM TI BLUNTED POINT SCHANZ SCREW 25MM THRD/150MM | Trauma | EA
04.152.430 | 10886982304186 | 4.0MM TI BLUNTED POINT SCHANZ SCREW 30MM THRD/150MM | Trauma | EA
04.152.435 | 10886982304193 | 4.0MM TI BLUNTED POINT SCHANZ SCREW 35MM THRD/150MM | Trauma | EA
02.250.655 | 10886982304209 | 6.0MM SELF-DRILLING SCHANZ SCREW 55MM THRD/250MM | Trauma | EA
02.250.670 | 10886982304216 | 6.0MM SELF-DRILLING SCHANZ SCREW 70MM THRD/250MM | Trauma | EA
02.250.685 | 10886982304223 | 6.0MM SELF-DRILLING SCHANZ SCREW 85MM THRD/250MM | Trauma | EA
02.252.640 | 10886982304230 | 6.0MM BLUNTED POINT SCHANZ SCREW 40MM THRD/250MM | Trauma | EA
02.252.655 | 10886982304247 | 6.0MM BLUNTED POINT SCHANZ SCREW 55MM THRD/250MM | Trauma | EA
02.252.670 | 10886982304254 | 6.0MM BLUNTED POINT SCHANZ SCREW 70MM THRD/250MM | Trauma | EA
02.252.685 | 10886982304261 | 6.0MM BLUNTED POINT SCHANZ SCREW 85MM THRD/250MM | Trauma | EA
04.152.440 | 10886982304278 | 4.0MM TI BLUNTED POINT SCHANZ SCREW 40MM THRD/150MM | Trauma | EA
04.152.445 | 10886982304285 | 4.0MM TI BLUNTED POINT SCHANZ SCREW 45MM THRD/150MM | Trauma | EA
04.152.450 | 10886982304292 | 4.0MM TI BLUNTED POINT SCHANZ SCREW 50MM THRD/150MM | Trauma | EA
04.152.455 | 10886982304308 | 4.0MM TI BLUNTED POINT SCHANZ SCREW 55MM THRD/150MM | Trauma | EA
04.152.460 | 10886982304315 | 4.0MM TI BLUNTED POINT SCHANZ SCREW 60MM THRD/150MM | Trauma | EA
04.170.525 | 10886982304322 | 5.0MM TI SELF-DRILLING SCHANZ SCREW 25MM THRD/175MM | Trauma | EA
04.170.530 | 10886982304339 | 5.0MM TI SELF-DRILLING SCHANZ SCREW 30MM THRD/175MM | Trauma | EA
04.170.535 | 10886982304346 | 5.0MM TI SELF-DRILLING SCHANZ SCREW 35MM THRD/175MM | Trauma | EA
04.170.540 | 10886982304353 | 5.0MM TI SELF-DRILLING SCHANZ SCREW 40MM THRD/175MM | Trauma | EA
04.172.525 | 10886982304360 | 5.0MM TI BLUNTED POINT SCHANZ SCREW 25MM THRD/175MM | Trauma | EA
04.172.530 | 10886982304377 | 5.0MM TI BLUNTED POINT SCHANZ SCREW 30MM THRD/175MM | Trauma | EA
04.172.535 | 10886982304384 | 5.0MM TI BLUNTED POINT SCHANZ SCREW 35MM THRD/175MM | Trauma | EA
04.172.540 | 10886982304391 | 5.0MM TI BLUNTED POINT SCHANZ SCREW 40MM THRD/175MM | Trauma | EA
04.250.540 | 10886982304407 | 5.0MM TI SELF-DRILLING SCHANZ SCREW 40MM THRD/250MM | Trauma | EA
04.250.555 | 10886982304414 | 5.0MM TI SELF-DRILLING SCHANZ SCREW 55MM THRD/250MM | Trauma | EA
105.17FE | 10886982304421 | 3.0MM CANNULATED SCREW INSTRUMENT & IMPLANT FE SET | Trauma | EA
04.250.585 | 10886982304438 | 5.0MM TI SELF-DRILLING SCHANZ SCREW 85MM THRD/250MM | Trauma | EA
04.252.540 | 10886982304445 | 5.0MM TI BLUNTED POINT SCHANZ SCREW 40MM THRD/250MM | Trauma | EA
04.252.555 | 10886982304452 | 5.0MM TI BLUNTED POINT SCHANZ SCREW 55MM THRD/250MM | Trauma | EA
04.252.570 | 10886982304469 | 5.0MM TI BLUNTED POINT SCHANZ SCREW 70MM THRD/250MM | Trauma | EA
04.252.585 | 10886982304476 | 5.0MM TI BLUNTED POINT SCHANZ SCREW 85MM THRD/250MM | Trauma | EA
04.170.625 | 10886982304483 | 6.0MM TI SELF-DRILLING SCHANZ SCREW 25MM THRD/175MM | Trauma | EA
04.170.630 | 10886982304490 | 6.0MM TI SELF-DRILLING SCHANZ SCREW 30MM THRD/175MM | Trauma | EA
04.170.635 | 10886982304506 | 6.0MM TI SELF-DRILLING SCHANZ SCREW 35MM THRD/175MM | Trauma | EA
04.170.640 | 10886982304513 | 6.0MM TI SELF-DRILLING SCHANZ SCREW 40MM THRD/175MM | Trauma | EA
04.172.625 | 10886982304520 | 6.0MM TI BLUNTED POINT SCHANZ SCREW 25MM THRD/175MM | Trauma | EA
04.172.630 | 10886982304537 | 6.0MM TI BLUNTED POINT SCHANZ SCREW 30MM THRD/175MM | Trauma | EA
04.172.635 | 10886982304544 | 6.0MM TI BLUNTED POINT SCHANZ SCREW 35MM THRD/175MM | Trauma | EA
04.172.640 | 10886982304551 | 6.0MM TI BLUNTED POINT SCHANZ SCREW 40MM THRD/175MM | Trauma | EA
04.250.640 | 10886982304568 | 6.0MM TI SELF-DRILLING SCHANZ SCREW 40MM THRD/250MM | Trauma | EA
04.250.570 | 10886982304575 | 5.0MM TI SELF-DRILLING SCHANZ SCREW 70MM THRD/250MM | Trauma | EA
04.250.670 | 10886982304582 | 6.0MM TI SELF-DRILLING SCHANZ SCREW 70MM THRD/250MM | Trauma | EA
04.250.685 | 10886982304599 | 6.0MM TI SELF-DRILLING SCHANZ SCREW 85MM THRD/250MM | Trauma | EA
04.252.640 | 10886982304605 | 6.0MM TI BLUNTED POINT SCHANZ SCREW 40MM THRD/250MM | Trauma | EA
04.252.655 | 10886982304612 | 6.0MM TI BLUNTED POINT SCHANZ SCREW 55MM THRD/250MM | Trauma | EA
04.252.670 | 10886982304629 | 6.0MM TI BLUNTED POINT SCHANZ SCREW 70MM THRD/250MM | Trauma | EA
04.252.685 | 10886982304636 | 6.0MM TI BLUNTED POINT SCHANZ SCREW 85MM THRD/250MM | Trauma | EA
04.250.655 | 10886982304643 | 6.0MM TI SELF-DRILLING SCHANZ SCREW 55MM THRD/250MM | Trauma | EA
02.150.415SHA | 10886982304650 | 4.0MM SELF-DRILLING SCHANZ SCREW 15MM THRD/150MM/HA STER | Trauma | EA
02.150.420SHA | 10886982304667 | 4.0MM SELF-DRILLING SCHANZ SCREW 20MM THRD/150MM/HA STER | Trauma | EA
02.150.425SHA | 10886982304674 | 4.0MM SELF-DRILLING SCHANZ SCREW 25MM THRD/150MM/HA STER | Trauma | EA
02.150.430SHA | 10886982304681 | 4.0MM SELF-DRILLING SCHANZ SCREW 30MM THRD/150MM/HA STER | Trauma | EA
02.150.435SHA | 10886982304698 | 4.0MM SELF-DRILLING SCHANZ SCREW 35MM THRD/150MM/HA STER | Trauma | EA
02.150.440SHA | 10886982304704 | 4.0MM SELF-DRILLING SCHANZ SCREW 40MM THRD/150MM/HA STER | Trauma | EA
02.150.445SHA | 10886982304711 | 4.0MM SELF-DRILLING SCHANZ SCREW 45MM THRD/150MM/HA STER | Trauma | EA
02.150.450SHA | 10886982304728 | 4.0MM SELF-DRILLING SCHANZ SCREW 50MM THRD/150MM/HA STER | Trauma | EA
02.150.455SHA | 10886982304735 | 4.0MM SELF-DRILLING SCHANZ SCREW 55MM THRD/150MM/HA STER | Trauma | EA
02.150.460SHA | 10886982304742 | 4.0MM SELF-DRILLING SCHANZ SCREW 60MM THRD/150MM/HA STER | Trauma | EA
02.170.525SHA | 10886982304858 | 5.0MM SELF-DRILLING SCHANZ SCREW 25MM THRD/175MM/HA STER | Trauma | EA
02.170.530SHA | 10886982304865 | 5.0MM SELF-DRILLING SCHANZ SCREW 30MM THRD/175MM/HA STER | Trauma | EA
02.170.535SHA | 10886982304872 | 5.0MM SELF-DRILLING SCHANZ SCREW 35MM THRD/175MM/HA STER | Trauma | EA
02.170.540SHA | 10886982304889 | 5.0MM SELF-DRILLING SCHANZ SCREW 40MM THRD/175MM/HA STER | Trauma | EA
02.250.540SHA | 10886982304933 | 5.0MM SELF-DRILLING SCHANZ SCREW 40MM THRD/250MM/HA STER | Trauma | EA
02.250.555SHA | 10886982304940 | 5.0MM SELF-DRILLING SCHANZ SCREW 55MM THRD/250MM/HA STER | Trauma | EA
02.250.570SHA | 10886982304957 | 5.0MM SELF-DRILLING SCHANZ SCREW 70MM THRD/250MM/HA STER | Trauma | EA
02.250.585SHA | 10886982304964 | 5.0MM SELF-DRILLING SCHANZ SCREW 85MM THRD/250MM/HA STER | Trauma | EA
02.170.625SHA | 10886982305015 | 6.0MM SELF-DRILLING SCHANZ SCREW 25MM THRD/175MM/HA STER | Trauma | EA
02.170.630SHA | 10886982305022 | 6.0MM SELF-DRILLING SCHANZ SCREW 30MM THRD/175MM/HA STER | Trauma | EA
02.170.635SHA | 10886982305039 | 6.0MM SELF-DRILLING SCHANZ SCREW 35MM THRD/175MM/HA STER | Trauma | EA
02.170.640SHA | 10886982305046 | 6.0MM SELF-DRILLING SCHANZ SCREW 40MM THRD/175MM/HA STER | Trauma | EA
02.250.640SHA | 10886982305091 | 6.0MM SELF-DRILLING SCHANZ SCREW 40MM THRD/250MM/HA STER | Trauma | EA
02.250.655SHA | 10886982305169 | 6.0MM SELF-DRILLING SCHANZ SCREW 55MM THRD/250MM/HA STER | Trauma | EA
02.250.670SHA | 10886982305107 | 6.0MM SELF-DRILLING SCHANZ SCREW 70MM THRD/250MM/HA STER | Trauma | EA
02.250.685SHA | 10886982305114 | 6.0MM SELF-DRILLING SCHANZ SCREW 85MM THRD/250MM/HA STER | Trauma | EA
04.150.415SHA | 10886982305176 | 4.0MM TI SELF-DRILLING SCHANZ SCREW 15MM THRD/150MM/HA STER | Trauma | EA
04.150.420SHA | 10886982305183 | 4.0MM TI SELF-DRILLING SCHANZ SCREW 20MM THRD/150MM/HA STER | Trauma | EA
04.150.425SHA | 10886982305190 | 4.0MM TI SELF-DRILLING SCHANZ SCREW 25MM THRD/150MM/HA STER | Trauma | EA
04.150.430SHA | 10886982305206 | 4.0MM TI SELF-DRILLING SCHANZ SCREW 30MM THRD/150MM/HA STER | Trauma | EA
04.150.435SHA | 10886982305213 | 4.0MM TI SELF-DRILLING SCHANZ SCREW 35MM THRD/150MM/HA STER | Trauma | EA
04.150.440SHA | 10886982305220 | 4.0MM TI SELF-DRILLING SCHANZ SCREW 40MM THRD/150MM/HA STER | Trauma | EA
04.150.445SHA | 10886982305237 | 4.0MM TI SELF-DRILLING SCHANZ SCREW 45MM THRD/150MM/HA STER | Trauma | EA
04.150.450SHA | 10886982305244 | 4.0MM TI SELF-DRILLING SCHANZ SCREW 50MM THRD/150MM/HA STER | Trauma | EA
04.150.455SHA | 10886982305251 | 4.0MM TI SELF-DRILLING SCHANZ SCREW 55MM THRD/150MM/HA STER | Trauma | EA
04.150.460SHA | 10886982305268 | 4.0MM TI SELF-DRILLING SCHANZ SCREW 60MM THRD/150MM/HA STER | Trauma | EA
04.152.415SHA | 10886982305275 | 4.0MM TI BLUNTED POINT SCHANZ SCREW 15MM THRD/150MM/HA STER | Trauma | EA
04.152.425SHA | 10886982305299 | 4.0MM TI BLUNTED POINT SCHANZ SCREW 25MM THRD/150MM/HA STER | Trauma | EA
04.152.435SHA | 10886982305312 | 4.0MM TI BLUNTED POINT SCHANZ SCREW 35MM THRD/150MM/HA STER | Trauma | EA
04.250.570SHA | 10886982305329 | 5.0MM TI SELF-DRILLING SCHANZ SCREW 70MM THRD/250MM/HA STER | Trauma | EA
04.250.585SHA | 10886982305336 | 5.0MM TI SELF-DRILLING SCHANZ SCREW 85MM THRD/250MM/HA STER | Trauma | EA
04.252.540SHA | 10886982305343 | 5.0MM TI BLUNTED POINT SCHANZ SCREW 40MM THRD/250MM/HA STER | Trauma | EA
04.252.555SHA | 10886982305350 | 5.0MM TI BLUNTED POINT SCHANZ SCREW 55MM THRD/250MM/HA STER | Trauma | EA
04.252.570SHA | 10886982305367 | 5.0MM TI BLUNTED POINT SCHANZ SCREW 70MM THRD/250MM/HA STER | Trauma | EA
04.252.585SHA | 10886982305374 | 5.0MM TI BLUNTED POINT SCHANZ SCREW 85MM THRD/250MM/HA STER | Trauma | EA
04.170.625SHA | 10886982305381 | 6.0MM TI SELF-DRILLING SCHANZ SCREW 25MM THRD/175MM/HA STER | Trauma | EA
04.170.630SHA | 10886982305398 | 6.0MM TI SELF-DRILLING SCHANZ SCREW 30MM THRD/175MM/HA STER | Trauma | EA
04.170.635SHA | 10886982305404 | 6.0MM TI SELF-DRILLING SCHANZ SCREW 35MM THRD/175MM/HA STER | Trauma | EA
04.170.640SHA | 10886982305411 | 6.0MM TI SELF-DRILLING SCHANZ SCREW 40MM THRD/175MM/HA STER | Trauma | EA
04.172.625SHA | 10886982305428 | 6.0MM TI BLUNTED POINT SCHANZ SCREW 25MM THRD/175MM/HA STER | Trauma | EA
04.172.630SHA | 10886982305435 | 6.0MM TI BLUNTED POINT SCHANZ SCREW 30MM THRD/175MM/HA STER | Trauma | EA
04.172.635SHA | 10886982305442 | 6.0MM TI BLUNTED POINT SCHANZ SCREW 35MM THRD/175MM/HA STER | Trauma | EA
04.250.640SHA | 10886982305466 | 6.0MM TI SELF-DRILLING SCHANZ SCREW 40MM THRD/250MM/HA STER | Trauma | EA
04.152.440SHA | 10886982305473 | 4.0MM TI BLUNTED POINT SCHANZ SCREW 40MM THRD/150MM/HA STER | Trauma | EA
04.152.445SHA | 10886982305480 | 4.0MM TI BLUNTED POINT SCHANZ SCREW 45MM THRD/150MM/HA STER | Trauma | EA
04.152.450SHA | 10886982305497 | 4.0MM TI BLUNTED POINT SCHANZ SCREW 50MM THRD/150MM/HA STER | Trauma | EA
04.152.455SHA | 10886982305503 | 4.0MM TI BLUNTED POINT SCHANZ SCREW 55MM THRD/150MM/HA STER | Trauma | EA
04.152.460SHA | 10886982305510 | 4.0MM TI BLUNTED POINT SCHANZ SCREW 60MM THRD/150MM/HA STER | Trauma | EA
04.170.525SHA | 10886982305527 | 5.0MM TI SELF-DRILLING SCHANZ SCREW 25MM THRD/175MM/HA STER | Trauma | EA
04.170.530SHA | 10886982305534 | 5.0MM TI SELF-DRILLING SCHANZ SCREW 30MM THRD/175MM/HA STER | Trauma | EA
04.170.535SHA | 10886982305541 | 5.0MM TI SELF-DRILLING SCHANZ SCREW 35MM THRD/175MM/HA STER | Trauma | EA
04.170.540SHA | 10886982305558 | 5.0MM TI SELF-DRILLING SCHANZ SCREW 40MM THRD/175MM/HA STER | Trauma | EA
04.172.535SHA | 10886982305589 | 5.0MM TI BLUNTED POINT SCHANZ SCREW 35MM THRD/175MM/HA STER | Trauma | EA
04.250.540SHA | 10886982305602 | 5.0MM TI SELF-DRILLING SCHANZ SCREW 40MM THRD/250MM/HA STER | Trauma | EA
04.250.555SHA | 10886982305619 | 5.0MM TI SELF-DRILLING SCHANZ SCREW 55MM THRD/250MM/HA STER | Trauma | EA
04.250.670SHA | 10886982305626 | 6.0MM TI SELF-DRILLING SCHANZ SCREW 70MM THRD/250MM/HA STER | Trauma | EA
04.250.685SHA | 10886982305633 | 6.0MM TI SELF-DRILLING SCHANZ SCREW 85MM THRD/250MM/HA STER | Trauma | EA
04.252.640SHA | 10886982305640 | 6.0MM TI BLUNTED POINT SCHANZ SCREW 40MM THRD/250MM/HA STER | Trauma | EA
04.252.670SHA | 10886982305664 | 6.0MM TI BLUNTED POINT SCHANZ SCREW 70MM THRD/250MM/HA STER | Trauma | EA
04.252.685SHA | 10886982305671 | 6.0MM TI BLUNTED POINT SCHANZ SCREW 85MM THRD/250MM/HA STER | Trauma | EA
04.250.655SHA | 10886982305688 | 6.0MM TI SELF-DRILLING SCHANZ SCREW 55MM THRD/250MM/HA STER | Trauma | EA
04.353.552 | 00810040635243 | 4.5MM TI CANN SCREW + ST - 52MM | Trauma | EA
04.353.554 | 00810040635250 | 4.5MM TI CANN SCREW + ST - 54MM | Trauma | EA
04.353.556 | 00810040635267 | 4.5MM TI CANN SCREW + ST - 56MM | Trauma | EA
04.353.558 | 00810040635274 | 4.5MM TI CANN SCREW + ST - 58MM | Trauma | EA
04.354.552 | 00810040635779 | 4.5MM TI CANN SCREW + LT - 52MM | Trauma | EA
04.354.554 | 00810040635786 | 4.5MM TI CANN SCREW + LT - 54MM | Trauma | EA
04.354.556 | 00810040635793 | 4.5MM TI CANN SCREW + LT - 56MM | Trauma | EA
04.354.558 | 00810040635809 | 4.5MM TI CANN SCREW + LT - 58MM | Trauma | EA
04.355.552 | 00810040636301 | 4.5MM TI CANN SCREW + FT - 52MM | Trauma | EA
04.355.554 | 00810040636318 | 4.5MM TI CANN SCREW + FT - 54MM | Trauma | EA
04.355.556 | 00810040636325 | 4.5MM TI CANN SCREW + FT - 56MM | Trauma | EA
04.355.558 | 00810040636332 | 4.5MM TI CANN SCREW + FT - 58MM | Trauma | EA
04.353.652 | 00810040636882 | 5.5MM TI CANN SCREW + ST - 52MM | Trauma | EA
04.353.654 | 00810040636899 | 5.5MM TI CANN SCREW + ST - 54MM | Trauma | EA
04.353.656 | 00810040636905 | 5.5MM TI CANN SCREW + ST - 56MM | Trauma | EA
04.353.658 | 00810040636912 | 5.5MM TI CANN SCREW + ST - 58MM | Trauma | EA
04.354.652 | 00810040637414 | 5.5MM TI CANN SCREW + LT - 52MM | Trauma | EA
04.354.654 | 00810040637421 | 5.5MM TI CANN SCREW + LT - 54MM | Trauma | EA
04.354.656 | 00810040637438 | 5.5MM TI CANN SCREW + LT - 56MM | Trauma | EA
04.354.658 | 00810040637445 | 5.5MM TI CANN SCREW + LT - 58MM | Trauma | EA
SD.03.505.120 | 10886982305831 | 1.3MM SELF-RET BLADE EXTENDED LENGTH | Trauma | EA
SD.03.505.121 | 10886982305848 | 1.5MM/2.0MM SELF-RET BLADE EXTENDED LENGTH | Trauma | EA
04.355.652 | 00810040637940 | 5.5MM TI CANN SCREW + FT - 52MM | Trauma | EA
04.355.654 | 00810040637957 | 5.5MM TI CANN SCREW + FT - 54MM | Trauma | EA
04.355.656 | 00810040637964 | 5.5MM TI CANN SCREW + FT - 56MM | Trauma | EA
04.355.658 | 00810040637971 | 5.5MM TI CANN SCREW + FT - 58MM | Trauma | EA
04.353.709 | 00810040638596 | 6.5MM TI CANN SCREW + ST - 145MM | Trauma | EA
04.353.710 | 00810040638602 | 6.5MM TI CANN SCREW + ST - 150MM | Trauma | EA
04.354.740 | 00810040638923 | 6.5MM TI CANN SCREW + LT - 40MM | Trauma | EA
690.511-15 |  | SMALL FRAGMENT PLATE SET GRAPHIC CASE | Trauma
04.354.709 | 00810040639135 | 6.5MM TI CANN SCREW + LT - 145MM | Trauma | EA
04.354.710 | 00810040639142 | 6.5MM TI CANN SCREW + LT - 150MM | Trauma | EA
04.355.709 | 00810040639678 | 6.5MM TI CANN SCREW + FT - 145MM | Trauma | EA
04.355.710 | 00810040639685 | 6.5MM TI CANN SCREW + FT - 150MM | Trauma | EA
04.353.809 | 00810040680236 | 7.5MM TI CANN SCREW + ST - 145MM | Trauma | EA
04.353.810 | 00810040680243 | 7.5MM TI CANN SCREW + ST - 150MM | Trauma | EA
04.354.840 | 00810040680564 | 7.5MM TI CANN SCREW + LT - 40MM | Trauma | EA
04.354.809 | 00810040680779 | 7.5MM TI CANN SCREW + LT - 145MM | Trauma | EA
04.354.810 | 00810040680786 | 7.5MM TI CANN SCREW + LT - 150MM | Trauma | EA
04.355.809 | 00810040681318 | 7.5MM TI CANN SCREW + FT - 145MM | Trauma | EA
04.355.810 | 00810040681325 | 7.5MM TI CANN SCREW + FT - 150MM | Trauma | EA
03.007.018-15 |  | CONICAL EXTRACTION SCREW/SM/QC FOR OLECRANON OSTEOTOMY NAIL | Trauma
03.010.020-15 |  | RADIOGRAPHIC RULER FOR TI CANNULATED FEMORAL NAILS | Trauma
03.010.021-15 |  | RADIOGRAPHIC RULER FOR TI CANNULATED TIBIAL NAILS | Trauma
03.010.022-15 |  | RADIOGRAPHIC RULER FOR TI CANNULATED HUMERAL NAILS | Trauma
03.010.023-15 |  | RADIOGRAPHIC CANAL WIDTH ESTIMATOR FOR IM NAILS | Trauma
03.010.030-15 |  | 13.0MM PROTECTION SLEEVE | Trauma
03.010.038-15 |  | 10.0MM PROTECTION SLEEVE | Trauma
03.010.053-15 |  | CANNULATED CONNECTING SCREW F/ TI CANNULATED HUMERAL NAILS-EX | Trauma
03.010.054-15 |  | INSERTION HANDLE FOR TI CANNULATED HUMERAL NAILS-EX | Trauma
03.010.059-15 |  | HAMMER GUIDE FOR SLIDE/FIXED HAMMER 400 GRAMS | Trauma
03.010.077-15 |  | 3.2MM TROCAR FOR RECON LOCKING | Trauma
03.010.109-15 |  | STARDRIVE SCREWDRIVER SHAFT T25/SELF-RETAINING QC 280MM | Trauma
03.010.111-15 |  | CANN STARDRIVE SCREWDRIVER T40 W/LEVER HANDLE SELF-RETAINING | Trauma
03.010.113-15 |  | COMPRESSION DEVICE FOR TI CANNULATED HUMERAL NAILS-EX | Trauma
03.010.146-15 |  | CANN CONNECTING SCR W/INTERNL THRD F/PERCUTAN INSERTN HANDLE | Trauma
03.010.150-15 |  | STAR/HEXDRIVE SCREWDRIVER T25 3.5MM HEX/SELF-RETAINING | Trauma
03.010.151-15 |  | STAR/HEXDRIVE SCRWDRVR SHAFT T25 3.5MM HEX/SLF-RETAIN 165MM | Trauma
03.010.404-15 |  | CANN CONNECTING SCR F/PERCUTAN INSTRUMENTS FOR NAILS-EX | Trauma
03.010.427-15 |  | CURVED AWL 8MM INTRAMEDULLARY REDUCTION TOOL | Trauma
03.010.433-15 |  | WIRE GUIDE/2 HOLES 12.0/3.2MM FOR SUPRAPATELLAR | Trauma
03.010.434-15 |  | WIRE GUIDE/2 HOLES 14.5/3.2MM FOR SUPRAPATELLAR | Trauma
03.010.435-15 |  | 12.0MM PROTECTION SLV STRAIGHT FOR 8MM-11MM NAILS | Trauma
03.010.436-15 |  | 14.5MM PROTECTION SLV STRAIGHT FOR 12MM-13MM NAILS | Trauma
03.010.442-15 |  | 12.0/8.0MM PROTECTION SLEEVE WITH FLATS FOR SUPRAPATELLAR | Trauma
03.010.455-15 |  | 12.0MM TROCAR/PEEK FOR SUPRAPATELLAR | Trauma
03.010.456-15 |  | 14.5MM TROCAR/PEEK FOR SUPRAPATELLAR | Trauma
03.010.491-15 |  | LONG SCALPEL HANDLE | Trauma
03.010.495-15 |  | IM REDUCTION TOOL/CURVED WITH QUICK COUPLING | Trauma
03.010.499-15 |  | CANNULATED CONNECTING SCREW FOR 175MM INSERTION HANDLE | Trauma
03.010.501-15 |  | 12.0MM PROTECTION SLEEVE FOR EXPERT TIBIA NAIL/QC | Trauma
03.010.502-15 |  | 13.0MM PROTECTION SLEEVE FOR RAFN RETROGRADE/QC | Trauma
03.010.503-15 |  | 13.0MM PROTECTION SLEEVE FOR RAFN ANTEGRADE/QC | Trauma
03.100.032-15 |  | RATCHETING HANDLE WITH QUICK COUPLING | Trauma
03.100.045-15 |  | STARDRIVE SCREWDRIVER SHAFT T15 250MM LONG | Trauma
03.100.107-15 |  | ALUMINUM BLUNT PELVIC RETRACTOR | Trauma
03.100.108-15 |  | ALUMINUM HOHMANN RETRACTOR 35MM WIDTH | Trauma
03.100.109-15 |  | ALUMINUM HOHMANN RETRACTOR 18MM WIDTH | Trauma
03.100.110-15 |  | ALUMINUM HOHMANN RETRACTOR 24MM WIDTH | Trauma
03.100.111-15 |  | ALUMINUM SPOON RETRACTOR MEDIUM | Trauma
03.100.112-15 |  | ALUMINUM SPOON RETRACTOR LARGE | Trauma
03.100.114-15 |  | ALUMINUM HOHMANN RETRACTOR 8MM SHORT NARROW TIP | Trauma
03.100.119-15 |  | ALUMINUM HOHMANN RETRACTOR 22MM WIDE TIP | Trauma
03.100.121-15 |  | SPIKED RECTANGULAR DISK | Trauma
03.100.140-15 |  | HANDLE FOR CANNULATED PERCUTANEOUS GUIDING SYSTEM | Trauma
03.100.141-15 |  | 2.5MM DRILL SLEEVE FOR CANN PERC GUIDING SYS | Trauma
03.100.142-15 |  | 3.5MM DRILL SLEEVE FOR CANN PERC GUIDING SYS | Trauma
03.100.342-15 |  | FEMORAL HEAD TEMPLATE 42MM DIAMETER | Trauma
03.100.344-15 |  | FEMORAL HEAD TEMPLATE 44MM DIAMETER | Trauma
03.100.346-15 |  | FEMORAL HEAD TEMPLATE 46MM DIAMETER | Trauma
03.100.348-15 |  | FEMORAL HEAD TEMPLATE 48MM DIAMETER | Trauma
03.100.350-15 |  | FEMORAL HEAD TEMPLATE 50MM DIAMETER | Trauma
03.100.352-15 |  | FEMORAL HEAD TEMPLATE 52MM DIAMETER | Trauma
03.100.354-15 |  | FEMORAL HEAD TEMPLATE 54MM DIAMETER | Trauma
03.100.356-15 |  | FEMORAL HEAD TEMPLATE 56MM DIAMETER | Trauma
03.100.358-15 |  | FEMORAL HEAD TEMPLATE 58MM DIAMETER | Trauma
03.107.002-15 |  | TEMPLATE FOR 2.7/3.5 VA-LCP PROX OLECRANON PL 2H/RT/73MM | Trauma
03.107.102-15 |  | TEMPLATE FOR 2.7/3.5 VA-LCP PROX OLECRANON PL 2H/LT/73MM | Trauma
03.107.204-15 |  | TEMPLATE FOR 2.7/3.5 VA-LCP OLECRANON PL 4H/RT/116MM | Trauma
03.107.304-15 |  | TEMPLATE FOR 2.7/3.5 VA-LCP OLECRANON PL 4H/LT/116MM | Trauma
03.107.408-15 |  | TMPL F/2.7/3.5 VA-LCP XARTICLR PROX ULNA PL 8H/RT/157MM | Trauma
03.107.508-15 |  | TMPL F/2.7/3.5 VA-LCP XARTICLR PROX ULNA PL 8H/LT/157MM | Trauma
03.110.007-15 |  | STARDRIVE SCREWDRIVER T8 | Trauma
03.110.011-15 |  | ATTACHMENT SCREW FOR GUIDE BLOCK T8 | Trauma
03.110.016-15 |  | GUIDE BLOCK FOR VOLAR COLUMN PLATE/8 HOLE HEAD/RIGHT | Trauma
03.110.017-15 |  | GUIDE BLOCK FOR VOLAR COLUMN PLATE/8 HOLE HEAD/LEFT | Trauma
03.110.018-15 |  | GUIDE BLOCK FOR VOLAR COLUMN PLATE/9 HOLE HEAD/RIGHT | Trauma
03.110.019-15 |  | GUIDE BLOCK FOR VOLAR COLUMN PLATE/9 HOLE HEAD/LEFT | Trauma
03.110.022-15 |  | STARDRIVE SCREWDRIVER SHAFT T8 FOR RATCHETING HANDLE | Trauma
03.110.026-15 |  | GUIDE BLOCK FOR VOLAR COLUMN PLATE/6 HOLE HEAD/RIGHT | Trauma
03.110.027-15 |  | GUIDE BLOCK FOR VOLAR COLUMN PLATE/6 HOLE HEAD/LEFT | Trauma
03.110.028-15 |  | GUIDE BLOCK FOR VOLAR COLUMN PLATE/7 HOLE HEAD/RIGHT | Trauma
03.110.029-15 |  | GUIDE BLOCK FOR VOLAR COLUMN PLATE/7 HOLE HEAD/LEFT | Trauma
03.111.570-15 |  | TEMPLATE F/2.4/2.7MM VA-LCP 2-COL DRP NRW 6H HD/7H SHAFT | Trauma
03.111.670-15 |  | TEMPLATE F/2.4/2.7MM VA-LCP 2-COL DRP STD 6H HD/7H SHAFT | Trauma
03.111.680-15 |  | TEMPLATE FOR 2.4/2.7MM VA-LCP 2-COL DRP STD 6H HD/10H SHAFT | Trauma
03.111.690-15 |  | TEMPLATE F/2.4/2.7MM VA-LCP 2-COL DRP STD 6H HD/13H SHAFT | Trauma
03.111.770-15 |  | TEMPLATE F/2.4/2.7MM VA-LCP 2-COL DRP WIDE 7H HD/7H SHAFT | Trauma
03.111.908-15 |  | TAP FOR 2.4MM LOCKING SCREWS | Trauma
03.114.001-15 |  | 1.1MM LCP THREADED DRILL GUIDE FOR 1.5MM LCP PLATES | Trauma
03.114.002-15 |  | STARDRIVE SCREWDRIVER SHAFT T4/42MM/SELF-RETAINING | Trauma
03.114.003-15 |  | THREADED BENDING PIN FOR 1.5MM LCP PLATES | Trauma
03.114.009-15 |  | STARDRIVE SCREWDRIVER SHAFT W/HOLDING SLEEVE/T4/66MM | Trauma
03.114.010-15 |  | STARDRIVE SCREWDRIVER SHAFT T4/66MM | Trauma
03.117.802-15 |  | TEMPLATE FOR 2.7/3.5 VA-LCP LATERAL DHP 2H/RT/82MM-MED | Trauma
03.117.902-15 |  | TEMPLATE FOR 2.7/3.5 VA-LCP LATERAL DHP 2H/LT/82MM-MED | Trauma
03.123.010-15 |  | INSERTION GUIDE F/3.5MM LCP PERIARTIC PROX HUMERUS PL/RT | Trauma
03.123.011-15 |  | INSERTION GUIDE F/3.5MM LCP PERIARTIC PROX HUMERUS PL/LT | Trauma
03.127.016-15 |  | 2.5NM TORQUE LIMITING HANDLE WITH QC | Trauma
03.130.010-15 |  | STARDRIVE SCRWDRVR SHFT/T4 50MM/SELF-RETAINING/HXC | Trauma
03.130.020-15 |  | STARDRIVE SCRWDRVR SHFT/T6 50MM/SELF-RETAINING/HXC | Trauma
03.133.001-15 |  | 3.5MM NEUTRAL SLEEVE ADAPTER F/ 3.5 NON-LOCKING DRILL GUIDE | Trauma
03.133.002-15 |  | 3.5MM NON-LOCKING DRILL GUIDE | Trauma
03.133.003-15 |  | 3.5MM VA DRILL GUIDE | Trauma
03.133.004-15 |  | 2.8MM THRDD GUIDE F/ 3.5MM SCR VA AND LCP | Trauma
03.133.005-15 |  | 2.7MM NEUTRAL SLEEVE ADAPTER F/ 2.7 NON-LOCKING DRILL GUIDE | Trauma
03.133.006-15 |  | 2.7MM NON-LOCKING DRILL GUIDE | Trauma
03.133.007-15 |  | 2.7MM VA DRILL GUIDE | Trauma
03.133.008-15 |  | 2.0MM THRDD GUIDE F/ 2.7MM SCR VA AND LCP | Trauma
03.133.150-15 |  | UNIVERSAL SCREWDRIVER HANDLE | Trauma
03.133.175-15 |  | 2.5MM HEX DRIVER SHAFT SELF-RETAINING L 100MM QC | Trauma
03.133.200-15 |  | PLATE BENDING IRON CLOSED F/ 2.7/3.5MM PLATES | Trauma
03.133.201-15 |  | PLATE BENDING IRON OPEN F/ 2.7/3.5MM PLATES | Trauma
03.133.202-15 |  | PERIOSTEAL ELEVATOR 6MM CURVED BLADE | Trauma
03.207.002-15 |  | 10MM/2.8MM WIRE SLEEVE FOR SCFE SCREW | Trauma
03.207.003-15 |  | 10MM DRILL SLEEVE FOR SCFE SCREW | Trauma
03.207.005-15 |  | T40 STARDRIVE SCREWDRIVER CANNULATED FOR SCFE SCREW | Trauma
03.207.006-15 |  | COUPLING SCREW FOR T40 STARDRIVE SCREWDRIVER | Trauma
03.211.450-15 |  | INSERTION POST GUIDE BLOCK FOR 2.7MM VAL ANTLAT CALC PL RIGHT | Trauma
03.211.451-15 |  | INSERTION POST GUIDE BLOCK FOR 2.7MM VAL ANTLAT CALC PL LEFT | Trauma
03.221.015-15 |  | CABLE TENSIONER WITH PISTOL GRIP | Trauma
03.231.013-15 |  | 6NM TORQUE LIMITING BLUE T-HANDLE W/6MM HEX COUPLING | Trauma
03.231.018-15 |  | 6NM TORQUE LIMITING BLUE HANDLE W/6MM HEX COUPLING | Trauma
03.311.004-15 |  | RATCHET WRENCH 11MM | Trauma
03.311.008-15 |  | BACKUP TENSIONER | Trauma
03.311.010-15 |  | SCHANZ SCREW BOLT | Trauma
03.311.011-15 |  | PIVOT SCHANZ SCREW CLAMP | Trauma
03.311.012-15 |  | LOCKING HINGE | Trauma
03.311.013-15 |  | SCHANZ SCREW BOLT POST MOUNT | Trauma
03.311.058-15 |  | SCHANZ SCREW BOLT CANNULATED RING MOUNT | Trauma
03.311.06110-15 |  | NUT 10 PACK | Trauma
03.311.062-15 |  | SPEED NUT | Trauma
03.311.090-15 |  | SPHERICAL WASHER COUPLE | Trauma
03.311.091-15 |  | OBLIQUE SUPPORT | Trauma
03.311.092-15 |  | EYE BOLT | Trauma
03.311.220-15 |  | STANDOFF 20MM LONG | Trauma
03.311.230-15 |  | STANDOFF 30MM LONG | Trauma
03.311.240-15 |  | STANDOFF 40MM LONG | Trauma
03.311.250-15 |  | STANDOFF 50MM LONG | Trauma
03.311.406-15 |  | LINEAR DISTRACTOR 60MM LONG 25MM TRAVEL | Trauma
03.311.412-15 |  | LINEAR DISTRACTOR 120MM LONG 85MM TRAVEL | Trauma
03.311.418-15 |  | LINEAR DISTRACTOR 180MM LONG 145MM TRAVEL | Trauma
03.311.425-15 |  | LINEAR DISTRACTOR 250MM LONG 215MM TRAVEL | Trauma
03.311.450-15 |  | ANGULAR DISTRACTOR | Trauma
03.311.451-15 |  | ANGULAR DISTRACTOR PIVOT | Trauma
03.312.840-15 |  | MAXFRAME(TM) RADIOGRAPHIC MARKER | Trauma
03.312.841-15 |  | MAXFRAME(TM) VERTICAL MOUNT FOR RADIOGRAPHIC MARKER | Trauma
03.312.851-15 |  | 10 N*M TORQUE WRENCH | Trauma
303.101-15 |  | RACK FOR SCREWS 2.4MM AND 2.7MM | Trauma
304.220-15 |  | 4.5MM CANNULATED SCREW INSTR & IMPLANT SET GRAPHIC CASE | Trauma
304.330-15 |  | 3.0MM CANNULATED SCREW INSTR & IMPLANT SET GRAPHIC CASE | Trauma
304.385-15 |  | SUPPLEMENTAL SCREW RACK W/LID FOR 3.5MM & 4.0MM SCREWS | Trauma
304.420-15 |  | 4.5MM TI CANNULATED SCREW INSTR/IMPLANT SET GRAPHIC CASE | Trauma
304.457-15 |  | WIRE BOX | Trauma
304.458-15 |  | STOPPER FOR DISTRACTION OSTEOGENESIS BOLT RACKS | Trauma
304.459-15 |  | LONG CONNECTION BOLT RACK | Trauma
304.490-15 |  | 3.0MM TI CANNULATED SCREW INSTR & IMPL SET GRAPHIC CASE | Trauma
304.564-15 |  | MINI EXTERNAL FIXATOR SET MODULE | Trauma
305.069-15 |  | K-WIRE IMPLANT MODULE | Trauma
305.200-15 |  | 96 DEG CONDYLAR PLATE SET GRAPHIC CASE | Trauma
305.500-15 |  | MINI FRAGMENT INSTRUMENT & IMPLANT SET GRAPHIC CASE | Trauma
305.505-15 |  | MINI FRAGMENT INSTRUMENT & TI IMPLANT SET GRAPHIC CASE | Trauma
305.650-15 |  | UNIVERSAL NAIL INSERTION INSTRUMENT SET GRAPHIC CASE | Trauma
305.750-15 |  | BONE FORCEPS SET GRAPHIC CASE | Trauma
306.900-15 |  | SCREW RACK F/1.5MM & 2.0MM CORTEX SCREWS | Trauma
309.501-15 |  | CONICAL EXTRACTION DEVICE FOR THREADED WASHERS | Trauma
310.780-15 |  | CANNULATED COUNTERSINK FOR 6.5MM & 7.3MM CANN SCREWS | Trauma
310.850-16 |  | CANNULATED COUNTERSINK FOR 4.5MM CANNULATED SCREWS | Trauma
310.860-16 |  | CANNULATED COUNTERSINK F/3.5MM & 4.0MM CANNULATED SCREWS | Trauma
311.010-15 |  | HANDLE WITH MINI QUICK COUPLING | Trauma
311.400-15 |  | TAP FOR 4.0MM CORTEX SCREWS 150MM | Trauma
311.449-15 |  | PUSH-PULL REDUCTION DEVICE FOR 4.5MM LCPÂ® PLATES | Trauma
311.689-15 |  | CANN TAP F/6.5MM & 7.3MM CANN SCREWS 275MM/200MM TAP DEPTH | Trauma
312.010-16 |  | 2.8MM ADJUSTABLE PARALLEL WIRE GUIDE | Trauma
312.050-16 |  | 12.0MM/8.5MM PROTECTION SLEEVE | Trauma
312.090-16 |  | 15.5MM/13MM WASHER SLEEVE | Trauma
312.692-15 |  | MULTIPLE WIRE GUIDE | Trauma
312.730-16 |  | ADJUSTABLE PARALLEL WIRE GUIDE | Trauma
312.770-16 |  | 9.5MM/7.0MM PROTECTION SLEEVE | Trauma
312.860-15 |  | DRILL GUIDE HANDLE | Trauma
313.969-15 |  | HOLDING SLEEVE FOR 3.0MM CANNULATED SCREWDRIVER | Trauma
314.040-15 |  | 4.0MM HEXAGONAL SCREWDRIVER | Trauma
314.052-15 |  | TROCAR FOR 6.5MM AND 7.3MM CANNULATED SCREWS | Trauma
314.054-15 |  | TROCAR FOR 6.5MM AND 7.3MM CANNULATED SCREWS-LONG | Trauma
314.110-16 |  | HOLDING SLEEVE | Trauma
314.115-15 |  | STARDRIVE(TM) SCREWDRIVER T15 | Trauma
314.116-15 |  | STARDRIVE SCREWDRIVER SHAFT QC/T15 | Trauma
314.118-15 |  | STARDRIVE SCREWDRIVER T25 | Trauma
314.119-15 |  | STARDRIVE SCREWDRIVER SHAFT T25/QC | Trauma
314.230-15 |  | CANNULATED 4.0MM HEXAGONAL SCREWDRIVER SHAFT | Trauma
314.310-16 |  | HOLDING SLEEVE | Trauma
314.463-15 |  | CANNULATED CRUCIFORM SCREWDRIVER | Trauma
314.464-16 |  | CANNULATED DRIVER FOR THREADED WASHERS F/3.0MM CANN SCREWS | Trauma
314.465-15 |  | CRUCIFORM SCREWDRIVER SHAFT | Trauma
314.466-15 |  | CANNULATED STARDRIVE SCREWDRIVER SHAFT T8 | Trauma
314.467-15 |  | STARDRIVE SCREWDRIVER SHAFT T8 105MM | Trauma
314.468-15 |  | HOLDING SLEEVE FOR STARDRIVE SCREWDRIVER SHAFT T8 | Trauma
319.292-15 |  | 1.1MM CLEANING STYLET | Trauma
319.461-15 |  | 2.5MM CLEANING STYLET | Trauma
323.035-15 |  | 1.8MM THREADED DRILL GUIDE SHORT | Trauma
324.024-15 |  | PUSH-PULL REDUCTION DEVICE | Trauma
324.170-15 |  | CONDYLAR PLATE GUIDE-RIGHT | Trauma
324.171-15 |  | CONDYLAR PLATE GUIDE-LEFT | Trauma
329.606-15 |  | BENDING TEMPLATE FOR LOCKING CALCANEAL PLATE-MINI | Trauma
329.607-15 |  | BENDING TEMPLATE FOR LOCKING CALCANEAL PLATE-SHORT | Trauma
329.608-15 |  | BENDING TEMPLATE FOR LOCKING CALCANEAL PLATE-LONG | Trauma
329.609-15 |  | BENDING TEMPLATE FOR LOCKING CALCANEAL PLATE-EXTRA LONG | Trauma
332.016-15 |  | INSERTER/EXTRACTOR HANDLE FOR 90 DEG CANN LC-ANGLED BLD PL | Trauma
332.172-15 |  | SEATING CHISEL FOR TODDLER OSTEOTOMY PLATES | Trauma
332.173-15 |  | CANNULATED CHISEL FOR INFANT OSTEOTOMY PLATES | Trauma
332.174-15 |  | CANNULATED CHISEL FOR TODDLER OSTEOTOMY PLATES | Trauma
332.175-15 |  | CANNULATED CHISEL FOR CHILD & ADOLESCENT OSTEOTOMY PLATES | Trauma
332.352-15 |  | INSERTER FOR BIFURCATED/INFANT AND TODDLER OSTEOTOMY PLATES | Trauma
332.353-15 |  | INSERTER/EXTRACTOR FOR CHILD & ADOLESCENT OSTEOTOMY PLATES | Trauma
332.354-15 |  | SAW GUIDE FOR CHILD/ADOLESCENT OSTEOTOMY PLATES | Trauma
332.355-15 |  | SAW GUIDE FOR TODDLER OSTEOTOMY PLATES | Trauma
332.356-15 |  | SAW GUIDE FOR INFANT OSTEOTOMY PLATES | Trauma
332.403-15 |  | SMALL SLOTTED HAMMER | Trauma
333.683-15 |  | ADJUSTABLE WIRE GUIDE FOR 1.6MM TO 2.0MM GUIDE WIRES | Trauma
338.044-15 |  | DYNAMIC HELICAL HIP SYSTEM ANGLE GUIDE-VARIABLE | Trauma
338.230-15 |  | DHSÂ®/DCSÂ® GUIDE SHAFT WITH FLATS | Trauma
338.313-15 |  | SOLID COUPLING SCREW FOR REMOVAL ONLY | Trauma
338.341-15 |  | LCPÂ® DHHS(TM) INSERTER GUIDE | Trauma
338.342-15 |  | LCPÂ® DHHS(TM) KEY ALIGNMENT SHAFT | Trauma
338.345-15 |  | LCPÂ® DHHS(TM) COUPLING SCREW 324MM | Trauma
338.346-15 |  | LCPÂ® DHHS(TM) INSERTER SHAFT | Trauma
338.347-15 |  | LCPÂ® DHHS(TM) KEY IMPACTOR CANNULATED 300MM | Trauma
338.348-15 |  | LCPÂ® DHHS(TM) IMPACTOR CAP | Trauma
338.640-15 |  | 130 DEG DHSÂ® TRIAL PLATE | Trauma
338.650-15 |  | 135 DEG DHSÂ® TRIAL PLATE | Trauma
338.660-15 |  | 140 DEG DHSÂ® TRIAL PLATE | Trauma
338.670-15 |  | 145 DEG DHSÂ® TRIAL PLATE | Trauma
338.680-15 |  | 150 DEG DHSÂ® TRIAL PLATE | Trauma
351.706-15 |  | 2.5MM REAMING ROD WITH BALL TIP/950MM | Trauma
351.707-15 |  | 2.5MM REAMING ROD WITH BALL TIP & EXTENSION/950MM | Trauma
351.719-15 |  | DEPTH GAUGE EXTENSION TUBE | Trauma
355.399-15 |  | EXTRACTION HOOK FOR TI CANNULATED NAILS | Trauma
356.301-15 |  | 50 DEG TAMP | Trauma
356.308-15 |  | 8MM TREPHINE | Trauma
356.309-15 |  | 9MM TREPHINE | Trauma
356.310-15 |  | 10MM TREPHINE | Trauma
356.311-15 |  | 11MM TREPHINE | Trauma
356.312-15 |  | 12MM TREPHINE | Trauma
356.328-15 |  | EXTRACTOR HEAD F/8MM NAILS | Trauma
356.329-15 |  | EXTRACTOR HEAD F/9MM NAILS | Trauma
356.330-15 |  | EXTRACTOR HEAD F/10MM NAILS | Trauma
356.331-15 |  | EXTRACTOR HEAD F/11MM NAILS | Trauma
356.332-15 |  | EXTRACTOR HEAD F/12MM NAILS | Trauma
356.350-15 |  | RATCHET GRIP | Trauma
357.127-15 |  | 13.0MM PROTECTION SLEEVE | Trauma
357.128-15 |  | 13.0MM/3.2MM TROCAR | Trauma
357.369-15 |  | BLADE GUIDE SLEEVE FOR TROCHANTERIC FIXATION NAILS | Trauma
357.371-15 |  | BUTTRESS/COMPRESSION NUT FOR 357.369 | Trauma
357.372-15 |  | HELICAL BLADE INSERTER | Trauma
357.377-15 |  | HELICAL BLADE COUPLING SCREW | Trauma
357.378-15 |  | HELICAL BLADE EXTRACTOR | Trauma
357.391-15 |  | RADIOGRAPHIC RULER F/TROCHANTERIC FIXATION NAILS | Trauma
357.396-15 |  | EXTRACTION SCREW F/TROCHANTERIC FIXATION NAILS | Trauma
357.397-15 |  | CANNULATED CONNECTING SCREW F/TROCHANTERIC FIXATION NAILS | Trauma
357.398-15 |  | CANNULATED SHAFT WITH 8MM HEX 125MM | Trauma
357.408-15 |  | CLEANING STYLET | Trauma
357.411-15 |  | INSERTION HANDLE F/TROCHANTERIC FIXATION NAILS | Trauma
357.412-15 |  | CANNULATED REVERSE AWL | Trauma
357.414-15 |  | 11MM CANNULATED HEXAGONAL SOCKET | Trauma
357.415-15 |  | 5.0MM HEXAGONAL SHAFT 210MM | Trauma
357.420-15 |  | CONICAL EXTRACTION BOLT FOR TROCHANTERIC FIXATION NAILS | Trauma
357.421-15 |  | EXTRACTION SCREW GUIDE FOR TROCHANTERIC FIXATION NAILS | Trauma
357.427-15 |  | 5.0MM HEXAGONAL SCREWDRIVER | Trauma
357.515-15 |  | BALL HEX SCREWDRIVER 8MM FOR TI FEMORAL NAILS | Trauma
358.696-15 |  | SPIRAL BLADE INSERTER FOR TI HUMERAL NAILS | Trauma
358.697-15 |  | SPIRAL BLADE COUPLING SCREW FOR TI HUMERAL NAILS | Trauma
359.083-15 |  | 2.5MM TI CALIBRATED REAMING ROD/850MM | Trauma
359.212-15 |  | LARGE F-TOOL | Trauma
360.253-15 |  | HOLDING SLEEVE LOCKING DEVICE | Trauma
390.005-15 |  | LARGE EX-FIX COMBINATION CLAMP MR-CONDITIONAL | Trauma
390.006-15 |  | LRG EX-FIX DYNAMIZATION CLAMP F/COMBO CLAMP / MR-CONDITIONAL | Trauma
390.031-15 |  | MEDIUM COMBINATION CLAMP | Trauma
390.032-15 |  | DYNAMIZATION CLIP FOR MEDIUM COMBINATION CLAMP | Trauma
391.103-15 |  | MEDIUM CABLE PASSER-CURVED | Trauma
391.104-15 |  | LARGE CABLE PASSER-CURVED | Trauma
391.105-15 |  | MEDIUM CABLE PASSER | Trauma
391.106-15 |  | MEDIUM CABLE PASSER- 45 DEG ANGLE | Trauma
391.107-15 |  | LARGE CABLE PASSER | Trauma
391.108-15 |  | LARGE CABLE PASSER- 45 DEG ANGLE | Trauma
391.201-15 |  | CABLE TENSIONER | Trauma
391.882-15 |  | CABLE CRIMPER | Trauma
391.883-15 |  | ATTACHMENT BIT | Trauma
391.884-15 |  | PROVISIONAL TENSIONING DEVICE | Trauma
391.919-15 |  | IMPACTOR | Trauma
392.964-15 |  | 4-POSITION DRILL GUIDE HANDLE | Trauma
392.966-15 |  | REDUCTION HANDLE | Trauma
393.101-15 |  | DRIVE ADAPTOR WITH QC FOR 4.0MM SCHANZ SCREWS | Trauma
393.102-15 |  | DRIVE ADAPTOR WITH QC FOR 4.5MM SCHANZ SCREWS | Trauma
393.103-15 |  | DRIVE ADAPTOR WITH QC FOR 5.0MM SCHANZ SCREWS | Trauma
393.104-15 |  | DRIVE ADAPTOR WITH QC FOR 6.0MM SCHANZ SCREWS | Trauma
394.075-15 |  | DISTRACTOR FOR DISTAL RADIUS FIXATOR | Trauma
394.184-15 |  | 2.5MM TROCAR-LONG | Trauma
394.790-15 |  | LRG EX-FIX 11.0MM CURVED CRBN FBR ROD-180Â°/MR-CONDITIONAL | Trauma
395.600-15 |  | 4.0MM CARBON FIBER ROD 60MM | Trauma
395.610-15 |  | 4.0MM CARBON FIBER ROD 80MM | Trauma
395.620-15 |  | 4.0MM CARBON FIBER ROD 100MM | Trauma
395.630-15 |  | 4.0MM CARBON FIBER ROD 120MM | Trauma
395.640-15 |  | 4.0MM CARBON FIBER ROD 140MM | Trauma
395.650-15 |  | 4.0MM CARBON FIBER ROD 160MM | Trauma
395.660-15 |  | 4.0MM CARBON FIBER ROD 180MM | Trauma
395.670-15 |  | 4.0MM CARBON FIBER ROD 200MM | Trauma
395.796-15 |  | 8.0MM CARBON FIBER ROD 360MM | Trauma
395.797-15 |  | 8.0MM CARBON FIBER ROD 400MM | Trauma
399.006-15 |  | 0.76MM DRILL GUIDE FOR PERCUTANEOUS REDUCTION FORCEPS | Trauma
399.007-15 |  | 1.0MM DRILL GUIDE FOR PERCUTANEOUS REDUCTION FORCEPS | Trauma
399.008-15 |  | 1.1MM DRILL GUIDE FOR PERCUTANEOUS REDUCTION FORCEPS | Trauma
399.009-15 |  | 1.3MM DRILL GUIDE FOR PERCUTANEOUS REDUCTION FORCEPS | Trauma
399.011-15 |  | 1.5MM DRILL GUIDE FOR PERCUTANEOUS REDUCTION FORCEPS | Trauma
60.019.009-15 |  | GRAPHIC CASE FOR MULTILOC HUMERAL NAIL INSTRUMENT SET | Trauma
60.033.006-15 |  | FRN OPENING TRAY | Trauma
60.033.007-15 |  | FRN INSERTION TRAY | Trauma
60.033.010-15 |  | FRN LOCKING TRAY | Trauma
60.033.011-15 |  | LABEL SHEET FRN OPEN/INSERT | Trauma
60.033.015-15 |  | LIFTING POST | Trauma
60.037.001-15 |  | GRAPHIC CASE/FULL LENGTH 1 HIGH | Trauma
60.037.002-15 |  | GRAPHIC CASE/FULL LENGTH 2 HIGH | Trauma
60.037.003-15 |  | GRAPHIC CASE/FULL LENGTH 3 HIGH | Trauma
60.037.005-15 |  | BASIC OPENING TRAY FOR TFNA BASIC SET | Trauma
60.037.006-15 |  | BASIC BLADE INSERTION TRAY FOR TFNA BASIC SET | Trauma
60.037.007-15 |  | BASIC LOCKING TRAY FOR TFNA BASIC SET | Trauma
60.037.009-15 |  | TFNA REMOVAL INSTRUMENTS FOR TFNA BASIC SET | Trauma
60.037.010-15 |  | LID FULL LENGTH F/IM NAILS GRAPHIC CASES | Trauma
60.037.012-15 |  | TFNA BASIC SET GRAPHIC CASE LABEL SHEET | Trauma
60.037.020-15 |  | TFNA OPENING TRAY | Trauma
60.037.021-15 |  | TFNA - NAIL INSERTION TRAY | Trauma
60.037.022-15 |  | TFNA - BLADE/SCREW INSERTION TRAY | Trauma
60.037.023-15 |  | TFNA - LOCKING TRAY | Trauma
60.037.024-15 |  | TFNA-PERCUTANEOUS INSTRUMENT TRAY | Trauma
60.104.010-15 |  | 3.5MM LCP EXTRA-ARTICULAR DISTAL HUMERUS PL GRAPHIC CASE | Trauma
60.108.010-15 |  | CANNULATED PEDIATRIC OSTEOTOMY SYSTEM IMPLANT GRAPHIC CASE | Trauma
60.110.040-15 |  | SMALL MODULE FOR LCP RADIAL HEAD INSTRUMENTS & IMPLANTS | Trauma
60.111.479-15 |  | MODULE BIN 1/2 LGTH 1/2 HEIGHT FOR 6H HD TWO-COLUMN PLATES | Trauma
60.112.035-15 |  | LABELS FOR CLAVICLE PLATE SYSTEM | Trauma
60.112.036-15 |  | SUP ANT CLAVICLE PLATE TRAY FOR MODULAR SYSTEM | Trauma
60.112.037-15 |  | TRAY F/SUP ANT CLAVICLE PLATE W/EXTENSION FOR MODULAR SYSTEM | Trauma
60.112.038-15 |  | SUP CLAVICLE PLATE TRAY FOR MODULAR SYSTEM | Trauma
60.112.039-15 |  | TRAY F/SUP CLAVICLE PLATE W/EXTENSION FOR MODULAR SYSTEM | Trauma
60.112.041-15 |  | ANTERIOR CLAVICLE PLATE TRAY FOR MODULAR SYSTEM | Trauma
60.116.050-15 |  | SCREW MODULE SHELL FOR MODULAR GRAPHIC CASE SYSTEM | Trauma
60.116.052-15 |  | MODULE SHELL F/PLATE TRAYS & AUX TRAYS F/MODULAR GC SYS | Trauma
60.116.053-15 |  | SCREW MODULE AUXILIARY BIN 2/3 LGTH F/MODULAR GC SYSTEM | Trauma
60.116.058-15 |  | 2.4MM SCREW BLOCK F/SCREW MODULE SHELL F/MODULAR GC SYS | Trauma
60.116.059-15 |  | 2.7MM SCREW BLOCK F/SCREW MODULE SHELL F/MODULAR GC SYS | Trauma
60.116.061-15 |  | 3.5MM SCREW BLOCK F/SCREW MODULE SHELL F/MODULAR GC SYS | Trauma
60.116.201-15 |  | AUXILIARY BIN/FULL LGTH/1/2 HEIGHT F/MODULE SHELL F/GC SYS | Trauma
60.116.554-15 |  | LABEL PACK F/2.4MM SCREWS AND INSTR F/MODULAR GC SYSTEM | Trauma
60.116.555-15 |  | LABEL PACK F/2.7MM SCREWS AND INSTR F/MODULAR GC SYSTEM | Trauma
60.118.001-15 |  | 2/3 TRAY F/2.7MM/3.5MM VA-LCP ANTLAT DISTAL TIBIA PLATES | Trauma
60.118.002-15 |  | 2/3 TRAY F/2.7MM/3.5MM VA-LCP MEDIAL DISTAL TIBIA PLATES | Trauma
60.118.003-15 |  | 2/3 TRAY F/2.7MM VA-LCP LATERAL DISTAL FIBULA PLATES | Trauma
60.118.006-15 |  | ANKLE REDUCTION INSTR TRAY F/ 2.7MM/3.5MM VA-LCP ANKLE SYS | Trauma
60.118.009-15 |  | SCR RACK F/2.7MM METAPHYSEAL CORTEX AND VA-LOCKING SCREWS | Trauma
60.120.030-15 |  | GRAPHIC CASE FOR LCP PERIARTICULAR AIMING INSTR-LRG | Trauma
60.127.001-15 |  | 3.5MM VA-LCP PROXIMAL TIBIA IMPLANT AND INSTRUMENT CASE | Trauma
60.127.002-15 |  | 3.5MM VA-LCP PROXIMAL TIBIA AIMING INSTRUMENTS CASE | Trauma
60.127.007-15 |  | TRAY FOR 3.5MM VA-LCP PROXIMAL TIBIA SMALL BEND PLATES | Trauma
60.130.000-15 |  | 1/3 INSTRUMENT TRAY/STANDARD F/VA LOCKING HAND SYSTEM | Trauma
60.130.001-15 |  | 1/3 INSTR TRAY/CUTTING BENDING F/VA LOCKING HAND SYSTEM | Trauma
60.130.002-15 |  | 1/3 INSTRUMENT TRAY/REDUCTION F/VA LOCKING HAND SYSTEM | Trauma
60.130.004-15 |  | K-WIRE INSERT F/INSTR TRAY F/VA LOCKING HAND SYSTEM | Trauma
60.130.005-15 |  | DRILL INSERT MODULE FOR REDUCTION FORCEPS 03.130.291 | Trauma
60.130.013-15 |  | 1.3MM LCKNG IMPLANT/INSTRUMENT MODULE WITH 1.0MM SCREWS | Trauma
60.130.015-15 |  | 1.5MM VARIABLE ANGLE LOCKING IMPLANT/INSTRUMENT MODULE | Trauma
60.130.020-15 |  | 2.0MM VARIABLE ANGLE LOCKING IMPLANT/INSTRUMENT MODULE | Trauma
60.130.201-15 |  | GRAPHIC CASE-FULL LGTH/2-HIGH F/VA LOCKING HAND SYSTEM | Trauma
60.130.213-15 |  | COMPACT SET PLATE BIN F/1.3MM LOCKING IMPL AND INSTR MODULE | Trauma
60.130.215-15 |  | COMPACT SET PLATE BIN F/1.5MM VA LCKNG IMPL AND INSTR MODULE | Trauma
60.130.220-15 |  | COMPACT SET PLATE BIN F/2.0MM VA LCKNG IMPL AND INSTR MODULE | Trauma
60.130.313-15 |  | STD SET PLATE BIN F/1.3MM LOCKING IMPL AND INSTR MODULE | Trauma
60.130.315-15 |  | STD SET PLATE BIN F/1.5MM VA LCKNG IMPL AND INSTR MODULE | Trauma
60.130.320-15 |  | STD SET PLATE BIN F/2.0MM VA LCKNG IMPL AND INSTR MODULE | Trauma
60.133.000-15 |  | OUTER CASE LID 3/3 WIDTH | Trauma
60.133.002-15 |  | OUTER CASE 2 HIGH 3/3 WIDTH | Trauma
60.133.003-15 |  | OUTER CASE 3 HIGH 3/3 WIDTH | Trauma
60.133.100-15 |  | UNIVERSAL SF INSERTION TRAY | Trauma
60.133.102-15 |  | UNIVERSAL SF STD PLATE TRAY | Trauma
60.133.103-15 |  | AUX TRAY 1/3 WIDTH | Trauma
60.133.105-15 |  | UNIVERSAL SF ELBOW ANATOMY TRAY | Trauma
60.133.106-15 |  | UNIVERSAL SF SHOULDER CLAVICLE ANATOMY TRAY | Trauma
60.133.107-15 |  | UNIVERSAL SF VA LCP PROX TIBIA ANATOMY TRAY | Trauma
60.133.108-15 |  | UNIVERSAL SF VA LCP DSTL TIBIA ANATOMY TRAY | Trauma
60.133.109-15 |  | TRAY LID 3/3 WIDTH | Trauma
60.133.110-15 |  | TRAY LID 2/3 WIDTH | Trauma
60.133.111-15 |  | TRAY LID 1/3 WIDTH | Trauma
60.133.112-15 |  | UNIVERSAL SF LCP DSTL TIBIA ANATOMY TRAY | Trauma
60.133.118-15 |  | UNIVERSAL SF INSERTION TRAY W/O DRILL BITS | Trauma
60.133.130-15 |  | UNIVERSAL SF REDUCTION TRAY | Trauma
60.133.132-15 |  | UNIVERSAL SF VA LCP DSTL FIB ANATOMY TRAY | Trauma
60.133.133-15 |  | UNIVERSAL SF LCP DSTL FIB ANATOMY TRAY | Trauma
60.133.150-15 |  | UNIVERSAL SF SCREW RACK | Trauma
60.211.020-15 |  | TRAY FOR SCREW TARGETING CLAMP INSTRUMENTS | Trauma
60.211.022-15 |  | TRAY F/2.7MM VA-LOCKING CALCANEAL PLATES | Trauma
60.211.023-15 |  | TRAY F/VA-LCKNG CALCANEAL PL SYSTEM REDUCTION INSTRUMENTS | Trauma
60.211.024-15 |  | TRAY F/2.7MM VA LCKNG & 4.0MM CORTEX SCREW INSTRUMENTS | Trauma
60.211.025-15 |  | SCREW RACK F/2.7MM VA-LOCKING/ METAPHYSEAL & 4.0MM CORTEX SCR | Trauma
60.211.026-15 |  | TRAY F/3.5MM VA-LCP MEDIAL COLUMN FUSION PLATES & INSTR | Trauma
60.211.027-15 |  | SCREW RACK F/3.5MM VA-LOCKING/ 3.5MM CRTX LOW PROF HEAD SCR | Trauma
60.211.028-15 |  | TRAY F/LARGE COMPRESSION/ DISTRACTION FORCEPS & INSTR | Trauma
60.211.032-15 |  | LABEL PACK F/2.7MM VARIABLE ANGLE LOCKING CALCANEAL PL SET | Trauma
60.211.034-15 |  | LABEL PACK F/3.5MM VA-LCP MEDIAL COLUMN FUSION PLATE SET | Trauma
60.211.036-15 |  | LABEL PACK FOR SCREW TARGETING CLAMP SET | Trauma
60.226.022-15 |  | 2.4MM AND 3.0MM HEADLESS COMPRESSION SCREW GRAPHIC CASE | Trauma
60.226.060-15 |  | 4.5MM HEADLESS COMPRESSION SCREW GRAPHIC CASE | Trauma
60.227.061-15 |  | SCREW RACK FOR 6.5MM HEADLESS COMPRESSION SCREWS | Trauma
60.230.022-15 |  | 1.5MM HEADLESS COMPRESSION SCREW INSTR AND IMPLANT MODULE | Trauma
60.240.001-15 |  | GRAPHIC CASE FOR SCR REMOVAL SET | Trauma
60.240.201-15 |  | LOCKING PERIARTICULAR PLATING SYSTEM GRAPHIC CASE | Trauma
60.240.203-15 |  | SCREW RACK FOR 4.5MM CORTEX SCREWS | Trauma
60.240.204-15 |  | SCREW RACK FOR 5.0MM LOCKING SCREWS | Trauma
60.240.205-15 |  | SCREW RACK FOR 5.0MM & 7.3MM CANNULATED LOCKING SCREWS | Trauma
60.240.206-15 |  | SCREW RACK FOR 5.0MM CANNULATED CONICAL SCREWS | Trauma
60.240.211-15 |  | LOCKING PERIARTICULAR PLATING SYSTEM INSTRUMENT TRAY | Trauma
61.010.401-15 |  | SUPRAPATELLAR INSTRUMENT GRAPHIC CASE | Trauma
61.019.001-15 |  | GRAPHIC CASE FOR MULTILOC PROX HUMERAL NAIL INSTRUMENT SET | Trauma
61.100.300-15 |  | GRAPHIC CASE FOR HIP PRESERVATION SURGERY SET | Trauma
61.107.001-15 |  | GRAPHIC CASE FOR 2.7MM/3.5MM VA-LCP ELBOW SYSTEM | Trauma
61.107.003-15 |  | IMPLANT TRAY F/2.7MM/3.5MM VA-LCP MEDL AND EXT MEDL DHP | Trauma
61.107.004-15 |  | IMPL TRAY F/2.7MM/3.5MM VA-LCP POSTLAT W/AND W/O SUPT DHP | Trauma
61.107.005-15 |  | IMPLANT TRAY FOR 2.7MM/3.5MM LATERAL DISTAL HUMERUS PLATES | Trauma
61.107.006-15 |  | IMPL TRAY F/2.7MM/3.5MM VA-LCP PROX OLECRANON/OLECRANON PL | Trauma
61.107.007-15 |  | IMPL TRAY F/2.7MM/3.5MM VA-LCP EXTRA ARTICLR PROX ULNA PLATES | Trauma
61.116.005-15 |  | GRAPHIC CASE/2/3 LENGTH 2 BAY/F/MODULAR GC SYSTEM | Trauma
61.116.006-15 |  | GRAPHIC CASE/2/3 LENGTH 1 HIGH F/MODULAR GC SYSTEM | Trauma
61.116.007-15 |  | AUXILIARY TRAY/2/3 LENGTH 1/2 WIDTH/F/MODULAR GC SYSTEM | Trauma
61.116.029-15 |  | INSTR TRAY F/2.7 CRTX/LOCK/VAL 3.5 CRTX/LOCK 4.0 CANC SCREWS | Trauma
61.116.032-15 |  | INSTRUMENT TRAY F/SMALL FRAG RETRACTOR/FORCEPS 1/3 LENGTH | Trauma
61.116.034-15 |  | GRAPHIC CASE/FULL LENGTH 2 HIGH | Trauma
61.116.035-15 |  | GRAPHIC CASE/FULL LENGTH 3 HIGH | Trauma
61.116.082-15 |  | GRAPHIC CASE/ 2/3 LENGTH 3 HIGH | Trauma
61.312.001-15 |  | MAXFRAME(TM) IMPLANTS/INSTR CASE 1 | Trauma
61.312.002-15 |  | MAXFRAME(TM) IMPLANTS/INSTR CASE 2 | Trauma
61.312.003-15 |  | MAXFRAME(TM) IMPLANTS/ QUICK ADJUST STRUTS | Trauma
61.312.004-15 |  | MAXFRAME(TM) IMPLANTS/ STANDARD STRUTS | Trauma
61.312.005-15 |  | MAXFRAME (TM) RINGS 90MM & 120MM | Trauma
61.312.006-15 |  | MAXFRAME(TM) FULL RINGS 150MM/180MM/210MM | Trauma
61.312.007-15 |  | MAXFRAME(TM) IMPLANTS/INSTR CASE 3 | Trauma
61.312.008-15 |  | MAXFRAME(TM) 5/8 & BRIDGING PL 150MM/180MM/210MM | Trauma
61.312.011-15 |  | MAXFRAME(TM) LABEL SHEET | Trauma
61.312.012-15 |  | MAXFRAME(TM) FOOT PL LONG 120MM/150MM/180MM/210MM | Trauma
61.312.014-15 |  | MAXFRAME(TM) SHOULDER BOLT RACK | Trauma
69.001.300-15 |  | GRAPHIC CASE F/HUMERAL NAIL-EX INSTRUMENT AND IMPLANT SET | Trauma
690.013-15 |  | ORTHOPAEDIC CABLE SYSTEM INSTRUMENT SET GRAPHIC CASE | Trauma
690.308-15 |  | REAMER/IRRIGATOR/ASPIRATOR INSTRUMENT SET GRAPHIC CASE | Trauma
690.339-15 |  | TI TROCHANTERIC FIXATION NAIL INSERTION SET GRAPHIC CASE | Trauma
690.340-15 |  | TI TROCHANTERIC FIXATION NAIL LOCKING SET GRAPHIC CASE | Trauma
690.347-15 |  | SMALL FRAGMENT LCP INSTRUMENT & IMPLANT SET GRAPHIC CASE | Trauma
690.347.30-15 |  | SMALL FRAG LCP(TM) SET SCREW RACK | Trauma
690.347.34-15 |  | SMALL FRAG LCP(TM) SET SCREW RACK LID | Trauma
690.348-15 |  | DHSÂ®/DCSÂ® ONE-STEP BASIC SET GRAPHIC CASE | Trauma
690.360-15 |  | LARGE FRAGMENT LCPÂ® IMPLANT SET GRAPHIC CASE | Trauma
690.364-15 |  | CANN PEDIATRIC OSTEOTOMY SYS INSTRUMENT GRAPHIC CASE | Trauma
690.375-15 |  | GRAPHIC CASE F/6.5MM & 7.3MM COMBINED CANNULATED SCREW SET | Trauma
690.375.40-15 |  | SCREW RACK FOR 7.3MM TI&SS CANN SCREWS-FULLY THREADED | Trauma
690.375.50-15 |  | SCREW RACK FOR 7.3MM TI&SS CANN SCREWS-16MM/32MM THREADS | Trauma
690.375.60-15 |  | SCREW RACK FOR 6.5MM TI&SS CANN SCREWS-FULLY THREADED | Trauma
690.375.70-15 |  | SCREW RACK FOR 6.5MM TI&SS CANN SCREWS-16MM/32MM THREADS | Trauma
690.377-15 |  | GRAPHIC CASE FOR MODULAR HAND SYSTEM | Trauma
690.381-15 |  | 4.5MM LCPÂ® PROXIMAL FEMUR PLATE SET GRAPHIC CASE | Trauma
690.382-15 |  | FLEXIBLE REAMERS FOR IM NAILS INSTRUMENT SET GRAPHIC CASE | Trauma
690.392-15 |  | 3.5MM LCPÂ® MEDIAL PROXIMAL TIBIA PLATE SET GRAPHIC CASE | Trauma
690.421-15 |  | LOWER TRAY FOR 3.5MM LOW PROFILE PELVIC RETRACTORS | Trauma
690.422-15 |  | LID FOR 3.5MM LOW PROFILE PELVIC RETRACTORS | Trauma
690.423-15 |  | TRAY FOR 3.5MM LOW PROFILE RECONSTRUCTION J-PLATES | Trauma
690.424-15 |  | TRAY FOR 3.5MM LOW PROFILE WIDE ANGLE RECON PLATES | Trauma
690.426-15 |  | LID FOR 3.5MM LOW PROFILE PELVIC SYSTEM IMPLANT SET | Trauma
690.427-15 |  | LID FOR 3.5MM LOW PROFILE PELVIC SYSTEM INSTRUMENTS | Trauma
690.428-15 |  | LID FOR 3.5MM LOW PROFILE PELVIC REDUCTION INSTRUMENTS | Trauma
690.429-15 |  | LID FOR 3.5MM LOW PROFILE PELVIC SYSTEM | Trauma
690.431-15 |  | TRAY FOR 3.5MM LOW PROFILE PELVIC SYSTEM INSTRUMENTS | Trauma
690.432-15 |  | UPPER TRAY FOR 3.5MM LOW PROFILE PELVIC RETRACTORS | Trauma
690.433-15 |  | LOWER TRAY FOR 3.5MM LOW PROFILE PELVIC REDUCTION INSTR | Trauma
690.434-15 |  | UPPER TRAY FOR 3.5MM LOW PROFILE PELVIC REDUCTION INSTR | Trauma
690.435-15 |  | TRAY FOR 3.5MM LOCKING LOW PROFILE RECON PLATES | Trauma
690.436-15 |  | TRAY FOR 3.5MM LOW PROFILE RECONSTRUCTION PLATES | Trauma
690.437-15 |  | TRAY FOR 3.5MM LOW PROFILE PELVIC SYSTEM CORTEX SCREWS | Trauma
690.438-15 |  | SCREW RACK FOR 3.5MM LOCKING SCREWS | Trauma
690.439-15 |  | TRAY F/3.5MM LOW PROFILE PELV SYSTEM STARDRIVE CORTEX SCRW | Trauma
690.466-15 |  | GRAPHIC CASE F/4.5MM LCPÂ® CONDYLAR PLATES | Trauma
690.474-15 |  | TI TROCHANTERIC FIXATION NAIL AUXILIARY SET GRAPHIC CASE | Trauma
690.481-15 |  | 4.5MM LCP(TM) PROXIMAL FEMUR HOOK PLATE GRAPHIC CASE | Trauma
690.495-15 |  | GRAPHIC CASE FOR 4.0MM CANN SCREW INSTR & IMPLANT SET | Trauma
690.502-15 |  | SCREW/BLADE RACK FOR FEMORAL NAIL-EX IMPLANTS | Trauma
690.515-15 |  | SMALL FRAGMENT SCREW SET GRAPHIC CASE | Trauma
690.516.20-15 |  | AUXILIARY TRAY FOR USE WITH GRAPHIC CASES | Trauma
690.521.10-15 |  | MINI FRAGMENT INSTR GRAPHIC CASE - NO TRAYS | Trauma
690.521.11-15 |  | MINI FRAGMENT INSTR GRAPHIC CASE - LID ONLY | Trauma
690.521.20-15 |  | INSTRUMENT TRAY 1 F/ MINI FRAGMENT INSTR GRAPHIC CASE | Trauma
690.521.40-15 |  | INSTRUMENT TRAY 3 F/ MINI FRAGMENT INSTR GRAPHIC CASE | Trauma
690.540-15 |  | GRAPHIC CASE FOR HINDFOOT ARTHRODESIS NAIL-EX | Trauma
690.546-15 |  | LARGE FRAGMENT STANDARD SCREW SET GRAPHIC CASE-5.5MM | Trauma
690.547-15 |  | LARGE FRAGMENT STANDARD SCREW SET GRAPHIC CASE-4.5MM/6.5MM | Trauma
690.548-15 |  | LARGE FRAGMENT LOCKING SCREW SET GRAPHIC CASE-4.0MM/5.0MM | Trauma
690.550-15 |  | GRAPHIC CASE W/SCREW RACK FOR LOCKING CALCANEAL PLATE SET | Trauma
690.560-15 |  | TTA MODULE CASE | Trauma
690.591.10-15 |  | SM FRAGMENT INSTR GRAPHIC CASE NO TRAYS | Trauma
690.591.11-15 |  | SM FRAGMENT INSTR GRAPHIC CASE LID ONLY | Trauma
690.591.20-15 |  | INSTRUMENT TRAY 1 F/ SM FRAGMENT INSTR GRAPHIC CASE | Trauma
690.591.30-15 |  | INSTRUMENT TRAY 2 F/ SM FRAGMENT INSTR GRAPHIC CASE | Trauma
690.591.40-15 |  | INSTRUMENT TRAY 3 F/ SM FRAGMENT INSTR GRAPHIC CASE | Trauma
690.911-15 |  | SINGLE LEVEL GRAPHIC CASE BASE 510MM X 250MM | Trauma
690.912-15 |  | TWO LEVEL GRAPHIC CASE BASE 510MM X 250MM | Trauma
690.913-15 |  | THREE LEVEL GRAPHIC CASE BASE 510MM X 250MM | Trauma
690.991-15 |  | SCREW RACK/MODULE LID SHORT | Trauma
690.993-15 |  | SCREW RACK/MODULE LID LONG | Trauma
61.312.013-15 |  | MAXFRAME (TM) FOOT PL SHORT 120MM, 150MM, 180MM, 210MM | Trauma
690.336-15 |  | BASIC INSTRUMENT SET FOR LC-DCPÂ® AND DCPÂ® GRAPHIC CASE | Trauma
690.363-15 |  | LARGE FRAGMENT LCPÂ® INSTRUMENT SET GRAPHIC CASE | Trauma
03.221.016-15 |  | Ã1.0MM CABLE LOCK FOR PISTOL GRIP CABLE TENSIONER | Trauma
04.353.110TS | 00810040630859 | 2.5MM TI CANN SCREW + ST - 10MM - STER | Trauma | EA
04.353.111TS | 00810040630866 | 2.5MM TI CANN SCREW + ST - 11MM - STER | Trauma | EA
03.221.017-15 |  | Ã1.7MM CABLE LOCK FOR PISTOL GRIP CABLE TENSIONER | Trauma
04.353.112TS | 00810040630873 | 2.5MM TI CANN SCREW + ST - 12MM - STER | Trauma | EA
04.353.113TS | 00810040630880 | 2.5MM TI CANN SCREW + ST - 13MM - STER | Trauma | EA
04.353.114TS | 00810040630897 | 2.5MM TI CANN SCREW + ST - 14MM - STER | Trauma | EA
04.353.115TS | 00810040630903 | 2.5MM TI CANN SCREW + ST - 15MM - STER | Trauma | EA
04.353.116TS | 00810040630910 | 2.5MM TI CANN SCREW + ST - 16MM - STER | Trauma | EA
04.353.117TS | 00810040630927 | 2.5MM TI CANN SCREW + ST - 17MM - STER | Trauma | EA
04.353.118TS | 00810040630934 | 2.5MM TI CANN SCREW + ST - 18MM - STER | Trauma | EA
04.353.119TS | 00810040630941 | 2.5MM TI CANN SCREW + ST - 19MM - STER | Trauma | EA
04.353.120TS | 00810040630958 | 2.5MM TI CANN SCREW + ST - 20MM - STER | Trauma | EA
04.353.122TS | 00810040630965 | 2.5MM TI CANN SCREW + ST - 22MM - STER | Trauma | EA
04.353.124TS | 00810040630972 | 2.5MM TI CANN SCREW + ST - 24MM - STER | Trauma | EA
04.353.011TS | 00810040630224 | 2.0MM TI CANN SCREW + ST - 11MM - STER | Trauma | EA
04.353.012TS | 00810040630231 | 2.0MM TI CANN SCREW + ST - 12MM - STER | Trauma | EA
04.353.013TS | 00810040630248 | 2.0MM TI CANN SCREW + ST - 13MM - STER | Trauma | EA
04.353.014TS | 00810040630255 | 2.0MM TI CANN SCREW + ST - 14MM - STER | Trauma | EA
04.353.015TS | 00810040630262 | 2.0MM TI CANN SCREW + ST - 15MM - STER | Trauma | EA
04.353.016TS | 00810040630279 | 2.0MM TI CANN SCREW + ST - 16MM - STER | Trauma | EA
04.353.017TS | 00810040630286 | 2.0MM TI CANN SCREW + ST - 17MM - STER | Trauma | EA
04.353.018TS | 00810040630293 | 2.0MM TI CANN SCREW + ST - 18MM - STER | Trauma | EA
04.353.019TS | 00810040630309 | 2.0MM TI CANN SCREW + ST - 19MM - STER | Trauma | EA
04.353.020TS | 00810040630316 | 2.0MM TI CANN SCREW + ST - 20MM - STER | Trauma | EA
04.353.022TS | 00810040630323 | 2.0MM TI CANN SCREW + ST - 22MM - STER | Trauma | EA
04.353.024TS | 00810040630330 | 2.0MM TI CANN SCREW + ST - 24MM - STER | Trauma | EA
04.353.026TS | 00810040630347 | 2.0MM TI CANN SCREW + ST - 26MM - STER | Trauma | EA
04.353.028TS | 00810040630354 | 2.0MM TI CANN SCREW + ST - 28MM - STER | Trauma | EA
04.353.010TS | 00810040630217 | 2.0MM TI CANN SCREW + ST - 10MM - STER | Trauma | EA
04.354.020TS | 00810040630538 | 2.0MM TI CANN SCREW + LT - 20MM - STER | Trauma | EA
04.354.022TS | 00810040630545 | 2.0MM TI CANN SCREW + LT - 22MM - STER | Trauma | EA
04.354.024TS | 00810040630552 | 2.0MM TI CANN SCREW + LT - 24MM - STER | Trauma | EA
04.354.026TS | 00810040630569 | 2.0MM TI CANN SCREW + LT - 26MM - STER | Trauma | EA
04.354.028TS | 00810040630576 | 2.0MM TI CANN SCREW + LT - 28MM - STER | Trauma | EA
04.354.030TS | 00810040630583 | 2.0MM TI CANN SCREW + LT - 30MM - STER | Trauma | EA
04.353.030TS | 00810040630361 | 2.0MM TI CANN SCREW + ST - 30MM - STER | Trauma | EA
04.353.126TS | 00810040630989 | 2.5MM TI CANN SCREW + ST - 26MM - STER | Trauma | EA
04.353.128TS | 00810040630996 | 2.5MM TI CANN SCREW + ST - 28MM - STER | Trauma | EA
04.353.130TS | 00810040631009 | 2.5MM TI CANN SCREW + ST - 30MM - STER | Trauma | EA
04.353.132TS | 00810040631016 | 2.5MM TI CANN SCREW + ST - 32MM - STER | Trauma | EA
04.353.134TS | 00810040631023 | 2.5MM TI CANN SCREW + ST - 34MM - STER | Trauma | EA
04.353.136TS | 00810040631030 | 2.5MM TI CANN SCREW + ST - 36MM - STER | Trauma | EA
04.353.138TS | 00810040631047 | 2.5MM TI CANN SCREW + ST - 38MM - STER | Trauma | EA
04.353.140TS | 00810040631054 | 2.5MM TI CANN SCREW + ST - 40MM - STER | Trauma | EA
04.354.120TS | 00810040631177 | 2.5MM TI CANN SCREW + LT - 20MM - STER | Trauma | EA
04.354.122TS | 00810040631184 | 2.5MM TI CANN SCREW + LT - 22MM - STER | Trauma | EA
04.354.124TS | 00810040631191 | 2.5MM TI CANN SCREW + LT - 24MM - STER | Trauma | EA
04.354.126TS | 00810040631207 | 2.5MM TI CANN SCREW + LT - 26MM - STER | Trauma | EA
04.354.128TS | 00810040631214 | 2.5MM TI CANN SCREW + LT - 28MM - STER | Trauma | EA
04.354.130TS | 00810040631221 | 2.5MM TI CANN SCREW + LT - 30MM - STER | Trauma | EA
04.354.132TS | 00810040631238 | 2.5MM TI CANN SCREW + LT - 32MM - STER | Trauma | EA
04.354.134TS | 00810040631245 | 2.5MM TI CANN SCREW + LT - 34MM - STER | Trauma | EA
04.354.136TS | 00810040631252 | 2.5MM TI CANN SCREW + LT - 36MM - STER | Trauma | EA
04.354.138TS | 00810040631269 | 2.5MM TI CANN SCREW + LT - 38MM - STER | Trauma | EA
04.354.140TS | 00810040631276 | 2.5MM TI CANN SCREW + LT - 40MM - STER | Trauma | EA
04.353.210TS | 00810040631498 | 3.0MM TI CANN SCREW + ST - 10MM - STER | Trauma | EA
04.353.211TS | 00810040631504 | 3.0MM TI CANN SCREW + ST - 11MM - STER | Trauma | EA
04.353.212TS | 00810040631511 | 3.0MM TI CANN SCREW + ST - 12MM - STER | Trauma | EA
04.353.213TS | 00810040631528 | 3.0MM TI CANN SCREW + ST - 13MM - STER | Trauma | EA
04.353.214TS | 00810040631535 | 3.0MM TI CANN SCREW + ST - 14MM - STER | Trauma | EA
04.353.215TS | 00810040631542 | 3.0MM TI CANN SCREW + ST - 15MM - STER | Trauma | EA
04.353.216TS | 00810040631559 | 3.0MM TI CANN SCREW + ST - 16MM - STER | Trauma | EA
04.353.217TS | 00810040631566 | 3.0MM TI CANN SCREW + ST - 17MM - STER | Trauma | EA
04.353.218TS | 00810040631573 | 3.0MM TI CANN SCREW + ST - 18MM - STER | Trauma | EA
04.353.219TS | 00810040631580 | 3.0MM TI CANN SCREW + ST - 19MM - STER | Trauma | EA
04.353.220TS | 00810040631597 | 3.0MM TI CANN SCREW + ST - 20MM - STER | Trauma | EA
04.353.222TS | 00810040631603 | 3.0MM TI CANN SCREW + ST - 22MM - STER | Trauma | EA
04.353.224TS | 00810040631610 | 3.0MM TI CANN SCREW + ST - 24MM - STER | Trauma | EA
04.353.226TS | 00810040631627 | 3.0MM TI CANN SCREW + ST - 26MM - STER | Trauma | EA
04.353.228TS | 00810040631634 | 3.0MM TI CANN SCREW + ST - 28MM - STER | Trauma | EA
04.353.230TS | 00810040631641 | 3.0MM TI CANN SCREW + ST - 30MM - STER | Trauma | EA
04.353.232TS | 00810040631658 | 3.0MM TI CANN SCREW + ST - 32MM - STER | Trauma | EA
04.353.234TS | 00810040631665 | 3.0MM TI CANN SCREW + ST - 34MM - STER | Trauma | EA
04.353.236TS | 00810040631672 | 3.0MM TI CANN SCREW + ST - 36MM - STER | Trauma | EA
04.353.238TS | 00810040631689 | 3.0MM TI CANN SCREW + ST - 38MM - STER | Trauma | EA
04.353.240TS | 00810040631696 | 3.0MM TI CANN SCREW + ST - 40MM - STER | Trauma | EA
04.354.220TS | 00810040631818 | 3.0MM TI CANN SCREW + LT - 20MM - STER | Trauma | EA
04.354.222TS | 00810040631825 | 3.0MM TI CANN SCREW + LT - 22MM - STER | Trauma | EA
04.354.224TS | 00810040631832 | 3.0MM TI CANN SCREW + LT - 24MM - STER | Trauma | EA
04.354.226TS | 00810040631849 | 3.0MM TI CANN SCREW + LT - 26MM - STER | Trauma | EA
04.354.228TS | 00810040631856 | 3.0MM TI CANN SCREW + LT - 28MM - STER | Trauma | EA
04.354.230TS | 00810040631863 | 3.0MM TI CANN SCREW + LT - 30MM - STER | Trauma | EA
04.354.232TS | 00810040631870 | 3.0MM TI CANN SCREW + LT - 32MM - STER | Trauma | EA
04.354.234TS | 00810040631887 | 3.0MM TI CANN SCREW + LT - 34MM - STER | Trauma | EA
04.354.236TS | 00810040631894 | 3.0MM TI CANN SCREW + LT - 36MM - STER | Trauma | EA
04.354.238TS | 00810040631900 | 3.0MM TI CANN SCREW + LT - 38MM - STER | Trauma | EA
04.354.240TS | 00810040631917 | 3.0MM TI CANN SCREW + LT - 40MM - STER | Trauma | EA
04.353.310TS | 00810040632181 | 3.5MM TI CANN SCREW + ST - 10MM - STER | Trauma | EA
04.353.312TS | 00810040632198 | 3.5MM TI CANN SCREW + ST - 12MM - STER | Trauma | EA
04.353.314TS | 00810040632204 | 3.5MM TI CANN SCREW + ST - 14MM - STER | Trauma | EA
04.353.316TS | 00810040632211 | 3.5MM TI CANN SCREW + ST - 16MM - STER | Trauma | EA
04.353.318TS | 00810040632228 | 3.5MM TI CANN SCREW + ST - 18MM - STER | Trauma | EA
04.353.320TS | 00810040632235 | 3.5MM TI CANN SCREW + ST - 20MM - STER | Trauma | EA
04.353.322TS | 00810040632242 | 3.5MM TI CANN SCREW + ST - 22MM - STER | Trauma | EA
04.353.324TS | 00810040632259 | 3.5MM TI CANN SCREW + ST - 24MM - STER | Trauma | EA
04.353.326TS | 00810040632266 | 3.5MM TI CANN SCREW + ST - 26MM - STER | Trauma | EA
04.353.330TS | 00810040632280 | 3.5MM TI CANN SCREW + ST - 30MM - STER | Trauma | EA
04.353.332TS | 00810040632297 | 3.5MM TI CANN SCREW + ST - 32MM - STER | Trauma | EA
04.353.334TS | 00810040632303 | 3.5MM TI CANN SCREW + ST - 34MM - STER | Trauma | EA
04.353.336TS | 00810040632310 | 3.5MM TI CANN SCREW + ST - 36MM - STER | Trauma | EA
04.353.338TS | 00810040632327 | 3.5MM TI CANN SCREW + ST - 38MM - STER | Trauma | EA
04.353.340TS | 00810040632334 | 3.5MM TI CANN SCREW + ST - 40MM - STER | Trauma | EA
04.353.342TS | 00810040632341 | 3.5MM TI CANN SCREW + ST - 42MM - STER | Trauma | EA
04.353.344TS | 00810040632358 | 3.5MM TI CANN SCREW + ST - 44MM - STER | Trauma | EA
04.353.346TS | 00810040632365 | 3.5MM TI CANN SCREW + ST - 46MM - STER | Trauma | EA
04.353.348TS | 00810040632372 | 3.5MM TI CANN SCREW + ST - 48MM - STER | Trauma | EA
04.353.350TS | 00810040632389 | 3.5MM TI CANN SCREW + ST - 50MM - STER | Trauma | EA
04.353.352TS | 00810040632396 | 3.5MM TI CANN SCREW + ST - 52MM - STER | Trauma | EA
04.353.354TS | 00810040632402 | 3.5MM TI CANN SCREW + ST - 54MM - STER | Trauma | EA
04.353.356TS | 00810040632419 | 3.5MM TI CANN SCREW + ST - 56MM - STER | Trauma | EA
04.353.328TS | 00810040632273 | 3.5MM TI CANN SCREW + ST - 28MM - STER | Trauma | EA
04.354.338TS | 00810040632785 | 3.5MM TI CANN SCREW + LT - 38MM - STER | Trauma | EA
04.354.340TS | 00810040632792 | 3.5MM TI CANN SCREW + LT - 40MM - STER | Trauma | EA
04.354.342TS | 00810040632808 | 3.5MM TI CANN SCREW + LT - 42MM - STER | Trauma | EA
04.354.344TS | 00810040632815 | 3.5MM TI CANN SCREW + LT - 44MM - STER | Trauma | EA
04.354.346TS | 00810040632822 | 3.5MM TI CANN SCREW + LT - 46MM - STER | Trauma | EA
04.354.348TS | 00810040632839 | 3.5MM TI CANN SCREW + LT - 48MM - STER | Trauma | EA
04.354.350TS | 00810040632846 | 3.5MM TI CANN SCREW + LT - 50MM - STER | Trauma | EA
04.354.352TS | 00810040632853 | 3.5MM TI CANN SCREW + LT - 52MM - STER | Trauma | EA
04.354.354TS | 00810040632860 | 3.5MM TI CANN SCREW + LT - 54MM - STER | Trauma | EA
04.354.356TS | 00810040632877 | 3.5MM TI CANN SCREW + LT - 56MM - STER | Trauma | EA
04.354.358TS | 00810040632884 | 3.5MM TI CANN SCREW + LT - 58MM - STER | Trauma | EA
04.354.360TS | 00810040632891 | 3.5MM TI CANN SCREW + LT - 60MM - STER | Trauma | EA
04.354.365TS | 00810040632907 | 3.5MM TI CANN SCREW + LT - 65MM - STER | Trauma | EA
04.354.370TS | 00810040632914 | 3.5MM TI CANN SCREW + LT - 70MM - STER | Trauma | EA
04.354.375TS | 00810040632921 | 3.5MM TI CANN SCREW + LT - 75MM - STER | Trauma | EA
04.353.358TS | 00810040632426 | 3.5MM TI CANN SCREW + ST - 58MM - STER | Trauma | EA
04.353.360TS | 00810040632433 | 3.5MM TI CANN SCREW + ST - 60MM - STER | Trauma | EA
04.353.365TS | 00810040632440 | 3.5MM TI CANN SCREW + ST - 65MM - STER | Trauma | EA
04.353.370TS | 00810040632457 | 3.5MM TI CANN SCREW + ST - 70MM - STER | Trauma | EA
04.353.375TS | 00810040632464 | 3.5MM TI CANN SCREW + ST - 75MM - STER | Trauma | EA
04.353.380TS | 00810040632471 | 3.5MM TI CANN SCREW + ST - 80MM - STER | Trauma | EA
04.354.320TS | 00810040632693 | 3.5MM TI CANN SCREW + LT - 20MM - STER | Trauma | EA
04.354.322TS | 00810040632709 | 3.5MM TI CANN SCREW + LT - 22MM - STER | Trauma | EA
04.354.324TS | 00810040632716 | 3.5MM TI CANN SCREW + LT - 24MM - STER | Trauma | EA
04.354.326TS | 00810040632723 | 3.5MM TI CANN SCREW + LT - 26MM - STER | Trauma | EA
04.354.328TS | 00810040632730 | 3.5MM TI CANN SCREW + LT - 28MM - STER | Trauma | EA
04.354.330TS | 00810040632747 | 3.5MM TI CANN SCREW + LT - 30MM - STER | Trauma | EA
04.354.332TS | 00810040632754 | 3.5MM TI CANN SCREW + LT - 32MM - STER | Trauma | EA
04.354.334TS | 00810040632761 | 3.5MM TI CANN SCREW + LT - 34MM - STER | Trauma | EA
04.354.336TS | 00810040632778 | 3.5MM TI CANN SCREW + LT - 36MM - STER | Trauma | EA
04.353.440TS | 00810040633911 | 4.0MM TI CANN SCREW + ST - 40MM - STER | Trauma | EA
04.353.442TS | 00810040633928 | 4.0MM TI CANN SCREW + ST - 42MM - STER | Trauma | EA
04.353.444TS | 00810040633935 | 4.0MM TI CANN SCREW + ST - 44MM - STER | Trauma | EA
04.353.446TS | 00810040633942 | 4.0MM TI CANN SCREW + ST - 46MM - STER | Trauma | EA
04.353.448TS | 00810040633959 | 4.0MM TI CANN SCREW + ST - 48MM - STER | Trauma | EA
04.353.450TS | 00810040633966 | 4.0MM TI CANN SCREW + ST - 50MM - STER | Trauma | EA
04.353.452TS | 00810040633973 | 4.0MM TI CANN SCREW + ST - 52MM - STER | Trauma | EA
04.353.454TS | 00810040633980 | 4.0MM TI CANN SCREW + ST - 54MM - STER | Trauma | EA
04.353.456TS | 00810040633997 | 4.0MM TI CANN SCREW + ST - 56MM - STER | Trauma | EA
04.353.458TS | 00810040634000 | 4.0MM TI CANN SCREW + ST - 58MM - STER | Trauma | EA
04.353.460TS | 00810040634017 | 4.0MM TI CANN SCREW + ST - 60MM - STER | Trauma | EA
04.353.465TS | 00810040634024 | 4.0MM TI CANN SCREW + ST - 65MM - STER | Trauma | EA
04.353.470TS | 00810040634031 | 4.0MM TI CANN SCREW + ST - 70MM - STER | Trauma | EA
04.353.475TS | 00810040634048 | 4.0MM TI CANN SCREW + ST - 75MM - STER | Trauma | EA
04.353.438TS | 00810040633904 | 4.0MM TI CANN SCREW + ST - 38MM - STER | Trauma | EA
04.354.380TS | 00810040632938 | 3.5MM TI CANN SCREW + LT - 80MM - STER | Trauma | EA
04.355.310TS | 00810040633201 | 3.5MM TI CANN SCREW + FT - 10MM - STER | Trauma | EA
04.355.312TS | 00810040633218 | 3.5MM TI CANN SCREW + FT - 12MM - STER | Trauma | EA
04.355.314TS | 00810040633225 | 3.5MM TI CANN SCREW + FT - 14MM - STER | Trauma | EA
04.355.316TS | 00810040633232 | 3.5MM TI CANN SCREW + FT - 16MM - STER | Trauma | EA
04.355.318TS | 00810040633249 | 3.5MM TI CANN SCREW + FT - 18MM - STER | Trauma | EA
04.355.320TS | 00810040633256 | 3.5MM TI CANN SCREW + FT - 20MM - STER | Trauma | EA
04.355.322TS | 00810040633263 | 3.5MM TI CANN SCREW + FT - 22MM - STER | Trauma | EA
04.355.324TS | 00810040633270 | 3.5MM TI CANN SCREW + FT - 24MM - STER | Trauma | EA
04.355.326TS | 00810040633287 | 3.5MM TI CANN SCREW + FT - 26MM - STER | Trauma | EA
04.355.328TS | 00810040633294 | 3.5MM TI CANN SCREW + FT - 28MM - STER | Trauma | EA
04.355.330TS | 00810040633300 | 3.5MM TI CANN SCREW + FT - 30MM - STER | Trauma | EA
04.355.332TS | 00810040633317 | 3.5MM TI CANN SCREW + FT - 32MM - STER | Trauma | EA
04.355.334TS | 00810040633324 | 3.5MM TI CANN SCREW + FT - 34MM - STER | Trauma | EA
04.355.336TS | 00810040633331 | 3.5MM TI CANN SCREW + FT - 36MM - STER | Trauma | EA
04.355.380TS | 00810040633492 | 3.5MM TI CANN SCREW + FT - 80MM - STER | Trauma | EA
04.353.410TS | 00810040633768 | 4.0MM TI CANN SCREW + ST - 10MM - STER | Trauma | EA
04.353.412TS | 00810040633775 | 4.0MM TI CANN SCREW + ST - 12MM - STER | Trauma | EA
04.353.414TS | 00810040633782 | 4.0MM TI CANN SCREW + ST - 14MM - STER | Trauma | EA
04.353.416TS | 00810040633799 | 4.0MM TI CANN SCREW + ST - 16MM - STER | Trauma | EA
04.353.418TS | 00810040633805 | 4.0MM TI CANN SCREW + ST - 18MM - STER | Trauma | EA
04.353.420TS | 00810040633812 | 4.0MM TI CANN SCREW + ST - 20MM - STER | Trauma | EA
04.353.422TS | 00810040633829 | 4.0MM TI CANN SCREW + ST - 22MM - STER | Trauma | EA
04.353.424TS | 00810040633836 | 4.0MM TI CANN SCREW + ST - 24MM - STER | Trauma | EA
04.353.426TS | 00810040633843 | 4.0MM TI CANN SCREW + ST - 26MM - STER | Trauma | EA
04.353.428TS | 00810040633850 | 4.0MM TI CANN SCREW + ST - 28MM - STER | Trauma | EA
04.353.430TS | 00810040633867 | 4.0MM TI CANN SCREW + ST - 30MM - STER | Trauma | EA
04.353.432TS | 00810040633874 | 4.0MM TI CANN SCREW + ST - 32MM - STER | Trauma | EA
04.353.434TS | 00810040633881 | 4.0MM TI CANN SCREW + ST - 34MM - STER | Trauma | EA
04.353.436TS | 00810040633898 | 4.0MM TI CANN SCREW + ST - 36MM - STER | Trauma | EA
04.354.448TS | 00810040634413 | 4.0MM TI CANN SCREW + LT - 48MM - STER | Trauma | EA
04.354.450TS | 00810040634420 | 4.0MM TI CANN SCREW + LT - 50MM - STER | Trauma | EA
04.354.452TS | 00810040634437 | 4.0MM TI CANN SCREW + LT - 52MM - STER | Trauma | EA
04.354.454TS | 00810040634444 | 4.0MM TI CANN SCREW + LT - 54MM - STER | Trauma | EA
04.354.456TS | 00810040634451 | 4.0MM TI CANN SCREW + LT - 56MM - STER | Trauma | EA
04.354.458TS | 00810040634468 | 4.0MM TI CANN SCREW + LT - 58MM - STER | Trauma | EA
04.354.460TS | 00810040634475 | 4.0MM TI CANN SCREW + LT - 60MM - STER | Trauma | EA
04.354.465TS | 00810040634482 | 4.0MM TI CANN SCREW + LT - 65MM - STER | Trauma | EA
04.354.470TS | 00810040634499 | 4.0MM TI CANN SCREW + LT - 70MM - STER | Trauma | EA
04.354.475TS | 00810040634505 | 4.0MM TI CANN SCREW + LT - 75MM - STER | Trauma | EA
04.354.480TS | 00810040634512 | 4.0MM TI CANN SCREW + LT - 80MM - STER | Trauma | EA
04.355.410TS | 00810040634789 | 4.0MM TI CANN SCREW + FT - 10MM - STER | Trauma | EA
04.355.412TS | 00810040634796 | 4.0MM TI CANN SCREW + FT - 12MM - STER | Trauma | EA
04.355.414TS | 00810040634802 | 4.0MM TI CANN SCREW + FT - 14MM - STER | Trauma | EA
04.355.416TS | 00810040634819 | 4.0MM TI CANN SCREW + FT - 16MM - STER | Trauma | EA
04.355.338TS | 00810040633348 | 3.5MM TI CANN SCREW + FT - 38MM - STER | Trauma | EA
04.355.340TS | 00810040633355 | 3.5MM TI CANN SCREW + FT - 40MM - STER | Trauma | EA
04.355.342TS | 00810040633362 | 3.5MM TI CANN SCREW + FT - 42MM - STER | Trauma | EA
04.355.344TS | 00810040633379 | 3.5MM TI CANN SCREW + FT - 44MM - STER | Trauma | EA
04.355.346TS | 00810040633386 | 3.5MM TI CANN SCREW + FT - 46MM - STER | Trauma | EA
04.355.348TS | 00810040633393 | 3.5MM TI CANN SCREW + FT - 48MM - STER | Trauma | EA
04.355.350TS | 00810040633409 | 3.5MM TI CANN SCREW + FT - 50MM - STER | Trauma | EA
04.355.352TS | 00810040633416 | 3.5MM TI CANN SCREW + FT - 52MM - STER | Trauma | EA
04.355.354TS | 00810040633423 | 3.5MM TI CANN SCREW + FT - 54MM - STER | Trauma | EA
04.355.356TS | 00810040633430 | 3.5MM TI CANN SCREW + FT - 56MM - STER | Trauma | EA
04.355.358TS | 00810040633447 | 3.5MM TI CANN SCREW + FT - 58MM - STER | Trauma | EA
04.355.360TS | 00810040633454 | 3.5MM TI CANN SCREW + FT - 60MM - STER | Trauma | EA
04.355.365TS | 00810040633461 | 3.5MM TI CANN SCREW + FT - 65MM - STER | Trauma | EA
04.355.370TS | 00810040633478 | 3.5MM TI CANN SCREW + FT - 70MM - STER | Trauma | EA
04.355.375TS | 00810040633485 | 3.5MM TI CANN SCREW + FT - 75MM - STER | Trauma | EA
04.353.480TS | 00810040634055 | 4.0MM TI CANN SCREW + ST - 80MM - STER | Trauma | EA
04.354.420TS | 00810040634277 | 4.0MM TI CANN SCREW + LT - 20MM - STER | Trauma | EA
04.354.422TS | 00810040634284 | 4.0MM TI CANN SCREW + LT - 22MM - STER | Trauma | EA
04.354.424TS | 00810040634291 | 4.0MM TI CANN SCREW + LT - 24MM - STER | Trauma | EA
04.354.426TS | 00810040634307 | 4.0MM TI CANN SCREW + LT - 26MM - STER | Trauma | EA
04.354.428TS | 00810040634314 | 4.0MM TI CANN SCREW + LT - 28MM - STER | Trauma | EA
04.354.430TS | 00810040634321 | 4.0MM TI CANN SCREW + LT - 30MM - STER | Trauma | EA
04.354.432TS | 00810040634338 | 4.0MM TI CANN SCREW + LT - 32MM - STER | Trauma | EA
04.354.434TS | 00810040634345 | 4.0MM TI CANN SCREW + LT - 34MM - STER | Trauma | EA
04.354.436TS | 00810040634352 | 4.0MM TI CANN SCREW + LT - 36MM - STER | Trauma | EA
04.354.438TS | 00810040634369 | 4.0MM TI CANN SCREW + LT - 38MM - STER | Trauma | EA
04.354.440TS | 00810040634376 | 4.0MM TI CANN SCREW + LT - 40MM - STER | Trauma | EA
04.354.442TS | 00810040634383 | 4.0MM TI CANN SCREW + LT - 42MM - STER | Trauma | EA
04.354.444TS | 00810040634390 | 4.0MM TI CANN SCREW + LT - 44MM - STER | Trauma | EA
04.354.446TS | 00810040634406 | 4.0MM TI CANN SCREW + LT - 46MM - STER | Trauma | EA
04.355.418TS | 00810040634826 | 4.0MM TI CANN SCREW + FT - 18MM - STER | Trauma | EA
04.355.420TS | 00810040634833 | 4.0MM TI CANN SCREW + FT - 20MM - STER | Trauma | EA
04.355.422TS | 00810040634840 | 4.0MM TI CANN SCREW + FT - 22MM - STER | Trauma | EA
04.355.424TS | 00810040634857 | 4.0MM TI CANN SCREW + FT - 24MM - STER | Trauma | EA
04.355.426TS | 00810040634864 | 4.0MM TI CANN SCREW + FT - 26MM - STER | Trauma | EA
04.355.428TS | 00810040634871 | 4.0MM TI CANN SCREW + FT - 28MM - STER | Trauma | EA
04.355.430TS | 00810040634888 | 4.0MM TI CANN SCREW + FT - 30MM - STER | Trauma | EA
04.355.432TS | 00810040634895 | 4.0MM TI CANN SCREW + FT - 32MM - STER | Trauma | EA
04.355.434TS | 00810040634901 | 4.0MM TI CANN SCREW + FT - 34MM - STER | Trauma | EA
04.355.436TS | 00810040634918 | 4.0MM TI CANN SCREW + FT - 36MM - STER | Trauma | EA
04.355.438TS | 00810040634925 | 4.0MM TI CANN SCREW + FT - 38MM - STER | Trauma | EA
04.355.440TS | 00810040634932 | 4.0MM TI CANN SCREW + FT - 40MM - STER | Trauma | EA
04.355.442TS | 00810040634949 | 4.0MM TI CANN SCREW + FT - 42MM - STER | Trauma | EA
04.355.444TS | 00810040634956 | 4.0MM TI CANN SCREW + FT - 44MM - STER | Trauma | EA
04.355.446TS | 00810040634963 | 4.0MM TI CANN SCREW + FT - 46MM - STER | Trauma | EA
04.355.448TS | 00810040634970 | 4.0MM TI CANN SCREW + FT - 48MM - STER | Trauma | EA
04.355.450TS | 00810040634987 | 4.0MM TI CANN SCREW + FT - 50MM - STER | Trauma | EA
04.355.452TS | 00810040634994 | 4.0MM TI CANN SCREW + FT - 52MM - STER | Trauma | EA
04.355.454TS | 00810040635007 | 4.0MM TI CANN SCREW + FT - 54MM - STER | Trauma | EA
04.355.456TS | 00810040635014 | 4.0MM TI CANN SCREW + FT - 56MM - STER | Trauma | EA
04.355.458TS | 00810040635021 | 4.0MM TI CANN SCREW + FT - 58MM - STER | Trauma | EA
04.355.460TS | 00810040635038 | 4.0MM TI CANN SCREW + FT - 60MM - STER | Trauma | EA
04.355.465TS | 00810040635045 | 4.0MM TI CANN SCREW + FT - 65MM - STER | Trauma | EA
04.355.470TS | 00810040635052 | 4.0MM TI CANN SCREW + FT - 70MM - STER | Trauma | EA
04.355.475TS | 00810040635069 | 4.0MM TI CANN SCREW + FT - 75MM - STER | Trauma | EA
04.355.480TS | 00810040635076 | 4.0MM TI CANN SCREW + FT - 80MM - STER | Trauma | EA
04.353.552TS | 00810040635519 | 4.5MM TI CANN SCREW + ST - 52MM - STER | Trauma | EA
04.353.554TS | 00810040635526 | 4.5MM TI CANN SCREW + ST - 54MM - STER | Trauma | EA
04.353.556TS | 00810040635533 | 4.5MM TI CANN SCREW + ST - 56MM - STER | Trauma | EA
04.353.558TS | 00810040635540 | 4.5MM TI CANN SCREW + ST - 58MM - STER | Trauma | EA
04.353.560TS | 00810040635557 | 4.5MM TI CANN SCREW + ST - 60MM - STER | Trauma | EA
04.353.565TS | 00810040635564 | 4.5MM TI CANN SCREW + ST - 65MM - STER | Trauma | EA
04.353.570TS | 00810040635571 | 4.5MM TI CANN SCREW + ST - 70MM - STER | Trauma | EA
04.353.575TS | 00810040635588 | 4.5MM TI CANN SCREW + ST - 75MM - STER | Trauma | EA
04.353.580TS | 00810040635595 | 4.5MM TI CANN SCREW + ST - 80MM - STER | Trauma | EA
04.353.585TS | 00810040635601 | 4.5MM TI CANN SCREW + ST - 85MM - STER | Trauma | EA
04.353.590TS | 00810040635618 | 4.5MM TI CANN SCREW + ST - 90MM - STER | Trauma | EA
04.353.595TS | 00810040635625 | 4.5MM TI CANN SCREW + ST - 95MM - STER | Trauma | EA
04.353.500TS | 00810040635632 | 4.5MM TI CANN SCREW + ST - 100MM - STER | Trauma | EA
04.353.501TS | 00810040635649 | 4.5MM TI CANN SCREW + ST - 105MM - STER | Trauma | EA
04.353.502TS | 00810040635656 | 4.5MM TI CANN SCREW + ST - 110MM - STER | Trauma | EA
SD03.505.120 | 10886982305855 | 1.3MM SELF-RET BLADE EXTENDED LENGTH | Trauma | EA
SD03.505.121 | 10886982305862 | 1.5MM/2.0MM SELF-RET BLADE EXTENDED LENGTH | Trauma | EA
04.354.580TS | 00810040636073 | 4.5MM TI CANN SCREW + LT - 80MM - STER | Trauma | EA
04.354.585TS | 00810040636080 | 4.5MM TI CANN SCREW + LT - 85MM - STER | Trauma | EA
04.354.590TS | 00810040636097 | 4.5MM TI CANN SCREW + LT - 90MM - STER | Trauma | EA
04.354.595TS | 00810040636103 | 4.5MM TI CANN SCREW + LT - 95MM - STER | Trauma | EA
04.354.500TS | 00810040636110 | 4.5MM TI CANN SCREW + LT - 100MM - STER | Trauma | EA
04.354.501TS | 00810040636127 | 4.5MM TI CANN SCREW + LT - 105MM - STER | Trauma | EA
04.354.502TS | 00810040636134 | 4.5MM TI CANN SCREW + LT - 110MM - STER | Trauma | EA
04.355.520TS | 00810040636417 | 4.5MM TI CANN SCREW + FT - 20MM - STER | Trauma | EA
04.355.522TS | 00810040636424 | 4.5MM TI CANN SCREW + FT - 22MM - STER | Trauma | EA
04.355.524TS | 00810040636431 | 4.5MM TI CANN SCREW + FT - 24MM - STER | Trauma | EA
04.355.526TS | 00810040636448 | 4.5MM TI CANN SCREW + FT - 26MM - STER | Trauma | EA
04.355.528TS | 00810040636455 | 4.5MM TI CANN SCREW + FT - 28MM - STER | Trauma | EA
04.355.530TS | 00810040636462 | 4.5MM TI CANN SCREW + FT - 30MM - STER | Trauma | EA
04.355.532TS | 00810040636479 | 4.5MM TI CANN SCREW + FT - 32MM - STER | Trauma | EA
04.354.575TS | 00810040636066 | 4.5MM TI CANN SCREW + LT - 75MM - STER | Trauma | EA
04.355.534TS | 00810040636486 | 4.5MM TI CANN SCREW + FT - 34MM - STER | Trauma | EA
04.355.536TS | 00810040636493 | 4.5MM TI CANN SCREW + FT - 36MM - STER | Trauma | EA
04.355.538TS | 00810040636509 | 4.5MM TI CANN SCREW + FT - 38MM - STER | Trauma | EA
04.355.540TS | 00810040636516 | 4.5MM TI CANN SCREW + FT - 40MM - STER | Trauma | EA
04.355.542TS | 00810040636523 | 4.5MM TI CANN SCREW + FT - 42MM - STER | Trauma | EA
04.355.544TS | 00810040636530 | 4.5MM TI CANN SCREW + FT - 44MM - STER | Trauma | EA
04.355.546TS | 00810040636547 | 4.5MM TI CANN SCREW + FT - 46MM - STER | Trauma | EA
04.355.548TS | 00810040636554 | 4.5MM TI CANN SCREW + FT - 48MM - STER | Trauma | EA
04.355.550TS | 00810040636561 | 4.5MM TI CANN SCREW + FT - 50MM - STER | Trauma | EA
04.355.552TS | 00810040636578 | 4.5MM TI CANN SCREW + FT - 52MM - STER | Trauma | EA
04.355.554TS | 00810040636585 | 4.5MM TI CANN SCREW + FT - 54MM - STER | Trauma | EA
04.355.556TS | 00810040636592 | 4.5MM TI CANN SCREW + FT - 56MM - STER | Trauma | EA
04.355.558TS | 00810040636608 | 4.5MM TI CANN SCREW + FT - 58MM - STER | Trauma | EA
04.355.560TS | 00810040636615 | 4.5MM TI CANN SCREW + FT - 60MM - STER | Trauma | EA
04.355.565TS | 00810040636622 | 4.5MM TI CANN SCREW + FT - 65MM - STER | Trauma | EA
04.354.552TS | 00810040635991 | 4.5MM TI CANN SCREW + LT - 52MM - STER | Trauma | EA
04.354.554TS | 00810040636004 | 4.5MM TI CANN SCREW + LT - 54MM - STER | Trauma | EA
04.354.556TS | 00810040636011 | 4.5MM TI CANN SCREW + LT - 56MM - STER | Trauma | EA
04.354.558TS | 00810040636028 | 4.5MM TI CANN SCREW + LT - 58MM - STER | Trauma | EA
04.354.560TS | 00810040636035 | 4.5MM TI CANN SCREW + LT - 60MM - STER | Trauma | EA
04.354.565TS | 00810040636042 | 4.5MM TI CANN SCREW + LT - 65MM - STER | Trauma | EA
04.354.570TS | 00810040636059 | 4.5MM TI CANN SCREW + LT - 70MM - STER | Trauma | EA
04.354.642TS | 00810040637582 | 5.5MM TI CANN SCREW + LT - 42MM - STER | Trauma | EA
04.354.644TS | 00810040637599 | 5.5MM TI CANN SCREW + LT - 44MM - STER | Trauma | EA
04.354.646TS | 00810040637605 | 5.5MM TI CANN SCREW + LT - 46MM - STER | Trauma | EA
04.354.648TS | 00810040637612 | 5.5MM TI CANN SCREW + LT - 48MM - STER | Trauma | EA
04.354.650TS | 00810040637629 | 5.5MM TI CANN SCREW + LT - 50MM - STER | Trauma | EA
04.354.652TS | 00810040637636 | 5.5MM TI CANN SCREW + LT - 52MM - STER | Trauma | EA
04.354.654TS | 00810040637643 | 5.5MM TI CANN SCREW + LT - 54MM - STER | Trauma | EA
04.354.656TS | 00810040637650 | 5.5MM TI CANN SCREW + LT - 56MM - STER | Trauma | EA
04.354.658TS | 00810040637667 | 5.5MM TI CANN SCREW + LT - 58MM - STER | Trauma | EA
04.354.660TS | 00810040637674 | 5.5MM TI CANN SCREW + LT - 60MM - STER | Trauma | EA
04.354.665TS | 00810040637681 | 5.5MM TI CANN SCREW + LT - 65MM - STER | Trauma | EA
04.354.670TS | 00810040637698 | 5.5MM TI CANN SCREW + LT - 70MM - STER | Trauma | EA
04.354.675TS | 00810040637704 | 5.5MM TI CANN SCREW + LT - 75MM - STER | Trauma | EA
04.354.680TS | 00810040637711 | 5.5MM TI CANN SCREW + LT - 80MM - STER | Trauma | EA
04.354.640TS | 00810040637575 | 5.5MM TI CANN SCREW + LT - 40MM - STER | Trauma | EA
04.355.570TS | 00810040636639 | 4.5MM TI CANN SCREW + FT - 70MM - STER | Trauma | EA
04.355.575TS | 00810040636646 | 4.5MM TI CANN SCREW + FT - 75MM - STER | Trauma | EA
04.355.580TS | 00810040636653 | 4.5MM TI CANN SCREW + FT - 80MM - STER | Trauma | EA
04.355.585TS | 00810040636660 | 4.5MM TI CANN SCREW + FT - 85MM - STER | Trauma | EA
04.355.590TS | 00810040636677 | 4.5MM TI CANN SCREW + FT - 90MM - STER | Trauma | EA
04.355.595TS | 00810040636684 | 4.5MM TI CANN SCREW + FT - 95MM - STER | Trauma | EA
04.355.500TS | 00810040636691 | 4.5MM TI CANN SCREW + FT - 100MM - STER | Trauma | EA
04.355.501TS | 00810040636707 | 4.5MM TI CANN SCREW + FT - 105MM - STER | Trauma | EA
04.355.502TS | 00810040636714 | 4.5MM TI CANN SCREW + FT - 110MM - STER | Trauma | EA
04.353.620TS | 00810040636998 | 5.5MM TI CANN SCREW + ST - 20MM - STER | Trauma | EA
04.353.622TS | 00810040637001 | 5.5MM TI CANN SCREW + ST - 22MM - STER | Trauma | EA
04.353.624TS | 00810040637018 | 5.5MM TI CANN SCREW + ST - 24MM - STER | Trauma | EA
04.353.626TS | 00810040637025 | 5.5MM TI CANN SCREW + ST - 26MM - STER | Trauma | EA
04.353.628TS | 00810040637032 | 5.5MM TI CANN SCREW + ST - 28MM - STER | Trauma | EA
04.353.630TS | 00810040637049 | 5.5MM TI CANN SCREW + ST - 30MM - STER | Trauma | EA
04.353.665TS | 00810040637209 | 5.5MM TI CANN SCREW + ST - 65MM - STER | Trauma | EA
04.353.670TS | 00810040637216 | 5.5MM TI CANN SCREW + ST - 70MM - STER | Trauma | EA
04.353.675TS | 00810040637223 | 5.5MM TI CANN SCREW + ST - 75MM - STER | Trauma | EA
04.353.680TS | 00810040637230 | 5.5MM TI CANN SCREW + ST - 80MM - STER | Trauma | EA
04.353.685TS | 00810040637247 | 5.5MM TI CANN SCREW + ST - 85MM - STER | Trauma | EA
04.353.690TS | 00810040637254 | 5.5MM TI CANN SCREW + ST - 90MM - STER | Trauma | EA
04.353.695TS | 00810040637261 | 5.5MM TI CANN SCREW + ST - 95MM - STER | Trauma | EA
04.353.600TS | 00810040637278 | 5.5MM TI CANN SCREW + ST - 100MM - STER | Trauma | EA
04.353.601TS | 00810040637285 | 5.5MM TI CANN SCREW + ST - 105MM - STER | Trauma | EA
04.353.602TS | 00810040637292 | 5.5MM TI CANN SCREW + ST - 110MM - STER | Trauma | EA
04.354.630TS | 00810040637520 | 5.5MM TI CANN SCREW + LT - 30MM - STER | Trauma | EA
04.354.632TS | 00810040637537 | 5.5MM TI CANN SCREW + LT - 32MM - STER | Trauma | EA
04.354.634TS | 00810040637544 | 5.5MM TI CANN SCREW + LT - 34MM - STER | Trauma | EA
04.354.636TS | 00810040637551 | 5.5MM TI CANN SCREW + LT - 36MM - STER | Trauma | EA
04.354.638TS | 00810040637568 | 5.5MM TI CANN SCREW + LT - 38MM - STER | Trauma | EA
04.354.685TS | 00810040637728 | 5.5MM TI CANN SCREW + LT - 85MM - STER | Trauma | EA
04.354.690TS | 00810040637735 | 5.5MM TI CANN SCREW + LT - 90MM - STER | Trauma | EA
04.354.695TS | 00810040637742 | 5.5MM TI CANN SCREW + LT - 95MM - STER | Trauma | EA
04.354.600TS | 00810040637759 | 5.5MM TI CANN SCREW + LT - 100MM - STER | Trauma | EA
04.354.601TS | 00810040637766 | 5.5MM TI CANN SCREW + LT - 105MM - STER | Trauma | EA
04.354.602TS | 00810040637773 | 5.5MM TI CANN SCREW + LT - 110MM - STER | Trauma | EA
04.355.620TS | 00810040638053 | 5.5MM TI CANN SCREW + FT - 20MM - STER | Trauma | EA
04.355.622TS | 00810040638060 | 5.5MM TI CANN SCREW + FT - 22MM - STER | Trauma | EA
04.355.624TS | 00810040638077 | 5.5MM TI CANN SCREW + FT - 24MM - STER | Trauma | EA
04.355.626TS | 00810040638084 | 5.5MM TI CANN SCREW + FT - 26MM - STER | Trauma | EA
04.355.628TS | 00810040638091 | 5.5MM TI CANN SCREW + FT - 28MM - STER | Trauma | EA
04.355.630TS | 00810040638107 | 5.5MM TI CANN SCREW + FT - 30MM - STER | Trauma | EA
04.355.632TS | 00810040638114 | 5.5MM TI CANN SCREW + FT - 32MM - STER | Trauma | EA
04.355.634TS | 00810040638121 | 5.5MM TI CANN SCREW + FT - 34MM - STER | Trauma | EA
04.355.636TS | 00810040638138 | 5.5MM TI CANN SCREW + FT - 36MM - STER | Trauma | EA
04.353.632TS | 00810040637056 | 5.5MM TI CANN SCREW + ST - 32MM - STER | Trauma | EA
04.353.634TS | 00810040637063 | 5.5MM TI CANN SCREW + ST - 34MM - STER | Trauma | EA
04.353.636TS | 00810040637070 | 5.5MM TI CANN SCREW + ST - 36MM - STER | Trauma | EA
04.353.638TS | 00810040637087 | 5.5MM TI CANN SCREW + ST - 38MM - STER | Trauma | EA
04.353.640TS | 00810040637094 | 5.5MM TI CANN SCREW + ST - 40MM - STER | Trauma | EA
04.353.642TS | 00810040637100 | 5.5MM TI CANN SCREW + ST - 42MM - STER | Trauma | EA
04.353.644TS | 00810040637117 | 5.5MM TI CANN SCREW + ST - 44MM - STER | Trauma | EA
04.353.646TS | 00810040637124 | 5.5MM TI CANN SCREW + ST - 46MM - STER | Trauma | EA
04.353.648TS | 00810040637131 | 5.5MM TI CANN SCREW + ST - 48MM - STER | Trauma | EA
04.353.650TS | 00810040637148 | 5.5MM TI CANN SCREW + ST - 50MM - STER | Trauma | EA
04.353.652TS | 00810040637155 | 5.5MM TI CANN SCREW + ST - 52MM - STER | Trauma | EA
04.353.654TS | 00810040637162 | 5.5MM TI CANN SCREW + ST - 54MM - STER | Trauma | EA
04.353.656TS | 00810040637179 | 5.5MM TI CANN SCREW + ST - 56MM - STER | Trauma | EA
04.353.658TS | 00810040637186 | 5.5MM TI CANN SCREW + ST - 58MM - STER | Trauma | EA
04.353.660TS | 00810040637193 | 5.5MM TI CANN SCREW + ST - 60MM - STER | Trauma | EA
04.355.685TS | 00810040638305 | 5.5MM TI CANN SCREW + FT - 85MM - STER | Trauma | EA
04.355.690TS | 00810040638312 | 5.5MM TI CANN SCREW + FT - 90MM - STER | Trauma | EA
04.355.695TS | 00810040638329 | 5.5MM TI CANN SCREW + FT - 95MM - STER | Trauma | EA
04.355.600TS | 00810040638336 | 5.5MM TI CANN SCREW + FT - 100MM - STER | Trauma | EA
04.355.601TS | 00810040638343 | 5.5MM TI CANN SCREW + FT - 105MM - STER | Trauma | EA
04.355.602TS | 00810040638350 | 5.5MM TI CANN SCREW + FT - 110MM - STER | Trauma | EA
04.353.730TS | 00810040638619 | 6.5MM TI CANN SCREW + ST - 30MM - STER | Trauma | EA
04.353.735TS | 00810040638626 | 6.5MM TI CANN SCREW + ST - 35MM - STER | Trauma | EA
04.353.740TS | 00810040638633 | 6.5MM TI CANN SCREW + ST - 40MM - STER | Trauma | EA
04.353.745TS | 00810040638640 | 6.5MM TI CANN SCREW + ST - 45MM - STER | Trauma | EA
04.353.750TS | 00810040638657 | 6.5MM TI CANN SCREW + ST - 50MM - STER | Trauma | EA
04.353.755TS | 00810040638664 | 6.5MM TI CANN SCREW + ST - 55MM - STER | Trauma | EA
04.353.760TS | 00810040638671 | 6.5MM TI CANN SCREW + ST - 60MM - STER | Trauma | EA
04.353.765TS | 00810040638688 | 6.5MM TI CANN SCREW + ST - 65MM - STER | Trauma | EA
04.355.680TS | 00810040638299 | 5.5MM TI CANN SCREW + FT - 80MM - STER | Trauma | EA
04.355.638TS | 00810040638145 | 5.5MM TI CANN SCREW + FT - 38MM - STER | Trauma | EA
04.355.640TS | 00810040638152 | 5.5MM TI CANN SCREW + FT - 40MM - STER | Trauma | EA
04.355.642TS | 00810040638169 | 5.5MM TI CANN SCREW + FT - 42MM - STER | Trauma | EA
04.355.644TS | 00810040638176 | 5.5MM TI CANN SCREW + FT - 44MM - STER | Trauma | EA
04.355.646TS | 00810040638183 | 5.5MM TI CANN SCREW + FT - 46MM - STER | Trauma | EA
04.355.648TS | 00810040638190 | 5.5MM TI CANN SCREW + FT - 48MM - STER | Trauma | EA
04.355.650TS | 00810040638206 | 5.5MM TI CANN SCREW + FT - 50MM - STER | Trauma | EA
04.355.652TS | 00810040638213 | 5.5MM TI CANN SCREW + FT - 52MM - STER | Trauma | EA
04.355.654TS | 00810040638220 | 5.5MM TI CANN SCREW + FT - 54MM - STER | Trauma | EA
04.355.656TS | 00810040638237 | 5.5MM TI CANN SCREW + FT - 56MM - STER | Trauma | EA
04.355.658TS | 00810040638244 | 5.5MM TI CANN SCREW + FT - 58MM - STER | Trauma | EA
04.355.660TS | 00810040638251 | 5.5MM TI CANN SCREW + FT - 60MM - STER | Trauma | EA
04.355.665TS | 00810040638268 | 5.5MM TI CANN SCREW + FT - 65MM - STER | Trauma | EA
04.355.670TS | 00810040638275 | 5.5MM TI CANN SCREW + FT - 70MM - STER | Trauma | EA
04.355.675TS | 00810040638282 | 5.5MM TI CANN SCREW + FT - 75MM - STER | Trauma | EA
04.353.710TS | 00810040638855 | 6.5MM TI CANN SCREW + ST - 150MM - STER | Trauma | EA
04.353.711TS | 00810040638862 | 6.5MM TI CANN SCREW + ST - 155MM - STER | Trauma | EA
04.353.712TS | 00810040638879 | 6.5MM TI CANN SCREW + ST - 160MM - STER | Trauma | EA
04.353.713TS | 00810040638886 | 6.5MM TI CANN SCREW + ST - 165MM - STER | Trauma | EA
04.353.714TS | 00810040638893 | 6.5MM TI CANN SCREW + ST - 170MM - STER | Trauma | EA
04.353.715TS | 00810040638909 | 6.5MM TI CANN SCREW + ST - 175MM - STER | Trauma | EA
04.353.716TS | 00810040638916 | 6.5MM TI CANN SCREW + ST - 180MM - STER | Trauma | EA
04.354.740TS | 00810040639159 | 6.5MM TI CANN SCREW + LT - 40MM - STER | Trauma | EA
04.354.745TS | 00810040639166 | 6.5MM TI CANN SCREW + LT - 45MM - STER | Trauma | EA
04.354.750TS | 00810040639173 | 6.5MM TI CANN SCREW + LT - 50MM - STER | Trauma | EA
04.354.755TS | 00810040639180 | 6.5MM TI CANN SCREW + LT - 55MM - STER | Trauma | EA
04.354.760TS | 00810040639197 | 6.5MM TI CANN SCREW + LT - 60MM - STER | Trauma | EA
04.354.765TS | 00810040639203 | 6.5MM TI CANN SCREW + LT - 65MM - STER | Trauma | EA
04.354.770TS | 00810040639210 | 6.5MM TI CANN SCREW + LT - 70MM - STER | Trauma | EA
04.353.709TS | 00810040638848 | 6.5MM TI CANN SCREW + ST - 145MM - STER | Trauma | EA
04.354.775TS | 00810040639227 | 6.5MM TI CANN SCREW + LT - 75MM - STER | Trauma | EA
04.354.780TS | 00810040639234 | 6.5MM TI CANN SCREW + LT - 80MM - STER | Trauma | EA
04.354.785TS | 00810040639241 | 6.5MM TI CANN SCREW + LT - 85MM - STER | Trauma | EA
04.354.790TS | 00810040639258 | 6.5MM TI CANN SCREW + LT - 90MM - STER | Trauma | EA
04.354.795TS | 00810040639265 | 6.5MM TI CANN SCREW + LT - 95MM - STER | Trauma | EA
04.354.700TS | 00810040639272 | 6.5MM TI CANN SCREW + LT - 100MM - STER | Trauma | EA
04.354.701TS | 00810040639289 | 6.5MM TI CANN SCREW + LT - 105MM - STER | Trauma | EA
04.354.702TS | 00810040639296 | 6.5MM TI CANN SCREW + LT - 110MM - STER | Trauma | EA
04.354.703TS | 00810040639302 | 6.5MM TI CANN SCREW + LT - 115MM - STER | Trauma | EA
04.354.704TS | 00810040639319 | 6.5MM TI CANN SCREW + LT - 120MM - STER | Trauma | EA
04.354.705TS | 00810040639326 | 6.5MM TI CANN SCREW + LT - 125MM - STER | Trauma | EA
04.354.706TS | 00810040639333 | 6.5MM TI CANN SCREW + LT - 130MM - STER | Trauma | EA
04.354.707TS | 00810040639340 | 6.5MM TI CANN SCREW + LT - 135MM - STER | Trauma | EA
04.354.708TS | 00810040639357 | 6.5MM TI CANN SCREW + LT - 140MM - STER | Trauma | EA
04.354.709TS | 00810040639364 | 6.5MM TI CANN SCREW + LT - 145MM - STER | Trauma | EA
04.353.770TS | 00810040638695 | 6.5MM TI CANN SCREW + ST - 70MM - STER | Trauma | EA
04.353.775TS | 00810040638701 | 6.5MM TI CANN SCREW + ST - 75MM - STER | Trauma | EA
04.353.780TS | 00810040638718 | 6.5MM TI CANN SCREW + ST - 80MM - STER | Trauma | EA
04.353.785TS | 00810040638725 | 6.5MM TI CANN SCREW + ST - 85MM - STER | Trauma | EA
04.353.790TS | 00810040638732 | 6.5MM TI CANN SCREW + ST - 90MM - STER | Trauma | EA
04.353.795TS | 00810040638749 | 6.5MM TI CANN SCREW + ST - 95MM - STER | Trauma | EA
04.353.700TS | 00810040638756 | 6.5MM TI CANN SCREW + ST - 100MM - STER | Trauma | EA
04.353.701TS | 00810040638763 | 6.5MM TI CANN SCREW + ST - 105MM - STER | Trauma | EA
04.353.702TS | 00810040638770 | 6.5MM TI CANN SCREW + ST - 110MM - STER | Trauma | EA
04.353.703TS | 00810040638787 | 6.5MM TI CANN SCREW + ST - 115MM - STER | Trauma | EA
04.353.704TS | 00810040638794 | 6.5MM TI CANN SCREW + ST - 120MM - STER | Trauma | EA
04.353.705TS | 00810040638800 | 6.5MM TI CANN SCREW + ST - 125MM - STER | Trauma | EA
04.353.706TS | 00810040638817 | 6.5MM TI CANN SCREW + ST - 130MM - STER | Trauma | EA
04.353.707TS | 00810040638824 | 6.5MM TI CANN SCREW + ST - 135MM - STER | Trauma | EA
04.353.708TS | 00810040638831 | 6.5MM TI CANN SCREW + ST - 140MM - STER | Trauma | EA
04.354.710TS | 00810040639371 | 6.5MM TI CANN SCREW + LT - 150MM - STER | Trauma | EA
04.354.711TS | 00810040639388 | 6.5MM TI CANN SCREW + LT - 155MM - STER | Trauma | EA
04.354.712TS | 00810040639395 | 6.5MM TI CANN SCREW + LT - 160MM - STER | Trauma | EA
04.354.713TS | 00810040639401 | 6.5MM TI CANN SCREW + LT - 165MM - STER | Trauma | EA
04.354.714TS | 00810040639418 | 6.5MM TI CANN SCREW + LT - 170MM - STER | Trauma | EA
04.354.715TS | 00810040639425 | 6.5MM TI CANN SCREW + LT - 175MM - STER | Trauma | EA
04.354.716TS | 00810040639432 | 6.5MM TI CANN SCREW + LT - 180MM - STER | Trauma | EA
04.355.730TS | 00810040639692 | 6.5MM TI CANN SCREW + FT - 30MM - STER | Trauma | EA
04.355.735TS | 00810040639708 | 6.5MM TI CANN SCREW + FT - 35MM - STER | Trauma | EA
04.355.740TS | 00810040639715 | 6.5MM TI CANN SCREW + FT - 40MM - STER | Trauma | EA
04.355.745TS | 00810040639722 | 6.5MM TI CANN SCREW + FT - 45MM - STER | Trauma | EA
04.355.750TS | 00810040639739 | 6.5MM TI CANN SCREW + FT - 50MM - STER | Trauma | EA
04.355.755TS | 00810040639746 | 6.5MM TI CANN SCREW + FT - 55MM - STER | Trauma | EA
04.355.760TS | 00810040639753 | 6.5MM TI CANN SCREW + FT - 60MM - STER | Trauma | EA
04.355.765TS | 00810040639760 | 6.5MM TI CANN SCREW + FT - 65MM - STER | Trauma | EA
04.355.709TS | 00810040639920 | 6.5MM TI CANN SCREW + FT - 145MM - STER | Trauma | EA
04.355.710TS | 00810040639937 | 6.5MM TI CANN SCREW + FT - 150MM - STER | Trauma | EA
04.355.711TS | 00810040639944 | 6.5MM TI CANN SCREW + FT - 155MM - STER | Trauma | EA
04.355.712TS | 00810040639951 | 6.5MM TI CANN SCREW + FT - 160MM - STER | Trauma | EA
04.355.713TS | 00810040639968 | 6.5MM TI CANN SCREW + FT - 165MM - STER | Trauma | EA
04.355.714TS | 00810040639975 | 6.5MM TI CANN SCREW + FT - 170MM - STER | Trauma | EA
04.355.715TS | 00810040639982 | 6.5MM TI CANN SCREW + FT - 175MM - STER | Trauma | EA
04.355.716TS | 00810040639999 | 6.5MM TI CANN SCREW + FT - 180MM - STER | Trauma | EA
04.353.830TS | 00810040680250 | 7.5MM TI CANN SCREW + ST - 30MM - STER | Trauma | EA
04.353.835TS | 00810040680267 | 7.5MM TI CANN SCREW + ST - 35MM - STER | Trauma | EA
04.353.840TS | 00810040680274 | 7.5MM TI CANN SCREW + ST - 40MM - STER | Trauma | EA
04.353.845TS | 00810040680281 | 7.5MM TI CANN SCREW + ST - 45MM - STER | Trauma | EA
04.353.850TS | 00810040680298 | 7.5MM TI CANN SCREW + ST - 50MM - STER | Trauma | EA
04.353.855TS | 00810040680304 | 7.5MM TI CANN SCREW + ST - 55MM - STER | Trauma | EA
04.353.860TS | 00810040680311 | 7.5MM TI CANN SCREW + ST - 60MM - STER | Trauma | EA
04.355.770TS | 00810040639777 | 6.5MM TI CANN SCREW + FT - 70MM - STER | Trauma | EA
04.355.775TS | 00810040639784 | 6.5MM TI CANN SCREW + FT - 75MM - STER | Trauma | EA
04.355.780TS | 00810040639791 | 6.5MM TI CANN SCREW + FT - 80MM - STER | Trauma | EA
04.355.785TS | 00810040639807 | 6.5MM TI CANN SCREW + FT - 85MM - STER | Trauma | EA
04.355.790TS | 00810040639814 | 6.5MM TI CANN SCREW + FT - 90MM - STER | Trauma | EA
04.355.795TS | 00810040639821 | 6.5MM TI CANN SCREW + FT - 95MM - STER | Trauma | EA
04.355.700TS | 00810040639838 | 6.5MM TI CANN SCREW + FT - 100MM - STER | Trauma | EA
04.355.701TS | 00810040639845 | 6.5MM TI CANN SCREW + FT - 105MM - STER | Trauma | EA
04.355.702TS | 00810040639852 | 6.5MM TI CANN SCREW + FT - 110MM - STER | Trauma | EA
04.355.703TS | 00810040639869 | 6.5MM TI CANN SCREW + FT - 115MM - STER | Trauma | EA
04.355.704TS | 00810040639876 | 6.5MM TI CANN SCREW + FT - 120MM - STER | Trauma | EA
04.355.705TS | 00810040639883 | 6.5MM TI CANN SCREW + FT - 125MM - STER | Trauma | EA
04.355.706TS | 00810040639890 | 6.5MM TI CANN SCREW + FT - 130MM - STER | Trauma | EA
04.355.707TS | 00810040639906 | 6.5MM TI CANN SCREW + FT - 135MM - STER | Trauma | EA
04.355.708TS | 00810040639913 | 6.5MM TI CANN SCREW + FT - 140MM - STER | Trauma | EA
04.353.865TS | 00810040680328 | 7.5MM TI CANN SCREW + ST - 65MM - STER | Trauma | EA
04.353.870TS | 00810040680335 | 7.5MM TI CANN SCREW + ST - 70MM - STER | Trauma | EA
04.353.875TS | 00810040680342 | 7.5MM TI CANN SCREW + ST - 75MM - STER | Trauma | EA
04.353.880TS | 00810040680359 | 7.5MM TI CANN SCREW + ST - 80MM - STER | Trauma | EA
04.353.885TS | 00810040680366 | 7.5MM TI CANN SCREW + ST - 85MM - STER | Trauma | EA
04.353.890TS | 00810040680373 | 7.5MM TI CANN SCREW + ST - 90MM - STER | Trauma | EA
04.353.895TS | 00810040680380 | 7.5MM TI CANN SCREW + ST - 95MM - STER | Trauma | EA
04.353.800TS | 00810040680397 | 7.5MM TI CANN SCREW + ST - 100MM - STER | Trauma | EA
04.353.801TS | 00810040680403 | 7.5MM TI CANN SCREW + ST - 105MM - STER | Trauma | EA
04.353.802TS | 00810040680410 | 7.5MM TI CANN SCREW + ST - 110MM - STER | Trauma | EA
04.353.803TS | 00810040680427 | 7.5MM TI CANN SCREW + ST - 115MM - STER | Trauma | EA
04.353.804TS | 00810040680434 | 7.5MM TI CANN SCREW + ST - 120MM - STER | Trauma | EA
04.353.805TS | 00810040680441 | 7.5MM TI CANN SCREW + ST - 125MM - STER | Trauma | EA
04.353.806TS | 00810040680458 | 7.5MM TI CANN SCREW + ST - 130MM - STER | Trauma | EA
04.353.807TS | 00810040680465 | 7.5MM TI CANN SCREW + ST - 135MM - STER | Trauma | EA
04.354.870TS | 00810040680854 | 7.5MM TI CANN SCREW + LT - 70MM - STER | Trauma | EA
04.354.875TS | 00810040680861 | 7.5MM TI CANN SCREW + LT - 75MM - STER | Trauma | EA
04.354.880TS | 00810040680878 | 7.5MM TI CANN SCREW + LT - 80MM - STER | Trauma | EA
04.354.885TS | 00810040680885 | 7.5MM TI CANN SCREW + LT - 85MM - STER | Trauma | EA
04.354.890TS | 00810040680892 | 7.5MM TI CANN SCREW + LT - 90MM - STER | Trauma | EA
04.354.895TS | 00810040680908 | 7.5MM TI CANN SCREW + LT - 95MM - STER | Trauma | EA
04.354.800TS | 00810040680915 | 7.5MM TI CANN SCREW + LT - 100MM - STER | Trauma | EA
04.354.801TS | 00810040680922 | 7.5MM TI CANN SCREW + LT - 105MM - STER | Trauma | EA
04.354.802TS | 00810040680939 | 7.5MM TI CANN SCREW + LT - 110MM - STER | Trauma | EA
04.354.803TS | 00810040680946 | 7.5MM TI CANN SCREW + LT - 115MM - STER | Trauma | EA
04.354.804TS | 00810040680953 | 7.5MM TI CANN SCREW + LT - 120MM - STER | Trauma | EA
04.354.805TS | 00810040680960 | 7.5MM TI CANN SCREW + LT - 125MM - STER | Trauma | EA
04.354.806TS | 00810040680977 | 7.5MM TI CANN SCREW + LT - 130MM - STER | Trauma | EA
04.354.807TS | 00810040680984 | 7.5MM TI CANN SCREW + LT - 135MM - STER | Trauma | EA
04.354.808TS | 00810040680991 | 7.5MM TI CANN SCREW + LT - 140MM - STER | Trauma | EA
04.353.808TS | 00810040680472 | 7.5MM TI CANN SCREW + ST - 140MM - STER | Trauma | EA
04.353.809TS | 00810040680489 | 7.5MM TI CANN SCREW + ST - 145MM - STER | Trauma | EA
04.353.810TS | 00810040680496 | 7.5MM TI CANN SCREW + ST - 150MM - STER | Trauma | EA
04.353.811TS | 00810040680502 | 7.5MM TI CANN SCREW + ST - 155MM - STER | Trauma | EA
04.353.812TS | 00810040680519 | 7.5MM TI CANN SCREW + ST - 160MM - STER | Trauma | EA
04.353.813TS | 00810040680526 | 7.5MM TI CANN SCREW + ST - 165MM - STER | Trauma | EA
04.353.814TS | 00810040680533 | 7.5MM TI CANN SCREW + ST - 170MM - STER | Trauma | EA
04.353.815TS | 00810040680540 | 7.5MM TI CANN SCREW + ST - 175MM - STER | Trauma | EA
04.353.816TS | 00810040680557 | 7.5MM TI CANN SCREW + ST - 180MM - STER | Trauma | EA
04.354.840TS | 00810040680793 | 7.5MM TI CANN SCREW + LT - 40MM - STER | Trauma | EA
04.354.845TS | 00810040680809 | 7.5MM TI CANN SCREW + LT - 45MM - STER | Trauma | EA
04.354.850TS | 00810040680816 | 7.5MM TI CANN SCREW + LT - 50MM - STER | Trauma | EA
04.354.855TS | 00810040680823 | 7.5MM TI CANN SCREW + LT - 55MM - STER | Trauma | EA
04.354.860TS | 00810040680830 | 7.5MM TI CANN SCREW + LT - 60MM - STER | Trauma | EA
04.354.865TS | 00810040680847 | 7.5MM TI CANN SCREW + LT - 65MM - STER | Trauma | EA
04.354.809TS | 00810040681004 | 7.5MM TI CANN SCREW + LT - 145MM - STER | Trauma | EA
04.354.810TS | 00810040681011 | 7.5MM TI CANN SCREW + LT - 150MM - STER | Trauma | EA
04.354.811TS | 00810040681028 | 7.5MM TI CANN SCREW + LT - 155MM - STER | Trauma | EA
04.354.812TS | 00810040681035 | 7.5MM TI CANN SCREW + LT - 160MM - STER | Trauma | EA
04.354.813TS | 00810040681042 | 7.5MM TI CANN SCREW + LT - 165MM - STER | Trauma | EA
04.354.814TS | 00810040681059 | 7.5MM TI CANN SCREW + LT - 170MM - STER | Trauma | EA
04.354.815TS | 00810040681066 | 7.5MM TI CANN SCREW + LT - 175MM - STER | Trauma | EA
04.354.816TS | 00810040681073 | 7.5MM TI CANN SCREW + LT - 180MM - STER | Trauma | EA
04.355.830TS | 00810040681332 | 7.5MM TI CANN SCREW + FT - 30MM - STER | Trauma | EA
04.355.835TS | 00810040681349 | 7.5MM TI CANN SCREW + FT - 35MM - STER | Trauma | EA
04.355.840TS | 00810040681356 | 7.5MM TI CANN SCREW + FT - 40MM - STER | Trauma | EA
04.355.845TS | 00810040681363 | 7.5MM TI CANN SCREW + FT - 45MM - STER | Trauma | EA
04.355.850TS | 00810040681370 | 7.5MM TI CANN SCREW + FT - 50MM - STER | Trauma | EA
04.355.855TS | 00810040681387 | 7.5MM TI CANN SCREW + FT - 55MM - STER | Trauma | EA
04.355.860TS | 00810040681394 | 7.5MM TI CANN SCREW + FT - 60MM - STER | Trauma | EA
04.355.865TS | 00810040681400 | 7.5MM TI CANN SCREW + FT - 65MM - STER | Trauma | EA
04.355.870TS | 00810040681417 | 7.5MM TI CANN SCREW + FT - 70MM - STER | Trauma | EA
04.355.875TS | 00810040681424 | 7.5MM TI CANN SCREW + FT - 75MM - STER | Trauma | EA
04.355.880TS | 00810040681431 | 7.5MM TI CANN SCREW + FT - 80MM - STER | Trauma | EA
04.355.885TS | 00810040681448 | 7.5MM TI CANN SCREW + FT - 85MM - STER | Trauma | EA
04.355.890TS | 00810040681455 | 7.5MM TI CANN SCREW + FT - 90MM - STER | Trauma | EA
04.355.895TS | 00810040681462 | 7.5MM TI CANN SCREW + FT - 95MM - STER | Trauma | EA
04.355.800TS | 00810040681479 | 7.5MM TI CANN SCREW + FT - 100MM - STER | Trauma | EA
04.355.801TS | 00810040681486 | 7.5MM TI CANN SCREW + FT - 105MM - STER | Trauma | EA
04.355.802TS | 00810040681493 | 7.5MM TI CANN SCREW + FT - 110MM - STER | Trauma | EA
04.355.803TS | 00810040681509 | 7.5MM TI CANN SCREW + FT - 115MM - STER | Trauma | EA
04.355.804TS | 00810040681516 | 7.5MM TI CANN SCREW + FT - 120MM - STER | Trauma | EA
04.355.805TS | 00810040681523 | 7.5MM TI CANN SCREW + FT - 125MM - STER | Trauma | EA
04.355.806TS | 00810040681530 | 7.5MM TI CANN SCREW + FT - 130MM - STER | Trauma | EA
04.355.807TS | 00810040681547 | 7.5MM TI CANN SCREW + FT - 135MM - STER | Trauma | EA
04.355.808TS | 00810040681554 | 7.5MM TI CANN SCREW + FT - 140MM - STER | Trauma | EA
04.355.809TS | 00810040681561 | 7.5MM TI CANN SCREW + FT - 145MM - STER | Trauma | EA
04.355.810TS | 00810040681578 | 7.5MM TI CANN SCREW + FT - 150MM - STER | Trauma | EA
04.355.811TS | 00810040681585 | 7.5MM TI CANN SCREW + FT - 155MM - STER | Trauma | EA
04.355.812TS | 00810040681592 | 7.5MM TI CANN SCREW + FT - 160MM - STER | Trauma | EA
04.355.813TS | 00810040681608 | 7.5MM TI CANN SCREW + FT - 165MM - STER | Trauma | EA
04.355.814TS | 00810040681615 | 7.5MM TI CANN SCREW + FT - 170MM - STER | Trauma | EA
04.355.815TS | 00810040681622 | 7.5MM TI CANN SCREW + FT - 175MM - STER | Trauma | EA
04.355.816TS | 00810040681639 | 7.5MM TI CANN SCREW + FT - 180MM - STER | Trauma | EA
SD302.002 | 10886982305930 | BLADDER SOUND | Trauma | EA
03.333.016 | 00810040681899 | THREADED GUIDE WIRE Ã2.8MM X 450MM | Trauma | EA
03.333.006 | 00810040681820 | FLUTED GUIDE WIRE Ã2.8MM X 450MM | Trauma | EA
03.333.011S | 00810040681912 | 1.1MM THREADED GUIDE WIRE 150MM LENGTH-STER | Trauma | EA
03.333.012S | 00810040681929 | 1.4MM THREADED GUIDE WIRE 150MM LENGTH-STER | Trauma | EA
03.333.013S | 00810040681936 | 1.6MM THREADED GUIDE WIRE 220MM LENGTH-STER | Trauma | EA
03.333.014S | 00810040681950 | 2.8MM THREADED GUIDE WIRE 220MM LENGTH-STER | Trauma | EA
03.333.015S | 00810040681967 | 2.8MM THREADED GUIDE WIRE 300MM LENGTH-STER | Trauma | EA
690.315-15 |  | LARGE EXTERNAL FIXATOR GRAPHIC CASE | Trauma
03.333.801S | 00810011361164 | 5.5MM CANN TAP - STER | Trauma | EA
03.333.802S | 00810011361171 | 6.5MM CANN TAP - STER | Trauma | EA
03.333.803S | 00810011361102 | 7.5MM CANN TAP - STER | Trauma | EA
03.333.800S | 00810011361157 | 4.5MM CANN TAP - STER | Trauma | EA
03.333.804S | 00810040682193 | 6.5MM CANN TAP/LONG - STER | Trauma | EA
03.333.805S | 00810040682209 | 7.5MM CANN TAP/LONG - STER | Trauma | EA
03.333.210S | 00819917026801 | CANN COUNTERSINK FOR 2.0MM HEADED CANN SCREW +/ QC-STER | Trauma | EA
03.333.211S | 00819917026818 | CANN COUNTERSINK FOR 2.5/3.0MM HEADED CANN SCREW +/ QC-STER | Trauma | EA
03.333.212S | 00819917026825 | CANN COUNTERSINK FOR 3.5/4.0MM HEADED CANN SCREW +/ QC-STER | Trauma | EA
03.333.213S | 00819917026832 | CANN COUNTERSINK FOR 4.5/5.5MM HEADED CANN SCREW +/ QC-STER | Trauma | EA
03.333.214S | 00819917026849 | CANN COUNTERSINK FOR 6.5/7.5MM HEADED CANN SCR +/ LRG QC-STER | Trauma | EA
03.333.215S | 00810040682032 | CANN COUNTERSINK FOR 6.5/7.5MM HD CANN SCR +/LRG QC LONG-STER | Trauma | EA
03.333.112S | 00810040682018 | 5.0 CANN DRILL BIT LARGE QC/LONG-STER | Trauma | EA
03.333.006.04 | 00810040684128 | FLUTED GUIDE WIRE Ã2.8MM X 450MM 4PK | Trauma | P4
03.333.016.04 | 00810040684180 | THREADED GUIDE WIRE Ã2.8MM X 450MM 4PK | Trauma | P4
03.333.205S | 00810040684333 | CANN COUNTERSINK FOR 6.5/7.5MM HEADLESS SCR/LARGE QC LNG-STER | Trauma | EA
04.354.709S | 00810080887367 | 6.5MM TI CANN SCREW + LT - 145MM - STER | Trauma | EA
04.354.710S | 00810080887374 | 6.5MM TI CANN SCREW + LT - 150MM - STER | Trauma | EA
SD03.501.041 | 10886982306050 | LOCKING EXTRACTOIN PLIERS | Trauma | EA
SD03.010.129 | 10886982306067 | AIMING SLEEVE W/ CROSS WIRES | Trauma | EA
SD03.010.142 | 10886982306074 | ARM FOR PROX AIMING DEVICE | Trauma | EA
SD03.010.143 | 10886982306081 | MODULE FOR STANDARD LOCKING | Trauma | EA
60.116.316-15 |  | LENGTH MARKER PUSH PIN/16MM FOR MODULAR GRAPHIC CASE SYS | Trauma
60.116.318-15 |  | LENGTH MARKER PUSH PIN/18MM FOR MODULAR GRAPHIC CASE SYS | Trauma
60.116.320-15 |  | LENGTH MARKER PUSH PIN/20MM FOR MODULAR GRAPHIC CASE SYS | Trauma
60.116.322-15 |  | LENGTH MARKER PUSH PIN/22MM FOR MODULAR GRAPHIC CASE SYS | Trauma
60.116.324-15 |  | LENGTH MARKER PUSH PIN/24MM FOR MODULAR GRAPHIC CASE SYS | Trauma
60.116.326-15 |  | LENGTH MARKER PUSH PIN/26MM FOR MODULAR GRAPHIC CASE SYS | Trauma
60.116.328-15 |  | LENGTH MARKER PUSH PIN/28MM FOR MODULAR GRAPHIC CASE SYS | Trauma
60.116.330-15 |  | LENGTH MARKER PUSH PIN/30MM FOR MODULAR GRAPHIC CASE SYS | Trauma
60.116.306-15 |  | LENGTH MARKER PUSH PIN/6MM FOR MODULAR GRAPHIC CASE SYS | Trauma
60.116.308-15 |  | LENGTH MARKER PUSH PIN/8MM FOR MODULAR GRAPHIC CASE SYS | Trauma
61.312.010-15 |  | MAXFRAME(TM) STRUT SWAP KIT CASE | Trauma
304.257-15 |  | DHSÂ®/DCSÂ® BASIC SET GRAPHIC CASE | Trauma
304.250-15 |  | DHSÂ®/DCSÂ® BASIC SET GRAPHIC CASE F/SELF-TAPPING SCREWS | Trauma
60.404.000-15 |  | GRAPHIC CASE WITH LID RIA 2 INSTRUMENT SET | Trauma
304.598-15 |  | HUMERAL MEDULLARY REAMER TRAY | Trauma
60.116.310-15 |  | LENGTH MARKER PUSH PIN/10MM FOR MODULAR GRAPHIC CASE SYS | Trauma
60.116.312-15 |  | LENGTH MARKER PUSH PIN/12MM FOR MODULAR GRAPHIC CASE SYS | Trauma
60.116.314-15 |  | LENGTH MARKER PUSH PIN/14MM FOR MODULAR GRAPHIC CASE SYS | Trauma
60.116.527-15 |  | SCR TYPE PUSH PIN/METAPHYSEAL FOR MODULAR GRAPHIC CASE SYS | Trauma
60.037.011-15 |  | TFNA COMPLETE SET GRAPHIC CASE LABEL SHEET | Trauma
60.133.113-15 |  | UNIVERSAL SF ELBOW TEMPLATE TRAY | Trauma
60.133.117-15 |  | UNIVERSAL SF LCP DSTL TIBIA FIBULA TEMPLATE TRAY | Trauma
60.133.131-15 |  | UNIVERSAL SF LCP PROX TIBIA ANATOMY TRAY | Trauma
60.133.134-15 |  | UNIVERSAL SF LCP PROX TIBIA TEMPLATE TRAY | Trauma
60.133.114-15 |  | UNIVERSAL SF SHOULDER CLAVICLE TEMPLATE TRAY | Trauma
60.133.116-15 |  | UNIVERSAL SF VA LCP DSTL TIBIA FIBULA TEMPLATE TRAY | Trauma
60.133.115-15 |  | UNIVERSAL SF VA LCP PROX TIBIA TEMPLATE TRAY | Trauma
304.334-15 |  | 3.0MM CANN SCREW SET GRAPHIC CASE SCREW RACK | Trauma
304.423-15 |  | 4.5MM TI CANNULATED SCREW SET GRAPHIC CASE SCREW RACK | Trauma
351.704S-15 |  | 2.5MM REAMING ROD W/BALL TIP AND EXTENSION/1150MM-STERILE | Trauma
351.709S-15 |  | 2.5MM REAMING ROD W/BALL TIP 650MM-STERILE | Trauma
01.231.020 | 10886982306548 | 4.5 MM TI VA LCP INSTRUMENT & IMPLANT SET - COMPLETE | Trauma | EA
01.231.021 | 10886982306555 | 4.5 MM VA LCP CURVED CONDYLAR INSERTION INSTRUMENT SET | Trauma | EA
01.231.021FE | 10886982306562 | 4.5 MM VA LCP CURVED CONDYLAR INSERTION INSTRUMENT SET - FE | Trauma | EA
01.231.020FE | 10886982306579 | 4.5 MM TI VA LCP INSTRUMENT & IMPLANT SET - COMPLETE - FE | Trauma | EA
01.231.023FE | 10886982306586 | 5.0 MM VAL OPTILINK (TM) AND TI SCREW SET - FE | Trauma | EA
01.231.024 | 10886982306593 | 4.5 MM TI VA LCP INSTRUMENT AND SCREW SET | Trauma | EA
60.037.008-15 |  | TFNA BASIC SCREW INSERTION & LOCKING TRAY | Trauma
60.116.557-15 |  | LABEL PACK F/3.5MM SCREWS AND INSTR F/MODULAR GC SYSTEM | Trauma
60.118.004-15 |  | SCR RACK F/2.7MM METAPHYSEAL 2.7/3.5MM VA LCKNG/3.5MM CRTX | Trauma
60.127.009-15 |  | SCREW RACK FOR 3.5MM VARIABLE ANGLE LOCKING SCREWS | Trauma
60.240.207-15 |  | SCREW RACK FOR 6.5MM CANCELLOUS BONE SCREWS | Trauma
690.109-15 |  | TEN SYSTEM GRAPHIC CASE | Trauma
690.390-15 |  | GRAPHIC CASE FOR 3.5MM LCPÂ® PROXIMAL TIBIA PLATE SET | Trauma
01.231.024FE | 10886982306609 | 4.5 MM TI VA LCP INSTRUMENT AND SCREW SET-FE | Trauma | EA
01.231.023 | 10886982306616 | 5.0 MM VAL OPTILINK (TM) AND TI SCREW SET | Trauma | EA
02.127.185TS | 10886982306647 | 3.5MM VARIABLE ANGLE LOCKING SCREW/SLF-TPNG/STRDRV/85MM | Trauma | EA
02.127.190TS | 10886982306654 | 3.5MM VARIABLE ANGLE LOCKING SCREW/SLF-TPNG/STRDRV/90MM | Trauma | EA
02.127.195TS | 10886982306661 | 3.5MM VARIABLE ANGLE LOCKING SCREW/SLF-TPNG/STRDRV/95MM | Trauma | EA
42.231.214TS | 10886982306678 | 5.0MM VAL SCREW/OPTILINK(TM) SLF-TPNG/STRDRV/14MM/STER | Trauma | EA
42.231.216TS | 10886982306685 | 5.0MM VAL SCREW/OPTILINK(TM) SLF-TPNG/STRDRV/16MM/STER | Trauma | EA
42.231.218TS | 10886982306692 | 5.0MM VAL SCREW/OPTILINK(TM) SLF-TPNG/STRDRV/18MM/STER | Trauma | EA
42.231.220TS | 10886982306708 | 5.0MM VAL SCREW/OPTILINK(TM) SLF-TPNG/STRDRV/20MM/STER | Trauma | EA
42.231.222TS | 10886982306715 | 5.0MM VAL SCREW/OPTILINK(TM) SLF-TPNG/STRDRV/22MM/STER | Trauma | EA
42.231.224TS | 10886982306722 | 5.0MM VAL SCREW/OPTILINK(TM) SLF-TPNG/STRDRV/24MM/STER | Trauma | EA
42.231.226TS | 10886982306739 | 5.0MM VAL SCREW/OPTILINK(TM) SLF-TPNG/STRDRV/26MM/STER | Trauma | EA
42.231.228TS | 10886982306746 | 5.0MM VAL SCREW/OPTILINK(TM) SLF-TPNG/STRDRV/28MM/STER | Trauma | EA
42.231.230TS | 10886982306753 | 5.0MM VAL SCREW/OPTILINK(TM) SLF-TPNG/STRDRV/30MM/STER | Trauma | EA
42.231.232TS | 10886982306760 | 5.0MM VAL SCREW/OPTILINK(TM) SLF-TPNG/STRDRV/32MM/STER | Trauma | EA
42.231.234TS | 10886982306777 | 5.0MM VAL SCREW/OPTILINK(TM) SLF-TPNG/STRDRV/34MM/STER | Trauma | EA
42.231.236TS | 10886982306784 | 5.0MM VAL SCREW/OPTILINK(TM) SLF-TPNG/STRDRV/36MM/STER | Trauma | EA
42.231.238TS | 10886982306791 | 5.0MM VAL SCREW/OPTILINK(TM) SLF-TPNG/STRDRV/38MM/STER | Trauma | EA
42.231.240TS | 10886982306807 | 5.0MM VAL SCREW/OPTILINK(TM) SLF-TPNG/STRDRV/40MM/STER | Trauma | EA
42.231.242TS | 10886982306814 | 5.0MM VAL SCREW/OPTILINK(TM) SLF-TPNG/STRDRV/42MM/STER | Trauma | EA
02.127.110TS | 10886982306821 | 3.5MM VARIABLE ANGLE LOCKING SCREW/SLF-TPNG/STRDRV/10MM | Trauma | EA
02.127.112TS | 10886982306838 | 3.5MM VARIABLE ANGLE LOCKING SCREW/SLF-TPNG/STRDRV/12MM | Trauma | EA
02.127.114TS | 10886982306845 | 3.5MM VARIABLE ANGLE LOCKING SCREW/SLF-TPNG/STRDRV/14MM | Trauma | EA
02.127.116TS | 10886982306852 | 3.5MM VARIABLE ANGLE LOCKING SCREW/SLF-TPNG/STRDRV/16MM | Trauma | EA
02.127.118TS | 10886982306869 | 3.5MM VARIABLE ANGLE LOCKING SCREW/SLF-TPNG/STRDRV/18MM | Trauma | EA
02.127.120TS | 10886982306876 | 3.5MM VARIABLE ANGLE LOCKING SCREW/SLF-TPNG/STRDRV/20MM | Trauma | EA
02.127.122TS | 10886982306883 | 3.5MM VARIABLE ANGLE LOCKING SCREW/SLF-TPNG/STRDRV/22MM | Trauma | EA
02.127.124TS | 10886982306890 | 3.5MM VARIABLE ANGLE LOCKING SCREW/SLF-TPNG/STRDRV/24MM | Trauma | EA
02.127.126TS | 10886982306906 | 3.5MM VARIABLE ANGLE LOCKING SCREW/SLF-TPNG/STRDRV/26MM | Trauma | EA
02.127.128TS | 10886982306913 | 3.5MM VARIABLE ANGLE LOCKING SCREW/SLF-TPNG/STRDRV/28MM | Trauma | EA
02.127.130TS | 10886982306920 | 3.5MM VARIABLE ANGLE LOCKING SCREW/SLF-TPNG/STRDRV/30MM | Trauma | EA
02.127.132TS | 10886982306937 | 3.5MM VARIABLE ANGLE LOCKING SCREW/SLF-TPNG/STRDRV/32MM | Trauma | EA
02.127.134TS | 10886982306944 | 3.5MM VARIABLE ANGLE LOCKING SCREW/SLF-TPNG/STRDRV/34MM | Trauma | EA
02.127.136TS | 10886982306951 | 3.5MM VARIABLE ANGLE LOCKING SCREW/SLF-TPNG/STRDRV/36MM | Trauma | EA
02.127.138TS | 10886982306968 | 3.5MM VARIABLE ANGLE LOCKING SCREW/SLF-TPNG/STRDRV/38MM | Trauma | EA
42.231.244TS | 10886982306975 | 5.0MM VAL SCREW/OPTILINK(TM) SLF-TPNG/STRDRV/44MM/STER | Trauma | EA
42.231.246TS | 10886982306982 | 5.0MM VAL SCREW/OPTILINK(TM) SLF-TPNG/STRDRV/46MM/STER | Trauma | EA
42.231.248TS | 10886982306999 | 5.0MM VAL SCREW/OPTILINK(TM) SLF-TPNG/STRDRV/48MM/STER | Trauma | EA
42.231.250TS | 10886982307002 | 5.0MM VAL SCREW/OPTILINK(TM) SLF-TPNG/STRDRV/50MM/STER | Trauma | EA
42.231.255TS | 10886982307019 | 5.0MM VAL SCREW/OPTILINK(TM) SLF-TPNG/STRDRV/55MM/STER | Trauma | EA
42.231.260TS | 10886982307026 | 5.0MM VAL SCREW/OPTILINK(TM) SLF-TPNG/STRDRV/60MM/STER | Trauma | EA
42.231.265TS | 10886982307033 | 5.0MM VAL SCREW/OPTILINK(TM) SLF-TPNG/STRDRV/65MM/STER | Trauma | EA
42.231.270TS | 10886982307040 | 5.0MM VAL SCREW/OPTILINK(TM) SLF-TPNG/STRDRV/70MM/STER | Trauma | EA
42.231.275TS | 10886982307057 | 5.0MM VAL SCREW/OPTILINK(TM) SLF-TPNG/STRDRV/75MM/STER | Trauma | EA
42.231.280TS | 10886982307064 | 5.0MM VAL SCREW/OPTILINK(TM) SLF-TPNG/STRDRV/80MM/STER | Trauma | EA
42.231.285TS | 10886982307071 | 5.0MM VAL SCREW/OPTILINK(TM) SLF-TPNG/STRDRV/85MM/STER | Trauma | EA
42.231.290TS | 10886982307088 | 5.0MM VAL SCREW/OPTILINK(TM) SLF-TPNG/STRDRV/90MM/STER | Trauma | EA
42.231.295TS | 10886982307095 | 5.0MM VAL SCREW/OPTILINK(TM) SLF-TPNG/STRDRV/95MM/STER | Trauma | EA
42.231.300TS | 10886982307101 | 5.0MM VAL SCREW/OPTILINK(TM) SLF-TPNG/STRDRV/100MM/STER | Trauma | EA
02.127.140TS | 10886982307125 | 3.5MM VARIABLE ANGLE LOCKING SCREW/SLF-TPNG/STRDRV/40MM | Trauma | EA
02.127.142TS | 10886982307132 | 3.5MM VARIABLE ANGLE LOCKING SCREW/SLF-TPNG/STRDRV/42MM | Trauma | EA
02.127.144TS | 10886982307149 | 3.5MM VARIABLE ANGLE LOCKING SCREW/SLF-TPNG/STRDRV/44MM | Trauma | EA
02.127.146TS | 10886982307156 | 3.5MM VARIABLE ANGLE LOCKING SCREW/SLF-TPNG/STRDRV/46MM | Trauma | EA
02.127.148TS | 10886982307163 | 3.5MM VARIABLE ANGLE LOCKING SCREW/SLF-TPNG/STRDRV/48MM | Trauma | EA
02.127.150TS | 10886982307170 | 3.5MM VARIABLE ANGLE LOCKING SCREW/SLF-TPNG/STRDRV/50MM | Trauma | EA
02.127.152TS | 10886982307187 | 3.5MM VARIABLE ANGLE LOCKING SCREW/SLF-TPNG/STRDRV/52MM | Trauma | EA
02.127.154TS | 10886982307194 | 3.5MM VARIABLE ANGLE LOCKING SCREW/SLF-TPNG/STRDRV/54MM | Trauma | EA
02.127.156TS | 10886982307200 | 3.5MM VARIABLE ANGLE LOCKING SCREW/SLF-TPNG/STRDRV/56MM | Trauma | EA
02.127.158TS | 10886982307217 | 3.5MM VARIABLE ANGLE LOCKING SCREW/SLF-TPNG/STRDRV/58MM | Trauma | EA
02.127.160TS | 10886982307224 | 3.5MM VARIABLE ANGLE LOCKING SCREW/SLF-TPNG/STRDRV/60MM | Trauma | EA
02.127.165TS | 10886982307231 | 3.5MM VARIABLE ANGLE LOCKING SCREW/SLF-TPNG/STRDRV/65MM | Trauma | EA
02.127.170TS | 10886982307248 | 3.5MM VARIABLE ANGLE LOCKING SCREW/SLF-TPNG/STRDRV/70MM | Trauma | EA
02.127.175TS | 10886982307255 | 3.5MM VARIABLE ANGLE LOCKING SCREW/SLF-TPNG/STRDRV/75MM | Trauma | EA
02.127.180TS | 10886982307262 | 3.5MM VARIABLE ANGLE LOCKING SCREW/SLF-TPNG/STRDRV/80MM | Trauma | EA
SD398.950 | 10886982307309 | TERMITE FORCEPS 90MM LEFT HANDED | Trauma | EA
SD398.951 | 10886982307316 | STAGBEETLE FORCEPS 125MM LEFT HANDED | Trauma | EA
60.116.278 | 20886982307542 | LENGTH MARKER PUSH PIN/78MM FOR MODULAR GRAPHIC CASE SYS | Trauma | P5
60.116.282 | 20886982307559 | LENGTH MARKER PUSH PIN/82MM FOR MODULAR GRAPHIC CASE SYS | Trauma | P5
60.116.284 | 20886982307566 | LENGTH MARKER PUSH PIN/84MM FOR MODULAR GRAPHIC CASE SYS | Trauma | P5
60.116.286 | 20886982307573 | LENGTH MARKER PUSH PIN/86MM FOR MODULAR GRAPHIC CASE SYS | Trauma | P5
60.116.288 | 20886982307580 | LENGTH MARKER PUSH PIN/88MM FOR MODULAR GRAPHIC CASE SYS | Trauma | P5
60.116.300 | 20886982307597 | LENGTH MARKER PUSH PIN/100MM FOR MODULAR GRAPHIC CASE SYS | Trauma | P5
02.150.415S | 10886982307606 | 4.0MM SELF-DRILLING SCHANZ SCREW 15MM THRD/150MM/STERILE | Trauma | EA
02.150.420S | 10886982307613 | 4.0MM SELF-DRILLING SCHANZ SCREW 20MM THRD/150MM/STERILE | Trauma | EA
02.150.425S | 10886982307620 | 4.0MM SELF-DRILLING SCHANZ SCREW 25MM THRD/150MM/STERILE | Trauma | EA
02.150.430S | 10886982307637 | 4.0MM SELF-DRILLING SCHANZ SCREW 30MM THRD/150MM/STERILE | Trauma | EA
02.150.435S | 10886982307644 | 4.0MM SELF-DRILLING SCHANZ SCREW 35MM THRD/150MM/STERILE | Trauma | EA
02.150.440S | 10886982307651 | 4.0MM SELF-DRILLING SCHANZ SCREW 40MM THRD/150MM/STERILE | Trauma | EA
02.150.445S | 10886982307668 | 4.0MM SELF-DRILLING SCHANZ SCREW 45MM THRD/150MM/STERILE | Trauma | EA
02.150.450S | 10886982307675 | 4.0MM SELF-DRILLING SCHANZ SCREW 50MM THRD/150MM/STERILE | Trauma | EA
02.150.455S | 10886982307682 | 4.0MM SELF-DRILLING SCHANZ SCREW 55MM THRD/150MM/STERILE | Trauma | EA
02.150.460S | 10886982307699 | 4.0MM SELF-DRILLING SCHANZ SCREW 60MM THRD/150MM/STERILE | Trauma | EA
04.150.415S | 10886982307804 | 4.0MM TI SELF-DRILLING SCHANZ SCREW 15MM THRD/150MM/STERILE | Trauma | EA
04.150.420S | 10886982307811 | 4.0MM TI SELF-DRILLING SCHANZ SCREW 20MM THRD/150MM/STERILE | Trauma | EA
04.150.425S | 10886982307828 | 4.0MM TI SELF-DRILLING SCHANZ SCREW 25MM THRD/150MM/STERILE | Trauma | EA
04.150.430S | 10886982307835 | 4.0MM TI SELF-DRILLING SCHANZ SCREW 30MM THRD/150MM/STERILE | Trauma | EA
04.150.435S | 10886982307842 | 4.0MM TI SELF-DRILLING SCHANZ SCREW 35MM THRD/150MM/STERILE | Trauma | EA
04.150.440S | 10886982307859 | 4.0MM TI SELF-DRILLING SCHANZ SCREW 40MM THRD/150MM/STERILE | Trauma | EA
04.150.445S | 10886982307866 | 4.0MM TI SELF-DRILLING SCHANZ SCREW 45MM THRD/150MM/STERILE | Trauma | EA
04.150.450S | 10886982307873 | 4.0MM TI SELF-DRILLING SCHANZ SCREW 50MM THRD/150MM/STERILE | Trauma | EA
04.150.455S | 10886982307880 | 4.0MM TI SELF-DRILLING SCHANZ SCREW 55MM THRD/150MM/STERILE | Trauma | EA
04.150.460S | 10886982307897 | 4.0MM TI SELF-DRILLING SCHANZ SCREW 60MM THRD/150MM/STERILE | Trauma | EA
04.152.415S | 10886982307903 | 4.0MM TI BLUNTED POINT SCHANZ SCREW 15MM THRD/150MM/STERILE | Trauma | EA
04.152.445S | 10886982307965 | 4.0MM TI BLUNTED POINT SCHANZ SCREW 45MM THRD/150MM/STERILE | Trauma | EA
04.152.450S | 10886982307972 | 4.0MM TI BLUNTED POINT SCHANZ SCREW 50MM THRD/150MM/STERILE | Trauma | EA
04.152.455S | 10886982307989 | 4.0MM TI BLUNTED POINT SCHANZ SCREW 55MM THRD/150MM/STERILE | Trauma | EA
04.152.460S | 10886982307996 | 4.0MM TI BLUNTED POINT SCHANZ SCREW 60MM THRD/150MM/STERILE | Trauma | EA
04.170.530S | 10886982308009 | 5.0MM TI SELF-DRILLING SCHANZ SCREW 30MM THRD/175MM/STERILE | Trauma | EA
04.170.535S | 10886982308016 | 5.0MM TI SELF-DRILLING SCHANZ SCREW 35MM THRD/175MM/STERILE | Trauma | EA
04.170.540S | 10886982308023 | 5.0MM TI SELF-DRILLING SCHANZ SCREW 40MM THRD/175MM/STERILE | Trauma | EA
04.172.525S | 10886982308030 | 5.0MM TI BLUNTED POINT SCHANZ SCREW 25MM THRD/175MM/STERILE | Trauma | EA
04.170.525S | 10886982308078 | 5.0MM TI SELF-DRILLING SCHANZ SCREW 25MM THRD/175MM/STERILE | Trauma | EA
04.250.540S | 10886982308085 | 5.0MM TI SELF-DRILLING SCHANZ SCREW 40MM THRD/250MM/STERILE | Trauma | EA
04.250.555S | 10886982308092 | 5.0MM TI SELF-DRILLING SCHANZ SCREW 55MM THRD/250MM/STERILE | Trauma | EA
04.250.570S | 10886982308108 | 5.0MM TI SELF-DRILLING SCHANZ SCREW 70MM THRD/250MM/STERILE | Trauma | EA
04.250.585S | 10886982308115 | 5.0MM TI SELF-DRILLING SCHANZ SCREW 85MM THRD/250MM/STERILE | Trauma | EA
04.252.570S | 10886982308146 | 5.0MM TI BLUNTED POINT SCHANZ SCREW 70MM THRD/250MM/STERILE | Trauma | EA
04.252.585S | 10886982308153 | 5.0MM TI BLUNTED POINT SCHANZ SCREW 85MM THRD/250MM/STERILE | Trauma | EA
04.170.625S | 10886982308160 | 6.0MM TI SELF-DRILLING SCHANZ SCREW 25MM THRD/175MM/STERILE | Trauma | EA
04.170.630S | 10886982308177 | 6.0MM TI SELF-DRILLING SCHANZ SCREW 30MM THRD/175MM/STERILE | Trauma | EA
04.170.635S | 10886982308184 | 6.0MM TI SELF-DRILLING SCHANZ SCREW 35MM THRD/175MM/STERILE | Trauma | EA
04.170.640S | 10886982308191 | 6.0MM TI SELF-DRILLING SCHANZ SCREW 40MM THRD/175MM/STERILE | Trauma | EA
04.172.625S | 10886982308207 | 6.0MM TI BLUNTED POINT SCHANZ SCREW 25MM THRD/175MM/STERILE | Trauma | EA
04.172.630S | 10886982308214 | 6.0MM TI BLUNTED POINT SCHANZ SCREW 30MM THRD/175MM/STERILE | Trauma | EA
04.172.635S | 10886982308221 | 6.0MM TI BLUNTED POINT SCHANZ SCREW 35MM THRD/175MM/STERILE | Trauma | EA
04.250.640S | 10886982308245 | 6.0MM TI SELF-DRILLING SCHANZ SCREW 40MM THRD/250MM/STERILE | Trauma | EA
02.170.525S | 10886982308252 | 5.0MM SELF-DRILLING SCHANZ SCREW 25MM THRD/175MM/STERILE | Trauma | EA
02.170.530S | 10886982308269 | 5.0MM SELF-DRILLING SCHANZ SCREW 30MM THRD/175MM/STERILE | Trauma | EA
02.170.535S | 10886982308276 | 5.0MM SELF-DRILLING SCHANZ SCREW 35MM THRD/175MM/STERILE | Trauma | EA
02.170.540S | 10886982308283 | 5.0MM SELF-DRILLING SCHANZ SCREW 40MM THRD/175MM/STERILE | Trauma | EA
02.250.540S | 10886982308337 | 5.0MM SELF-DRILLING SCHANZ SCREW 40MM THRD/250MM/STERILE | Trauma | EA
02.250.555S | 10886982308344 | 5.0MM SELF-DRILLING SCHANZ SCREW 55MM THRD/250MM/STERILE | Trauma | EA
02.250.570S | 10886982308351 | 5.0MM SELF-DRILLING SCHANZ SCREW 70MM THRD/250MM/STERILE | Trauma | EA
02.250.585S | 10886982308368 | 5.0MM SELF-DRILLING SCHANZ SCREW 85MM THRD/250MM/STERILE | Trauma | EA
04.250.655S | 10886982308412 | 6.0MM TI SELF-DRILLING SCHANZ SCREW 55MM THRD/250MM/STERILE | Trauma | EA
04.250.670S | 10886982308429 | 6.0MM TI SELF-DRILLING SCHANZ SCREW 70MM THRD/250MM/STERILE | Trauma | EA
04.250.685S | 10886982308436 | 6.0MM TI SELF-DRILLING SCHANZ SCREW 85MM THRD/250MM/STERILE | Trauma | EA
04.252.640S | 10886982308443 | 6.0MM TI BLUNTED POINT SCHANZ SCREW 40MM THRD/250MM/STERILE | Trauma | EA
04.252.685S | 10886982308474 | 6.0MM TI BLUNTED POINT SCHANZ SCREW 85MM THRD/250MM/STERILE | Trauma | EA
02.170.625S | 10886982308481 | 6.0MM SELF-DRILLING SCHANZ SCREW 25MM THRD/175MM/STERILE | Trauma | EA
02.170.630S | 10886982308498 | 6.0MM SELF-DRILLING SCHANZ SCREW 30MM THRD/175MM/STERILE | Trauma | EA
02.170.635S | 10886982308504 | 6.0MM SELF-DRILLING SCHANZ SCREW 35MM THRD/175MM/STERILE | Trauma | EA
02.170.640S | 10886982308511 | 6.0MM SELF-DRILLING SCHANZ SCREW 40MM THRD/175MM/STERILE | Trauma | EA
02.250.640S | 10886982308566 | 6.0MM SELF-DRILLING SCHANZ SCREW 40MM THRD/250MM/STERILE | Trauma | EA
02.250.655S | 10886982308573 | 6.0MM SELF-DRILLING SCHANZ SCREW 55MM THRD/250MM/STERILE | Trauma | EA
02.250.670S | 10886982308580 | 6.0MM SELF-DRILLING SCHANZ SCREW 70MM THRD/250MM/STERILE | Trauma | EA
02.250.685S | 10886982308597 | 6.0MM SELF-DRILLING SCHANZ SCREW 85MM THRD/250MM/STERILE | Trauma | EA
03.211.454-15 |  | REDUCTION JOYSTICK/5.0MM | Trauma
03.211.455-15 |  | REDUCTION JOYSTICK/6.5MM | Trauma
03.312.002 | 10886982308641 | MAXFRAME(TM) 2.0 SOFTWARE | Trauma | EA
01.405.253S | 10886982308788 | RHR PROCEDURE SET W/ Ã22MM HD, Ã5.5MM STM,10(+3)MM HD HT,STER | Trauma | EA
01.405.000S | 10886982308672 | RADIAL HEAD REPLACEMENT SET STERILE | Trauma | EA
01.405.566S | 10886982308689 | RHR PROCEDURE SET W/ Ã25MM HD, Ã6.5MM STM,11(+6)MM HD HT,STER | Trauma | EA
01.405.580S | 10886982308696 | RHR PROCEDURE SET W/ Ã25MM HD, Ã8.5MM STM,11(+0)MM HD HT,STER | Trauma | EA
01.405.950S | 10886982308702 | RHR PROCEDURE SET W/ Ã19MM HD, Ã5.5MM STM,9(+0)MM HD HT,STER | Trauma | EA
01.405.960S | 10886982308719 | RHR PROCEDURE SET W/ Ã19MM HD, Ã6.5MM STM,9(+0)MM HD HT,STER | Trauma | EA
01.405.970S | 10886982308726 | RHR PROCEDURE SET W/ Ã19MM HD, Ã7.5MM STM,9(+0)MM HD HT,STER | Trauma | EA
01.405.263S | 10886982308733 | RHR PROCEDURE SET W/ Ã22MM HD, Ã6.5MM STM,10(+3)MM HD HT,STER | Trauma | EA
01.405.273S | 10886982308740 | RHR PROCEDURE SET W/ Ã22MM HD, Ã7.5MM STM,10(+3)MM HD HT,STER | Trauma | EA
01.405.283S | 10886982308757 | RHR PROCEDURE SET W/ Ã22MM HD, Ã8.5MM STM,10(+3)MM HD HT,STER | Trauma | EA
01.405.563S | 10886982308764 | RHR PROCEDURE SET W/ Ã25MM HD, Ã6.5MM STM,11(+3)MM HD HT,STER | Trauma | EA
01.405.573S | 10886982308771 | RHR PROCEDURE SET W/ Ã25MM HD, Ã7.5MM STM,11(+3)MM HD HT,STER | Trauma | EA
01.405.576S | 10886982308795 | RHR PROCEDURE SET W/ Ã25MM HD, Ã7.5MM STM,11(+6)MM HD HT,STER | Trauma | EA
01.405.586S | 10886982308801 | RHR PROCEDURE SET W/ Ã25MM HD, Ã8.5MM STM,11(+6)MM HD HT,STER | Trauma | EA
01.405.956S | 10886982308818 | RHR PROCEDURE SET W/ Ã19MM HD, Ã5.5MM STM,9(+6)MM HD HT,STER | Trauma | EA
01.405.966S | 10886982308825 | RHR PROCEDURE SET W/ Ã19MM HD, Ã6.5MM STM,9(+6)MM HD HT,STER | Trauma | EA
01.405.976S | 10886982308832 | RHR PROCEDURE SET W/ Ã19MM HD, Ã7.5MM STM,9(+6)MM HD HT,STER | Trauma | EA
01.405.256S | 10886982308849 | RHR PROCEDURE SET W/ Ã22MM HD, Ã5.5MM STM,10(+6)MM HD HT,STER | Trauma | EA
01.405.266S | 10886982308856 | RHR PROCEDURE SET W/ Ã22MM HD, Ã6.5MM STM,10(+6)MM HD HT,STER | Trauma | EA
01.405.286S | 10886982308863 | RHR PROCEDURE SET W/ Ã22MM HD, Ã8.5MM STM,10(+6)MM HD HT,STER | Trauma | EA
01.405.276S | 10886982308870 | RHR PROCEDURE SET W/ Ã22MM HD, Ã7.5MM STM,10(+6)MM HD HT,STER | Trauma | EA
01.405.250S | 10886982308887 | RHR PROCEDURE SET W/ Ã22MM HD, Ã5.5MM STM,10(+0)MM HD HT,STER | Trauma | EA
01.405.560S | 10886982308894 | RHR PROCEDURE SET W/ Ã25MM HD, Ã6.5MM STM,11(+0)MM HD HT,STER | Trauma | EA
01.405.270S | 10886982308900 | RHR PROCEDURE SET W/ Ã22MM HD, Ã7.5MM STM,10(+0)MM HD HT,STER | Trauma | EA
01.405.280S | 10886982308917 | RHR PROCEDURE SET W/ Ã22MM HD, Ã8.5MM STM,10(+0)MM HD HT,STER | Trauma | EA
01.405.260S | 10886982308924 | RHR PROCEDURE SET W/ Ã22MM HD, Ã6.5MM STM,10(+0)MM HD HT,STER | Trauma | EA
01.405.570S | 10886982308931 | RHR PROCEDURE SET W/ Ã25MM HD, Ã7.5MM STM,11(+0)MM HD HT,STER | Trauma | EA
01.405.583S | 10886982308948 | RHR PROCEDURE SET W/ Ã25MM HD, Ã8.5MM STM,11(+3)MM HD HT,STER | Trauma | EA
01.405.963S | 10886982308955 | RHR PROCEDURE SET W/ Ã19MM HD, Ã6.5MM STM,9(+3)MM HD HT,STER | Trauma | EA
01.405.953S | 10886982308962 | RHR PROCEDURE SET W/ Ã19MM HD, Ã5.5MM STM,9(+3)MM HD HT,STER | Trauma | EA
01.405.973S | 10886982308979 | RHR PROCEDURE SET W/ Ã19MM HD, Ã7.5MM STM,9(+3)MM HD HT,STER | Trauma | EA
01.226.042FE | 10886982309006 | 2.4MM HEADLESS COMPRESSION SCREW IMPLANT FE SET | Trauma | EA
01.226.044FE | 10886982309013 | 2.4MM HEADLESS COMPRESSION SCREW TI IMPLANT FE SET | Trauma | EA
01.211.219FE | 10886982309020 | 2.4MM VA-LCP FOREFOOT MIDFOOT SYSTEM FIELD EQUIPMENT SET | Trauma | EA
01.019.005FE | 10886982309037 | MULTILOC HUMERAL NAILS IMPLANT FE SET | Trauma | EA
01.107.009FE | 10886982309044 | 2.7MM/3.5MM TI VA-LCP ELBOW COMPACT FIELD EQUIPMENT SET | Trauma | EA
01.226.064FE | 10886982309051 | 3.0MM TI HEADLESS COMPRESSION SCREW TI IMPLANT FE SET | Trauma | EA
01.211.419FE | 10886982309068 | 2.4MM TI VA-LCP FOREFOOT MIDFOOT SYSTEM FE SET | Trauma | EA
01.211.220FE | 10886982309075 | 2.7MM VA-LCP FOREFOOT MIDFOOT SYSTEM FIELD EQUIPMENT SET | Trauma | EA
01.211.420FE | 10886982309082 | 2.7MM TI VA-LCP FOREFOOT MIDFOOT SYSTEM FE SET | Trauma | EA
01.226.062FE | 10886982309099 | 3.0MM HEADLESS COMPRESSION SCREW IMPLANT FE SET | Trauma | EA
01.107.009 | 10886982309105 | 2.7MM/3.5MM TI VA-LCP ELBOW COMPACT SET | Trauma | EA
01.333.030 | 10886982309198 | CCHS FLEX SMALL SET - STERILE | Trauma | EA
01.333.031 | 10886982309204 | CCHS FLEX LARGE SET - STERILE | Trauma | EA
304.454-15 |  | OFFSET BOLT RACK | Trauma
304.455-15 |  | SLOTTED BOLT RACK | Trauma
304.456-15 |  | CONNECTION BOLT RACK | Trauma
304.223-15 |  | 4.5MM CANNULATED SCREW SET GRAPHIC CASE SCREW RACK | Trauma
304.494-15 |  | 3.0MM TI CANNULATED SCREW SET GRAPHIC CASE SCREW RACK | Trauma
01.133.260 | 10886982309327 | USF VA LCP DISTAL FIBULA SET W/ 4.0 CRTX SCR & INSTR - SST | Trauma | EA
01.133.417S | 10886982309334 | USF VA LCP DISTAL FIBULA IMPLANT SET - TI - STERILE | Trauma | EA
01.133.261 | 10886982309341 | USF VA LCP DISTAL FIBULA CORE SET - SST | Trauma | EA
01.133.417 | 10886982309358 | USF VA LCP DISTAL FIBULA IMPLANT SET - TI | Trauma | EA
01.133.460 | 10886982309365 | USF VA LCP DISTAL FIBULA SET W/ 4.0 CRTX SCR & INSTR - TI | Trauma | EA
01.133.461 | 10886982309372 | USF VA LCP DISTAL FIBULA CORE SET - TI | Trauma | EA
01.133.462 | 10886982309389 | 2.7/3.5/4.0MM SCREW SET FOR VA LCP DISTAL FIBULA - TI | Trauma | EA
CONHCSSM | 10886982309457 | DEPUY SYNTHES PRO-PAK HEADLESS CANN SCREW - SM | Trauma | EA
CONQIS | 10886982309464 | DEPUY SYNTHES PRO-PAK QUICK INSERTION SCREW | Trauma | EA
CONCCISTD4 | 10886982309396 | DEPUY SYNTHES PRO-PAK CCI - SPEED IMPLANT, STD 4 | Trauma | EA
CONCNDHDLG | 10886982309402 | DEPUY SYNTHES PRO-PAK HEADED CANNULATED SCREWS - LG | Trauma | EA
CONCCHSSM | 10886982309419 | DEPUY SYNTHES PRO-PAK CCH SCREWS - SM | Trauma | EA
CONHANDVA | 10886982309426 | DEPUY SYNTHES PRO-PAK HAND - VA - SYNDESMOSIS REPAIR | Trauma | EA
CONHCSONE | 10886982309433 | DEPUY SYNTHES PRO-PAK HEADLESS CANN SCREW - 1.5MM | Trauma | EA
CONHCSLG | 10886982309440 | DEPUY SYNTHES PRO-PAK HEADLESS CANN SCREW - LG | Trauma | EA
CONCNDHDMD | 10886982309471 | DEPUY SYNTHES PRO-PAK HEADED CANNULATED SCREWS - MD | Trauma | EA
CONCCHSLG | 10886982309488 | DEPUY SYNTHES PRO-PAK CCH SCREWS - LG | Trauma | EA
CONCNDHDSM | 10886982309495 | DEPUY SYNTHES PRO-PAK HEADED CANNULATED SCREWS - SM | Trauma | EA
CONFIBLCPSR | 10886982309501 | DEPUY SYNTHES PRO-PAK FIBULA LCP -SYNDESMOSIS REPAIR | Trauma | EA
CONFIBOTTSR | 10886982309518 | DEPUY SYNTHES PRO-PAK FIBULA ONE-THIRD TUBULAR - SR | Trauma | EA
CONCCIHTOE | 10886982309525 | DEPUY SYNTHES PRO-PAK CCI - HAMMERTOE | Trauma | EA
CONFIBVASR | 10886982309532 | DEPUY SYNTHES PRO-PAK FIBULA VA - SYNDESMOSIS REPAIR | Trauma | EA
05.001.601 | 10886982309549 | UNIUM(TM) MODULAR HANDPIECE | Trauma | EA
05.001.602 | 10886982309556 | UNIUM(TM) POWER UNIT | Trauma | EA
05.001.603 | 10886982309563 | UNIUM(TM) STERILE COVER | Trauma | EA
05.001.604 | 10886982309570 | UNIUM(TM) ADAPTER FOR UBC II | Trauma | EA
05.001.611 | 10886982309587 | UNIUM(TM) RECIPROCATING SAW HANDPIECE | Trauma | EA
05.001.612 | 10886982309594 | UNIUM(TM) TOP FOR STERNUM FOR RECIP SAW HANDPIECE | Trauma | EA
05.001.188 | 10886982309600 | QC FOR KIRSCHNER WIRES Ã 0.6 TO 3.2 MM, UNIUM(TM) | Trauma | EA
05.001.257 | 10886982309617 | AO/ASIF QC FOR REAMING, SBD II / UNIUM(TM) | Trauma | EA
05.001.258 | 10886982309624 | HUDSON QC FOR REAMING, SBD II / UNIUM(TM) | Trauma | EA
05.001.259 | 10886982309631 | TRINKLE QUICK COUPLING, SBD II / UNIUM(TM) | Trauma | EA
05.001.260 | 10886982309648 | TRINKLE QUICK COUPLING, MODIFIED, SBD II / UNIUM(TM) | Trauma | EA
68.001.650 | 10886982309655 | WASHING & STERILIZATION BASKET 1/1 UNIUM(TM) MODULAR | Trauma | EA
68.001.651 | 10886982309662 | WASHING & STERILIZATION BASKET 1/2 UNIUM(TM) RECIPROCATING | Trauma | EA
68.001.653 | 10886982309679 | LID, WASHING & STERILIZATION BASKET 1/1 | Trauma | EA
68.001.654 | 10886982309686 | INSERT TRAY, WASHING BASKET UNIUM(TM) | Trauma | EA
68.001.652 | 10886982309693 | LID, WASHING & STERILIZATION BASKETÂ 1/2 | Trauma | EA
03.404.037-15 |  | GRAFT COMPRESSOR FOR RIA 2 GRAFT FILTER | Trauma
03.404.038-15 |  | REAMER HEAD REMOVAL TOOL FOR RIA 2 | Trauma
01.133.260E | 10886982309709 | USF VA LCP DISTAL FIB EVAL SET W/ 4.0 CRTX SCR & INSTR - SST | Trauma | EA
01.133.417E | 10886982309730 | USF VA LCP DISTAL FIBULA IMPLANT EVAL SET - TI | Trauma | EA
01.133.261E | 10886982309716 | USF VA LCP DISTAL FIBULA CORE EVAL SET - SST | Trauma | EA
01.133.462E | 10886982309747 | 2.7/3.5/4.0MM SCREW EVAL SET FOR VA LCP DISTAL FIBULA - TI | Trauma | EA
01.133.461E | 10886982309723 | USF VA LCP DISTAL FIBULA CORE EVAL SET - TI | Trauma | EA
01.133.460E | 10886982309754 | USF VA LCP DISTAL FIB EVAL SET W/ 4.0 CRTX SCR & INSTR - TI | Trauma | EA
03.130.010.V | 10886982310217 | STARDRIVE SCRWDRVR SHFT/T4 50MM/SELF-RETAINING/HXC | Trauma | EA
03.130.215.V | 10886982310224 | COUNTERSINK FOR 1.3MM/1.5MM AND 2.0MM SCREWS | Trauma | EA
01.133.403 | 10886982310279 | TI UNIVERSAL SMALL FRAGMENT CORE SET WITH SCREWS | Trauma | EA
01.133.203 | 10886982310286 | UNIVERSAL SMALL FRAGMENT CORE SET WITH SCREWS | Trauma | EA
01.137.008FE | 10886982310293 | PATELLA INSTRUMENT SET FIELD EQUIPMENT | Trauma | EA
01.137.008 | 10886982310309 | PATELLA INSTRUMENT SET | Trauma | EA
CONPATANT | 10886982310316 | DEPUY SYNTHES PRO-PAKÂ® PATELLA - ANTERIOR | Trauma | EA
01.133.270E | 10886982310439 | UNIVERSAL SF VA LCP CLAVICLE IMPLANT SET EVAL | Trauma | EA
01.133.031E | 10886982310323 | UNIVERSAL SF VA LCP HOOK TEMPLATE SET EVAL | Trauma | EA
01.133.471E | 10886982310330 | TI UNIVERSAL SF VA LCP HOOK IMPLANT SET EVAL | Trauma | EA
01.133.271E | 10886982310347 | UNIVERSAL SF VA LCP HOOK IMPLANT SET EVAL | Trauma | EA
01.133.470E | 10886982310354 | TI UNIVERSAL SF VA LCP CLAVICLE IMPLANT SET EVAL | Trauma | EA
01.133.030E | 10886982310361 | UNIVERSAL SF VA LCP CLAVICLE TEMPLATE SET EVAL | Trauma | EA
01.133.272E | 10886982310750 | UNIVERSAL SF PROXIMAL HUMERUS PHILOS SET EVAL | Trauma | EA
01.133.473E | 10886982310392 | TI UNIVERSAL SF VA LCP CLAVICLE FULL SET EVAL | Trauma | EA
01.133.472E | 10886982310408 | TI UNIVERSAL SF PROX HUMERUS PHILOS SET EVAL | Trauma | EA
01.133.476E | 10886982310415 | TI UNIVERSAL SF PROX HUMERUS PHILOS & PERIARTIC SET EVAL | Trauma | EA
01.133.276E | 10886982310422 | UNIVERSAL SF PROXIMAL HUMERUS PHILOS & PERIARTIC SET EVAL | Trauma | EA
01.133.270 | 10886982310446 | UNIVERSAL SF VA LCP CLAVICLE IMPLANT SET | Trauma | EA
01.133.032E | 10886982310453 | UNIVERSAL SF VA LCP CLAVICLE INSTRUMENT SET EVAL | Trauma | EA
01.133.470 | 10886982310460 | TI UNIVERSAL SF VA LCP CLAVICLE IMPLANT SET | Trauma | EA
01.133.471 | 10886982310477 | TI UNIVERSAL SF VA LCP HOOK IMPLANT SET | Trauma | EA
01.133.270S | 10886982310484 | UNIVERSAL SF VA LCP CLAVICLE IMPLANT SET STERILE | Trauma | EA
01.133.030 | 10886982310491 | UNIVERSAL SF VA LCP CLAVICLE TEMPLATE SET | Trauma | EA
01.133.271 | 10886982310507 | UNIVERSAL SF VA LCP HOOK IMPLANT SET | Trauma | EA
01.133.470S | 10886982310514 | TI UNIVERSAL SF VA LCP CLAVICLE IMPLANT SET STERILE | Trauma | EA
01.133.031 | 10886982310521 | UNIVERSAL SF VA LCP HOOK TEMPLATE SET | Trauma | EA
01.133.273E | 10886982310538 | UNIVERSAL SF VA LCP CLAVICLE FULL SET EVAL | Trauma | EA
01.133.271S | 10886982310545 | UNIVERSAL SF VA LCP HOOK IMPLANT SET STERILE | Trauma | EA
01.133.272 | 10886982310552 | UNIVERSAL SF PHILOS SHOULDER SET | Trauma | EA
01.133.471S | 10886982310569 | TI UNIVERSAL SF VA LCP HOOK IMPLANT SET STERILE | Trauma | EA
01.133.472 | 10886982310576 | TI UNIVERSAL SF PHILOS SHOULDER SET | Trauma | EA
01.133.032 | 10886982310583 | UNIVERSAL SF VA LCP CLAVICLE INSTRUMENT SET | Trauma | EA
01.133.276 | 10886982310590 | UNIVERSAL SF PERIARTICULAR SHOULDER SET | Trauma | EA
01.133.476 | 10886982310606 | TI UNIVERSAL SF PERIARTICULAR SHOULDER SET | Trauma | EA
01.133.273 | 10886982310613 | UNIVERSAL SF VA LCP CLAVICLE FULL SET | Trauma | EA
01.133.473 | 10886982310620 | TI UNIVERSAL SF VA LCP CLAVICLE FULL SET | Trauma | EA
01.133.274 | 10886982310637 | UNIVERSAL SF VA LCP CLAVICLE SET STERILE NO SCREWS | Trauma | EA
01.133.474 | 10886982310644 | TI UNIVERSAL SF VA LCP CLAVICLE SET STERILE NO SCREWS | Trauma | EA
01.133.475 | 10886982310651 | TI UNIV SF VA LCP CLAVICLE PLATE AND INSTR SET NO SCREWS | Trauma | EA
01.133.275 | 10886982310668 | UNIVERSAL SF VA LCP CLAVICLE PLATE AND INSTR SET NO SCREWS | Trauma | EA
01.045.004 | 10886982310675 | RFN-ADVANCED INSTRUMENT SET | Trauma | EA
01.045.005FE | 10886982310682 | LCKNG ATTACHMENT WASHER INSTR SET FOR RFNA / FE | Trauma | EA
SD03.033.001 | 10886982310699 | PERCUTANEOUS INSERTION HANDLE FRN | Trauma | EA
01.043.001FE | 10886982310705 | TN-ADVANCED INSTRUMENT SET INFRAPATELLAR/PARAPATELLAR/FE | Trauma | EA
01.043.002FE | 10886982310712 | TN-ADVANCED INSTRUMENT SET INFRAPATELLAR/SUPRAPATELLAR/FE | Trauma | EA
01.045.003FE | 10886982310729 | ADVANCED NAIL BASE INSTR SET OPTIONAL/POWER INSTRUMENT / FE | Trauma | EA
01.043.003FE | 10886982310736 | TN-ADVANCED INSTRUMENT SET INFRAPATELLAR / FE | Trauma | EA
01.045.004FE | 10886982310743 | RFN-ADVANCED INSTRUMENT SET FIELD EQUIPMENT | Trauma | EA
01.045.002FE | 10886982310767 | ADVANCED NAIL BASE INSTR SET OPENING AND INSERTION INSTR/FE | Trauma | EA
01.233.000FE | 10886982310774 | RFN-ADVANCED W/ LAW INSTRUMENT SET / FE | Trauma | EA
01.045.001FE | 10886982310781 | ADVANCED NAIL BASE INSTR SET LOCKING INSTRUMENTS / FE | Trauma | EA
01.045.030FE | 10886982310798 | ADVANCED NAIL SYSTEM LAW SCREW FIELD EQUIPMENT SET | Trauma | EA
01.037.070FE | 10886982310811 | TFN-ADVANCED INSTRUMENT SET FIELD EQUIPMENT | Trauma | EA
01.045.016FE | 10886982310828 | TFN-ADVANCED INSTRUMENT SET REMOVAL / FE | Trauma | EA
01.045.014FE | 10886982310835 | TFN-ADVANCED INSTRUMENT SET OPTIONAL INSTRUMENTS/FE | Trauma | EA
CONCLAVVANOLK | 10886982310842 | DEPUY SYNTHES PRO-PAK CLAVICLE-VA-NON-LOCKING | Trauma | EA
CONCLAVVALK | 10886982310859 | DEPUY SYNTHES PRO-PAK CLAVICLE-VA-LOCKING | Trauma | EA
CONCLAVVAHK | 10886982310866 | DEPUY SYNTHES PRO-PAK CLAVICLE-VA-HOOK | Trauma | EA
02.164.000S | 10886982310897 | 3.5MM INTRAPELVIC ACET PLATE LARGE RIGHT STANDARD STERILE | Trauma | EA
02.164.001S | 10886982310903 | 3.5MM INTRAPELVIC ACET PLATE LARGE RIGHT EXTENDED STERILE | Trauma | EA
02.164.002S | 10886982310910 | 3.5MM INTRAPELVIC ACET PLATE LARGE LEFT STANDARD STERILE | Trauma | EA
02.164.003S | 10886982310927 | 3.5MM INTRAPELVIC ACET PLATE LARGE LEFT EXTENDED STERILE | Trauma | EA
02.164.004S | 10886982310934 | 3.5MM INTRAPELVIC ACET PLATE SMALL RIGHT STANDARD STERILE | Trauma | EA
02.164.005S | 10886982310941 | 3.5MM INTRAPELVIC ACET PLATE SMALL RIGHT EXTENDED STERILE | Trauma | EA
02.164.006S | 10886982310958 | 3.5MM INTRAPELVIC ACET PLATE SMALL LEFT STANDARD STERILE | Trauma | EA
02.164.007S | 10886982310965 | 3.5MM INTRAPELVIC ACET PLATE SMALL LEFT EXTENDED STERILE | Trauma | EA
03.164.008 | 10886982310972 | RADIOLUCENT PELVIC RETRACTOR FOR SUPERIOR PUBIC RAMUS | Trauma | EA
03.164.010 | 10886982310989 | RADIOLUCENT PELVIC RETRACTOR FOR QUADRILATERAL SURFACE | Trauma | EA
03.164.000 | 10886982310996 | SIZING TRIAL F/ 3.5MM INTRAPEL ACET PL LARGE RIGHT STANDARD | Trauma | EA
03.164.002 | 10886982311009 | SIZING TRIAL F/ 3.5MM INTRAPEL ACET PL LARGE LEFT STANDARD | Trauma | EA
03.164.004 | 10886982311016 | SIZING TRIAL F/ 3.5MM INTRAPEL ACET PL SMALL RIGHT STANDARD | Trauma | EA
03.164.006 | 10886982311023 | SIZING TRIAL F/ 3.5MM INTRAPEL ACET PL SMALL LEFT STANDARD | Trauma | EA
03.164.017 | 10886982311030 | PLATE HOLDER ANGLED | Trauma | EA
03.164.018 | 10886982311047 | PROTECTION SLEEVE FOR SCREWS 3.5MM W SPHERICAL HEAD SLOTTED | Trauma | EA
03.164.022 | 10886982311054 | DRILL SLEEVE Ã2.5MM FOR PROT SL 03.164.018/03.164.019 | Trauma | EA
03.164.023 | 10886982311061 | DRILL SLEEVE Ã3.5MM FOR PROT SL 03.164.018/03.164.019 | Trauma | EA
03.164.025 | 10886982311078 | SCREWDRIVER SHAFT STARDRIVEÂ® 3.5 T15 LENGTH 300 MM FOR QC | Trauma | EA
03.164.026 | 10886982311085 | SCREWDRIVER HEXAGONAL 2.5MM SELF-HOLDING L 365MM | Trauma | EA
03.164.027 | 10886982311092 | SCREWDRIVER STARDRIVEÂ® 3.5 T15 LENGTH 365 MM | Trauma | EA
03.164.019 | 10886982311108 | PROTECTION SLEEVE FOR SCREWS 3.5MM WITH TEETH | Trauma | EA
03.164.024 | 10886982311115 | SCREWDRIVER SHAFT HEX 2.5MM SELF-HOLD L 300MM FOR QC | Trauma | EA
03.164.011 | 10886982311122 | BALL SPIKE ANGLED 30Â° WITH POINTED BALL TIPS Ã6.5MM | Trauma | EA
03.164.012 | 10886982311139 | BALL SPIKE ANGLED 15Â° WITH POINTED BALL TIPS Ã6.5MM | Trauma | EA
03.164.013 | 10886982311146 | PELVIC RED FORCEPS ANGLED WITH MULTI SPIKED BALL TIPS Ã6.5MM | Trauma | EA
03.164.014 | 10886982311153 | RED FORCEPS LARGE WITH POINTS RATCHET LOCK ASYM LEFT | Trauma | EA
03.164.015 | 10886982311160 | RED FORCEPS LARGE WITH POINTS RATCHET LOCK ASYM RIGHT | Trauma | EA
03.164.016 | 10886982311177 | RED FORCEPS LARGE WITH POINTS RATCHET LOCK STR TINES | Trauma | EA
03.164.009 | 10886982311184 | RADIOLUCENT PELVIC RETRACTOR FOR ILIAC FOSSA | Trauma | EA
03.164.020 | 10886982311191 | DRILL BIT Ã2.5MM QC L 400 MM CALIBR UP TO 120 MM | Trauma | EA
03.164.021 | 10886982311207 | DRILL BIT Ã3.5MM QC LENGTH 380 MM | Trauma | EA
03.164.028 | 10886982311214 | DEPTH GAUGE F PROT SLEEVE MEASURING RANGE UP TO 120 MM | Trauma | EA
03.164.029 | 10886982311221 | TEMPORARY FIXATION WIRE Ã2.5MM LENGTH 220MM | Trauma | EA
03.164.030 | 10886982311238 | TEMPORARY FIXATION WIRE Ã2.5MM LENGTH 150MM | Trauma | EA
60.164.000 | 10886982311245 | ACETABULUM TRAY FOR 3.5MM CORTEX SCREW INSERTION INSTR | Trauma | EA
60.164.001 | 10886982311252 | ACETABULUM TRAY FOR BENDING INSTRUMENTS | Trauma | EA
60.164.002 | 10886982311269 | ACETABULUM TRAY FOR SIZING TRIALS AND PL INSERTION INSTR | Trauma | EA
60.164.003 | 10886982311276 | ACETABULUM TRAY FOR RETRACTORS | Trauma | EA
60.164.004 | 10886982311283 | ACETABULUM TRAY FOR REDUCTION INSTRUMENTS | Trauma | EA
01.045.034 | 10886982311290 | MONOBLOC FLEXIBLE REAMER STANDARD EFFICIENCY SET | Trauma | EA
01.045.038 | 10886982311306 | MONOBLOC FLEXIBLE REAMER FULL STANDARD SET | Trauma | EA
01.045.039 | 10886982311313 | MONOBLOC FLEXIBLE REAMER FULL LONG SET | Trauma | EA
01.045.039FE | 10886982311320 | MONOBLOC FLEXIBLE REAMER FULL LONG FE SET | Trauma | EA
01.045.035 | 10886982311337 | MONOBLOC FLEXIBLE REAMER LONG EFFICIENCY SET | Trauma | EA
01.045.036 | 10886982311344 | MONOBLOC FLEXIBLE REAMER STANDARD OUTLIER SET | Trauma | EA
01.045.034FE | 10886982311351 | MONOBLOC FLEXIBLE REAMER STANDARD EFFICIENCY FE SET | Trauma | EA
01.045.037 | 10886982311368 | MONOBLOC FLEXIBLE REAMER LONG OUTLIER SET | Trauma | EA
01.045.035FE | 10886982311375 | MONOBLOC FLEXIBLE REAMER LONG EFFICIENCY FE SET | Trauma | EA
01.045.036FE | 10886982311382 | MONOBLOC FLEXIBLE REAMER STANDARD OUTLIER FE SET | Trauma | EA
01.045.037FE | 10886982311399 | MONOBLOC FLEXIBLE REAMER LONG OUTLIER FE SET | Trauma | EA
01.045.038FE | 10886982311412 | MONOBLOC FLEXIBLE REAMER FULL STANDARD FE SET | Trauma | EA
CD900.500S | 10886982311450 | CUSTOM GRAFT CAGE | Trauma | EA
CD900.501S | 10886982311467 | CUSTOM GRAFT CAGE | Trauma | EA
CD900.502S | 10886982311474 | CUSTOM GRAFT CAGE | Trauma | EA
CD04.033.153 | 10886982311481 | CUSTOM KNEE FUSION NAIL | Trauma | EA
SD391.930 | 10886982311528 | HOUSING ASSEMBLY K-WIRE CUTTER | Trauma | EA
SD391.931 | 10886982311535 | TIGHTENING CAP ASSEMBLY K-WIRE CUTTER | Trauma | EA
SD391.932 | 10886982311542 | INNER TUBE ASSEMBLY K-WIRE CUTTER | Trauma | EA
SD391.933 | 10886982311559 | OUTER TUBE ASSEMBLY K-WIRE CUTTER | Trauma | EA
SD328.040 | 10886982311597 | 2.4MM LCP INSERTION HANDLE | Trauma | EA
SD302.003 | 10886982311603 | FISTULA SCISSORS | Trauma | EA
SD02.207.003 | 10886982311658 | 2.8MM GUIDE WIRE, TROCAR POINT 550MM | Trauma | EA
SD292.690 | 10886982311665 | 3.2MM GUIDE WIRE/ TROCAR POINT 400MM | Trauma | EA
105.04ACL | 10886982311672 | 4.5MM CANNULATED SCREW INSTRUMENT & IMPLANT SET | Trauma | EA
105.100ACL | 10886982311689 | MODULAR FOOT SYSTEM INSTRUMENT & IMPLANT SET | Trauma | EA
105.135ACL | 10886982311696 | 4.0MM CANNULATED SCREW INSTRUMENT AND IMPLANT SET | Trauma | EA
105.190ACL | 10886982311702 | 6.5MM/7.MM CANNULATED SCREW INSTRUMENT AND IMPLANT SET | Trauma | EA
105.839ACL | 10886982311719 | DHSÂ® ONE-STEP BASIC SET WITH SELF-TAPPING SCREWS | Trauma | EA
115.400ACL | 10886982311726 | LRG FRAG LCP(TM) INSTR & IMPL W/4.0 & 5.0MM LOCKING SCR | Trauma | EA
115.720ACL | 10886982311733 | LARGE EXTERNAL FIXATOR SET W/ SELF-DRILLING SCHANZ SCREWS | Trauma | EA
115.755ACL | 10886982311740 | SMALL EXTERNAL FIXATOR SET W/SLF-DRLG SCHANZ SCREWS | Trauma | EA
01.104.010ACL | 10886982311757 | 3.5MM LCP(TM) EXTRA-ARTICULAR DISTAL HUMERUS PLATE SET | Trauma | EA
01.106.902ACL | 10886982311764 | LCPÂ® METAPHYSEAL PLATE SET | Trauma | EA
01.107.002ACL | 10886982311771 | 2.7MM/3.5MM VA-LCP ELBOW INSTR AND IMPLANT SET | Trauma | EA
01.111.120ACL | 10886982311788 | LCP MODULAR MINI FRAGMENT INSTRUMENT AND IMPLANT SET | Trauma | EA
01.111.478ACL | 10886982311795 | 2.4MM VA-LCP DISTAL RADIUS SYSTEM SET | Trauma | EA
01.111.480ACL | 10886982311801 | 2.4MM VA-LCP NARROW 2-COLUMN VOLAR DISTAL RADIUS PLATE SET | Trauma | EA
01.112.042ACL | 10886982311818 | 2.7MM/3.5MM LCP LATERAL DISTAL FIBULA PLATE SET | Trauma | EA
115.985ACL | 10886982311825 | MINI EXTERNAL FIXATOR INSTR & IMPLANT SET | Trauma | EA
150.060ACL | 10886982311832 | FLEXIBLE REAMER SET FOR IM NAILS | Trauma | EA
01.001.300ACL | 10886982311849 | HUMERAL NAIL-EX INSTRUMENT AND TI IMPLANT SET | Trauma | EA
01.112.077ACL | 10886982311856 | 2.7MM/3.5MM LCP DISTAL FIBULA PL INSTRUMENT AND IMPLANT SET | Trauma | EA
01.004.304ACL | 10886982311863 | TIBIAL NAIL-EX IMPLANT SET | Trauma | EA
01.004.305ACL | 10886982311870 | SUPRAPATELLAR INSTRUMENT SET FOR TIBIA NAIL-EX | Trauma | EA
01.004.306ACL | 10886982311887 | FLEXIBLE REAMER SET/LONG FOR IM NAILS | Trauma | EA
01.112.200ACL | 10886982311894 | SUP/SUP-ANT/ANT CLAVICLE PLATE INSTR/IMPL SET | Trauma | EA
01.013.304ACL | 10886982311900 | RETROGRADE/ANTEGRADE FEMORAL NAIL-EX TI IMPLANT SET | Trauma | EA
01.019.004ACL | 10886982311917 | MULTILOC PROXIMAL HUMERAL NAIL INSTRUMENT SET | Trauma | EA
01.019.005ACL | 10886982311924 | MULTILOC HUMERAL NAILS - IMPLANT SET | Trauma | EA
01.116.039ACL | 10886982311931 | RAFN-EX OPENING INSTR SET COMPLETE | Trauma | EA
01.019.007ACL | 10886982311948 | MULTILOC HUMERAL NAIL-LONG INSTRUMENT SET | Trauma | EA
01.031.002ACL | 10886982311955 | ADOLESCENT LAT ENTRY FEMORAL NAIL-EX SYSTEM IMPLANT SET | Trauma | EA
01.116.040ACL | 10886982311962 | TIBIA-EX OPENING INSTR SET COMPLETE | Trauma | EA
01.037.000ACL | 10886982311979 | TFNA STANDARD SET | Trauma | EA
01.037.002ACL | 10886982311986 | TFNA IMPLANT SET | Trauma | EA
01.100.002ACL | 10886982311993 | 3.5MM LOW PROFILE PELVIC SYS IMPLANT SET | Trauma | EA
01.116.047ACL | 10886982312006 | TIBIA-EX INSERTION INSTR SET COMPLETE | Trauma | EA
01.100.003ACL | 10886982312013 | 3.5MM LOW PROFILE PELVIC SYS REDUCTION INSTRUMENT SET | Trauma | EA
01.100.004ACL | 10886982312020 | 3.5MM LOW PROFILE PELVIC SYS RETRACTOR SET | Trauma | EA
01.100.013ACL | 10886982312037 | 3.5MM LOW PROFILE PELVIC SYS INSTRUMENT SET | Trauma | EA
01.116.049ACL | 10886982312044 | EX NAILS LOCKING INSTR SET COMPLETE | Trauma | EA
01.100.022ACL | 10886982312051 | 3.5MM WIDE ANGLE LOW PROFILE RECONSTRUCTION PLATE TRAY | Trauma | EA
01.100.122ACL | 10886982312068 | 3.5MM LOW PROFILE PELVIC SYS SCREW RACK F/LOCKING SCREWS | Trauma | EA
01.118.012ACL | 10886982312075 | 2.7MM/3.5MM VA-LCP ANKLE TRAUMA INSTR & IMPLANT SET | Trauma | EA
01.120.442ACL | 10886982312082 | 3.5MM LCP(TM) MEDIAL PROXIMAL TIBIA PLATE IMPLANT SET | Trauma | EA
01.123.002ACL | 10886982312099 | 3.5MM LCP PERIARTICULAR PROX HUMERUS PLATE SET | Trauma | EA
01.127.001ACL | 10886982312105 | 3.5MM VA-LCP PROX TIBIA IMPLANT AND INSTRUMENT SET | Trauma | EA
01.127.004ACL | 10886982312112 | 3.5MM VA-LCP PROX TIBIA PLATE AIMING INSTRUMENT SET | Trauma | EA
01.131.100ACL | 10886982312129 | VA LOCKING HAND INSTRUMENT & IMPLANT SET - STANDARD | Trauma | EA
01.211.220ACL | 10886982312136 | 2.7MM VA-LCP FOREFOOT MIDFOOT SYSTEM SET | Trauma | EA
01.212.006ACL | 10886982312143 | SM FRAG LCP INSTR/IMPL SET W/3.5MM HEXDRIVE CORTEX SCREWS | Trauma | EA
01.221.010ACL | 10886982312150 | ORTHOPAEDIC CABLE INSTRUMENT SET W/PISTOL GRIP TENSIONER | Trauma | EA
01.231.015ACL | 10886982312167 | 4.5MM VA-LCP CURVED CONDYLAR PLATE SET | Trauma | EA
01.231.016ACL | 10886982312174 | 4.5MM VA-LCP CURVED CONDYLAR AIMING INSTRUMENT SET | Trauma | EA
01.231.017ACL | 10886982312181 | 4.5MM VA-LCP INSTRUMENT AND SCREW SET | Trauma | EA
01.302.602ACL | 10886982312198 | MEDIUM EXTERNAL FIXATOR SET W/ SELF-DRILLING SCHANZ SCREWS | Trauma | EA
01.333.003ACL | 10886982312204 | CCHS FLEX LARGE SET | Trauma | EA
CONCLAVVALCK | 10886982312228 | DEPUY SYNTHES PRO-PAK CLAVICLE-VA-LOCKING | Trauma | EA
CONCLAVVANOLCK | 10886982312235 | DEPUY SYNTHES PRO-PAK CLAVICLE-VA-NON-LOCKING | Trauma | EA
02.112.095S-15 |  | 3.5MM LCP SUP CLAVICLE PLATE W/LAT EXTN/8H/LT/130MM-STER | Trauma
02.112.094S-15 |  | 3.5MM LCP SUP CLAVICLE PLATE W/LAT EXTN/8H/RT/130MM-STER | Trauma
02.112.093S-15 |  | 3.5MM LCP SUP CLAVICLE PLATE W/LAT EXTN/7H/LT/120MM-STER | Trauma
02.112.092S-15 |  | 3.5MM LCP SUP CLAVICLE PLATE W/LAT EXTN/7H/RT/120MM-STER | Trauma
02.112.091S-15 |  | 3.5MM LCP SUP CLAVICLE PLATE W/LAT EXTN/6H/LT/105MM-STER | Trauma
04.112.090S-15 |  | 3.5MM TI LCP SUP CLAV PLATE W/LAT EXTN/6H/RT/105MM-STER | Trauma
04.112.085S-15 |  | 3.5MM TI LCP SUPERIOR CLAVICLE PLATE/8H/LEFT/115MM-STERILE | Trauma
04.112.091S-15 |  | 3.5MM TI LCP SUP CLAV PLATE W/LAT EXTN/6H/LT/105MM-STER | Trauma
04.112.092S-15 |  | 3.5MM TI LCP SUP CLAV PLATE W/LAT EXTN/7H/RT/120MM-STER | Trauma
04.112.093S-15 |  | 3.5MM TI LCP SUP CLAV PLATE W/LAT EXTN/7H/LT/120MM-STER | Trauma
04.112.094S-15 |  | 3.5MM TI LCP SUP CLAV PLATE W/LAT EXTN/8H/RT/130MM-STER | Trauma
04.112.095S-15 |  | 3.5MM TI LCP SUP CLAV PLATE W/LAT EXTN/8H/LT/130MM-STER | Trauma
02.112.040S-15 |  | 3.5MM LCP MEDL ANT CLAVICLE PL 6 HOLE/79MM-STERILE | Trauma
02.112.041S-15 |  | 3.5MM LCP MEDL ANT CLAVICLE PL 7 HOLE/91MM-STERILE | Trauma
02.112.042S-15 |  | 3.5MM LCP MEDL ANT CLAVICLE PL 8 HOLE/102MM-STERILE | Trauma
02.112.045S-15 |  | 2.7MM/3.5MM VA-LCP LAT ANT CLAVICLE PL/7H/77MM-STER | Trauma
02.112.046S-15 |  | 2.7MM/3.5MM VA-LCP LAT ANT CLAVICLE PL/9H/89MM-STER | Trauma
02.112.047S-15 |  | 2.7MM/3.5MM VA-LCP LAT ANT CLAVICLE PL/10 H/101MM-STER | Trauma
02.112.048S-15 |  | 2.7MM/3.5MM VA-LCP LAT ANT CLAVICLE PL/11H/113MM-STER | Trauma
02.112.049S-15 |  | 2.7MM/3.5MM VA-LCP LAT ANT CLAVICLE PL/12H/124MM-STER | Trauma
02.112.080S-15 |  | 3.5MM LCP SUPERIOR CLAVICLE PLATE/6H/RIGHT/85MM-STERILE | Trauma
02.112.081S-15 |  | 3.5MM LCP SUPERIOR CLAVICLE PLATE/6H/LEFT/85MM-STERILE | Trauma
02.112.082S-15 |  | 3.5MM LCP SUPERIOR CLAVICLE PLATE/7H/RIGHT/100MM-STERILE | Trauma
02.112.083S-15 |  | 3.5MM LCP SUPERIOR CLAVICLE PLATE/7H/LEFT/100MM-STERILE | Trauma
02.112.084S-15 |  | 3.5MM LCP SUPERIOR CLAVICLE PLATE/8H/RIGHT/115MM-STERILE | Trauma
02.112.085S-15 |  | 3.5MM LCP SUPERIOR CLAVICLE PLATE/8H/LEFT/115MM-STERILE | Trauma
02.112.090S-15 |  | 3.5MM LCP SUP CLAVICLE PLATE W/LAT EXTN/6H/RT/105MM-STER | Trauma
04.112.040S-15 |  | 3.5MM TI LCP MEDL ANT CLAVICLE PLATE/6 HOLE/79MM-STERILE | Trauma
04.112.041S-15 |  | 3.5MM TI LCP MEDL ANT CLAVICLE PLATE/7 HOLE/91MM-STERILE | Trauma
04.112.042S-15 |  | 3.5MM TI LCP MEDL ANT CLAVICLE PLATE/8 HOLE/102MM-STERILE | Trauma
04.112.045S-15 |  | 2.7MM/3.5MM TI VA-LCP LAT ANT CLAVICLE PL/7H/77MM-STER | Trauma
04.112.046S-15 |  | 2.7MM/3.5MM TI VA-LCP LAT ANT CLAVICLE PL/9H/89MM-STER | Trauma
04.112.047S-15 |  | 2.7MM/3.5MM TI VA-LCP LAT ANT CLAVICLE PL/10H/101MM-STER | Trauma
04.112.048S-15 |  | 2.7MM/3.5MM TI VA-LCP LAT ANT CLAVICLE PLATE/11H/113MM-STER | Trauma
04.112.049S-15 |  | 2.7MM/3.5MM TI VA-LCP LAT ANT CLAVICLE PL/12H/124MM-STER | Trauma
04.112.080S-15 |  | 3.5MM TI LCP SUPERIOR CLAVICLE PLATE/6H/RIGHT/85MM-STERILE | Trauma
04.112.081S-15 |  | 3.5MM TI LCP SUPERIOR CLAVICLE PLATE/6H/LEFT/85MM-STERILE | Trauma
04.112.082S-15 |  | 3.5MM TI LCP SUPERIOR CLAVICLE PLATE/7H/RIGHT/100MM-STERILE | Trauma
04.112.083S-15 |  | 3.5MM TI LCP SUPERIOR CLAVICLE PLATE/7H/LEFT/100MM-STERILE | Trauma
04.112.084S-15 |  | 3.5MM TI LCP SUPERIOR CLAVICLE PLATE/8H/RIGHT/115MM-STERILE | Trauma
02.200.003-15 |  | 3.5MM THREADED PLUG STARDRIVE | Trauma
60.133.400 | 10886982312273 | OUTER CASE 4 HIGH 3/3 WIDTH/ ALUM | Trauma | EA
01.775.000 | 10886982312280 | FIBULINK REMOVAL SET | Trauma | EA
01.775.000E | 10886982312297 | FIBULINK REMOVAL SET, EVALS | Trauma | EA
68.133.100 | 10886982312303 | UNIVERSAL SMALL FRAGMENT FOR INSERTION | Trauma | EA
68.133.101 | 10886982312310 | UNIVERSAL SMALL FRAGMENT FOR REDUCTION | Trauma | EA
68.134.011 | 10886982312327 | LID FULL SIZE STAINLESS STEEL | Trauma | EA
68.134.013 | 10886982312334 | LID FOR TRAY 1/3 WIDTH/ STAINLESS ST | Trauma | EA
68.134.023 | 10886982312341 | LID 2/3 SIZE STAINLESS STEEL | Trauma | EA
68.221.200 | 10886982312358 | TRAY F/VA-LCP PPFX PROXIMAL FEMUR PLATES | Trauma | EA
68.221.290 | 10886982312365 | TRAY F/SIZING TEMPLATES PROXIMAL FEMUR PLATES | Trauma | EA
68.221.292 | 10886982312372 | TRAY F/SIZING TEMPL F/VAL PPFX ATTACHMENT PLATES | Trauma | EA
04.333.458S | 00810080880931 | 4.0MM TI CANN COMPRESSION HEADLESS SCREW-ST-58MM-STER | Trauma | EA
04.333.460S | 00810080880948 | 4.0MM TI CANN COMPRESSION HEADLESS SCREW-ST-60MM-STER | Trauma | EA
04.334.458S | 00810080882584 | 4.0MM TI CANN COMPRESSION HEADLESS SCREW-LT-58MM-STER | Trauma | EA
04.334.460S | 00810080882591 | 4.0MM TI CANN COMPRESSION HEADLESS SCREW-LT-60MM-STER | Trauma | EA
04.333.560S | 00810080881174 | 4.5MM TI CANN COMPRESSION HEADLESS SCREW-ST-60MM-STER | Trauma | EA
04.333.565S | 00810080881181 | 4.5MM TI CANN COMPRESSION HEADLESS SCREW-ST-65MM-STER | Trauma | EA
04.333.570S | 00810080881198 | 4.5MM TI CANN COMPRESSION HEADLESS SCREW-ST-70MM-STER | Trauma | EA
04.333.575S | 00810080881204 | 4.5MM TI CANN COMPRESSION HEADLESS SCREW-ST-75MM-STER | Trauma | EA
04.333.580S | 00810080881211 | 4.5MM TI CANN COMPRESSION HEADLESS SCREW-ST-80MM-STER | Trauma | EA
04.333.585S | 00810080881228 | 4.5MM TI CANN COMPRESSION HEADLESS SCREW-ST-85MM-STER | Trauma | EA
04.333.590S | 00810080881235 | 4.5MM TI CANN COMPRESSION HEADLESS SCREW-ST-90MM-STER | Trauma | EA
04.333.595S | 00810080881242 | 4.5MM TI CANN COMPRESSION HEADLESS SCREW-ST-95MM-STER | Trauma | EA
04.333.500S | 00810080880955 | 4.5MM TI CANN COMPRESSION HEADLESS SCREW-ST-100MM-STER | Trauma | EA
04.333.501S | 00810080880962 | 4.5MM TI CANN COMPRESSION HEADLESS SCREW-ST-105MM-STER | Trauma | EA
04.333.502S | 00810080880979 | 4.5MM TI CANN COMPRESSION HEADLESS SCREW-ST-110MM-STER | Trauma | EA
04.334.560S | 00810080882775 | 4.5MM TI CANN COMPRESSION HEADLESS SCREW-LT-60MM-STER | Trauma | EA
04.334.565S | 00810080882782 | 4.5MM TI CANN COMPRESSION HEADLESS SCREW-LT-65MM-STER | Trauma | EA
04.334.570S | 00810080882799 | 4.5MM TI CANN COMPRESSION HEADLESS SCREW-LT-70MM-STER | Trauma | EA
04.334.575S | 00810080882805 | 4.5MM TI CANN COMPRESSION HEADLESS SCREW-LT-75MM-STER | Trauma | EA
04.334.580S | 00810080882812 | 4.5MM TI CANN COMPRESSION HEADLESS SCREW-LT-80MM-STER | Trauma | EA
04.334.585S | 00810080882829 | 4.5MM TI CANN COMPRESSION HEADLESS SCREW-LT-85MM-STER | Trauma | EA
04.334.590S | 00810080882836 | 4.5MM TI CANN COMPRESSION HEADLESS SCREW-LT-90MM-STER | Trauma | EA
04.334.595S | 00810080882843 | 4.5MM TI CANN COMPRESSION HEADLESS SCREW-LT-95MM-STER | Trauma | EA
04.334.500S | 00810080882607 | 4.5MM TI CANN COMPRESSION HEADLESS SCREW-LT-100MM-STER | Trauma | EA
04.334.501S | 00810080882614 | 4.5MM TI CANN COMPRESSION HEADLESS SCREW-LT-105MM-STER | Trauma | EA
04.334.502S | 00810080882621 | 4.5MM TI CANN COMPRESSION HEADLESS SCREW-LT-110MM-STER | Trauma | EA
04.333.620S | 00810080881280 | 5.5MM TI CANN COMPRESSION HEADLESS SCREW-ST-20MM-STER | Trauma | EA
04.333.622S | 00810080881297 | 5.5MM TI CANN COMPRESSION HEADLESS SCREW-ST-22MM-STER | Trauma | EA
04.333.624S | 00810080881303 | 5.5MM TI CANN COMPRESSION HEADLESS SCREW-ST-24MM-STER | Trauma | EA
04.333.626S | 00810080881310 | 5.5MM TI CANN COMPRESSION HEADLESS SCREW-ST-26MM-STER | Trauma | EA
04.333.628S | 00810080881327 | 5.5MM TI CANN COMPRESSION HEADLESS SCREW-ST-28MM-STER | Trauma | EA
04.333.630S | 00810080881334 | 5.5MM TI CANN COMPRESSION HEADLESS SCREW-ST-30MM-STER | Trauma | EA
04.333.632S | 00810080881341 | 5.5MM TI CANN COMPRESSION HEADLESS SCREW-ST-32MM-STER | Trauma | EA
04.333.634S | 00810080881358 | 5.5MM TI CANN COMPRESSION HEADLESS SCREW-ST-34MM-STER | Trauma | EA
04.333.636S | 00810080881372 | 5.5MM TI CANN COMPRESSION HEADLESS SCREW-ST-36MM-STER | Trauma | EA
04.333.638S | 00810080881389 | 5.5MM TI CANN COMPRESSION HEADLESS SCREW-ST-38MM-STER | Trauma | EA
04.333.640S | 00810080881396 | 5.5MM TI CANN COMPRESSION HEADLESS SCREW-ST-40MM-STER | Trauma | EA
04.333.642S | 00810080881402 | 5.5MM TI CANN COMPRESSION HEADLESS SCREW-ST-42MM-STER | Trauma | EA
04.333.644S | 00810080881419 | 5.5MM TI CANN COMPRESSION HEADLESS SCREW-ST-44MM-STER | Trauma | EA
04.333.646S | 00810080881433 | 5.5MM TI CANN COMPRESSION HEADLESS SCREW-ST-46MM-STER | Trauma | EA
04.333.648S | 00810080881440 | 5.5MM TI CANN COMPRESSION HEADLESS SCREW-ST-48MM-STER | Trauma | EA
04.333.650S | 00810080881457 | 5.5MM TI CANN COMPRESSION HEADLESS SCREW-ST-50MM-STER | Trauma | EA
04.333.655S | 00810080881464 | 5.5MM TI CANN COMPRESSION HEADLESS SCREW-ST-55MM-STER | Trauma | EA
04.333.660S | 00810080881471 | 5.5MM TI CANN COMPRESSION HEADLESS SCREW-ST-60MM-STER | Trauma | EA
04.333.665S | 00810080881488 | 5.5MM TI CANN COMPRESSION HEADLESS SCREW-ST-65MM-STER | Trauma | EA
04.333.670S | 00810080881495 | 5.5MM TI CANN COMPRESSION HEADLESS SCREW-ST-70MM-STER | Trauma | EA
04.333.675S | 00810080881501 | 5.5MM TI CANN COMPRESSION HEADLESS SCREW-ST-75MM-STER | Trauma | EA
04.333.680S | 00810080881518 | 5.5MM TI CANN COMPRESSION HEADLESS SCREW-ST-80MM-STER | Trauma | EA
04.333.685S | 00810080881525 | 5.5MM TI CANN COMPRESSION HEADLESS SCREW-ST-85MM-STER | Trauma | EA
04.333.690S | 00810080881532 | 5.5MM TI CANN COMPRESSION HEADLESS SCREW-ST-90MM-STER | Trauma | EA
04.333.695S | 00810080881549 | 5.5MM TI CANN COMPRESSION HEADLESS SCREW-ST-95MM-STER | Trauma | EA
04.333.600S | 00810080881259 | 5.5MM TI CANN COMPRESSION HEADLESS SCREW-ST-100MM-STER | Trauma | EA
04.333.601S | 00810080881266 | 5.5MM TI CANN COMPRESSION HEADLESS SCREW-ST-105MM-STER | Trauma | EA
04.333.602S | 00810080881273 | 5.5MM TI CANN COMPRESSION HEADLESS SCREW-ST-110MM-STER | Trauma | EA
04.334.630S | 00810080882881 | 5.5MM TI CANN COMPRESSION HEADLESS SCREW-LT-30MM-STER | Trauma | EA
04.334.632S | 00810080882898 | 5.5MM TI CANN COMPRESSION HEADLESS SCREW-LT-32MM-STER | Trauma | EA
04.334.634S | 00810080882904 | 5.5MM TI CANN COMPRESSION HEADLESS SCREW-LT-34MM-STER | Trauma | EA
04.334.636S | 00810080882928 | 5.5MM TI CANN COMPRESSION HEADLESS SCREW-LT-36MM-STER | Trauma | EA
04.334.638S | 00810080882935 | 5.5MM TI CANN COMPRESSION HEADLESS SCREW-LT-38MM-STER | Trauma | EA
04.334.640S | 00810080882942 | 5.5MM TI CANN COMPRESSION HEADLESS SCREW-LT-40MM-STER | Trauma | EA
04.334.642S | 00810080882959 | 5.5MM TI CANN COMPRESSION HEADLESS SCREW-LT-42MM-STER | Trauma | EA
04.334.644S | 00810080882966 | 5.5MM TI CANN COMPRESSION HEADLESS SCREW-LT-44MM-STER | Trauma | EA
04.334.646S | 00810080882980 | 5.5MM TI CANN COMPRESSION HEADLESS SCREW-LT-46MM-STER | Trauma | EA
04.334.648S | 00810080882997 | 5.5MM TI CANN COMPRESSION HEADLESS SCREW-LT-48MM-STER | Trauma | EA
04.334.650S | 00810080883000 | 5.5MM TI CANN COMPRESSION HEADLESS SCREW-LT-50MM-STER | Trauma | EA
04.334.655S | 00810080883017 | 5.5MM TI CANN COMPRESSION HEADLESS SCREW-LT-55MM-STER | Trauma | EA
04.334.660S | 00810080883024 | 5.5MM TI CANN COMPRESSION HEADLESS SCREW-LT-60MM-STER | Trauma | EA
04.334.665S | 00810080883031 | 5.5MM TI CANN COMPRESSION HEADLESS SCREW-LT-65MM-STER | Trauma | EA
04.334.670S | 00810080883048 | 5.5MM TI CANN COMPRESSION HEADLESS SCREW-LT-70MM-STER | Trauma | EA
04.334.675S | 00810080883055 | 5.5MM TI CANN COMPRESSION HEADLESS SCREW-LT-75MM-STER | Trauma | EA
04.334.680S | 00810080883062 | 5.5MM TI CANN COMPRESSION HEADLESS SCREW-LT-80MM-STER | Trauma | EA
04.334.685S | 00810080883079 | 5.5MM TI CANN COMPRESSION HEADLESS SCREW-LT-85MM-STER | Trauma | EA
04.334.690S | 00810080883086 | 5.5MM TI CANN COMPRESSION HEADLESS SCREW-LT-90MM-STER | Trauma | EA
04.334.695S | 00810080883093 | 5.5MM TI CANN COMPRESSION HEADLESS SCREW-LT-95MM-STER | Trauma | EA
04.334.600S | 00810080882850 | 5.5MM TI CANN COMPRESSION HEADLESS SCREW-LT-100MM-STER | Trauma | EA
04.334.601S | 00810080882867 | 5.5MM TI CANN COMPRESSION HEADLESS SCREW-LT-105MM-STER | Trauma | EA
04.334.602S | 00810080882874 | 5.5MM TI CANN COMPRESSION HEADLESS SCREW-LT-110MM-STER | Trauma | EA
04.333.730S | 00810080881624 | 6.5MM TI CANN COMPRESSION HEADLESS SCREW-ST-30MM-STER | Trauma | EA
04.333.735S | 00810080881631 | 6.5MM TI CANN COMPRESSION HEADLESS SCREW-ST-35MM-STER | Trauma | EA
04.333.740S | 00810080881648 | 6.5MM TI CANN COMPRESSION HEADLESS SCREW-ST-40MM-STER | Trauma | EA
04.333.745S | 00810080881655 | 6.5MM TI CANN COMPRESSION HEADLESS SCREW-ST-45MM-STER | Trauma | EA
04.333.750S | 00810080881662 | 6.5MM TI CANN COMPRESSION HEADLESS SCREW-ST-50MM-STER | Trauma | EA
04.333.755S | 00810080881679 | 6.5MM TI CANN COMPRESSION HEADLESS SCREW-ST-55MM-STER | Trauma | EA
04.333.760S | 00810080881686 | 6.5MM TI CANN COMPRESSION HEADLESS SCREW-ST-60MM-STER | Trauma | EA
04.333.765S | 00810080881693 | 6.5MM TI CANN COMPRESSION HEADLESS SCREW-ST-65MM-STER | Trauma | EA
04.333.770S | 00810080881709 | 6.5MM TI CANN COMPRESSION HEADLESS SCREW-ST-70MM-STER | Trauma | EA
04.333.775S | 00810080881716 | 6.5MM TI CANN COMPRESSION HEADLESS SCREW-ST-75MM-STER | Trauma | EA
04.333.780S | 00810080881723 | 6.5MM TI CANN COMPRESSION HEADLESS SCREW-ST-80MM-STER | Trauma | EA
04.333.785S | 00810080881730 | 6.5MM TI CANN COMPRESSION HEADLESS SCREW-ST-85MM-STER | Trauma | EA
04.333.790S | 00810080881747 | 6.5MM TI CANN COMPRESSION HEADLESS SCREW-ST-90MM-STER | Trauma | EA
04.333.795S | 00810080881754 | 6.5MM TI CANN COMPRESSION HEADLESS SCREW-ST-95MM-STER | Trauma | EA
04.333.700S | 00810080881556 | 6.5MM TI CANN COMPRESSION HEADLESS SCREW-ST-100MM-STER | Trauma | EA
04.333.701S | 00810080881563 | 6.5MM TI CANN COMPRESSION HEADLESS SCREW-ST-105MM-STER | Trauma | EA
04.333.702S | 00810080881570 | 6.5MM TI CANN COMPRESSION HEADLESS SCREW-ST-110MM-STER | Trauma | EA
04.333.703S | 00810080881587 | 6.5MM TI CANN COMPRESSION HEADLESS SCREW-ST-115MM-STER | Trauma | EA
04.333.704S | 00810080881594 | 6.5MM TI CANN COMPRESSION HEADLESS SCREW-ST-120MM-STER | Trauma | EA
04.333.705S | 00810080881600 | 6.5MM TI CANN COMPRESSION HEADLESS SCREW-ST-125MM-STER | Trauma | EA
04.333.706S | 00810080881617 | 6.5MM TI CANN COMPRESSION HEADLESS SCREW-ST-130MM-STER | Trauma | EA
04.334.745S | 00810080883185 | 6.5MM TI CANN COMPRESSION HEADLESS SCREW-LT-45MM-STER | Trauma | EA
04.334.750S | 00810080883192 | 6.5MM TI CANN COMPRESSION HEADLESS SCREW-LT-50MM-STER | Trauma | EA
04.334.755S | 00810080883208 | 6.5MM TI CANN COMPRESSION HEADLESS SCREW-LT-55MM-STER | Trauma | EA
04.334.760S | 00810080883215 | 6.5MM TI CANN COMPRESSION HEADLESS SCREW-LT-60MM-STER | Trauma | EA
04.334.765S | 00810080883222 | 6.5MM TI CANN COMPRESSION HEADLESS SCREW-LT-65MM-STER | Trauma | EA
04.334.770S | 00810080883239 | 6.5MM TI CANN COMPRESSION HEADLESS SCREW-LT-70MM-STER | Trauma | EA
04.334.775S | 00810080883246 | 6.5MM TI CANN COMPRESSION HEADLESS SCREW-LT-75MM-STER | Trauma | EA
04.334.780S | 00810080883253 | 6.5MM TI CANN COMPRESSION HEADLESS SCREW-LT-80MM-STER | Trauma | EA
04.334.785S | 00810080883260 | 6.5MM TI CANN COMPRESSION HEADLESS SCREW-LT-85MM-STER | Trauma | EA
04.334.790S | 00810080883277 | 6.5MM TI CANN COMPRESSION HEADLESS SCREW-LT-90MM-STER | Trauma | EA
04.334.795S | 00810080883284 | 6.5MM TI CANN COMPRESSION HEADLESS SCREW-LT-95MM-STER | Trauma | EA
04.334.700S | 00810080883109 | 6.5MM TI CANN COMPRESSION HEADLESS SCREW-LT-100MM-STER | Trauma | EA
04.334.701S | 00810080883116 | 6.5MM TI CANN COMPRESSION HEADLESS SCREW-LT-105MM-STER | Trauma | EA
04.334.702S | 00810080883123 | 6.5MM TI CANN COMPRESSION HEADLESS SCREW-LT-110MM-STER | Trauma | EA
04.334.703S | 00810080883130 | 6.5MM TI CANN COMPRESSION HEADLESS SCREW-LT-115MM-STER | Trauma | EA
04.334.704S | 00810080883147 | 6.5MM TI CANN COMPRESSION HEADLESS SCREW-LT-120MM-STER | Trauma | EA
04.334.705S | 00810080883154 | 6.5MM TI CANN COMPRESSION HEADLESS SCREW-LT-125MM-STER | Trauma | EA
04.334.706S | 00810080883161 | 6.5MM TI CANN COMPRESSION HEADLESS SCREW-LT-130MM-STER | Trauma | EA
04.333.830S | 00810080881853 | 7.5MM TI CANN COMPRESSION HEADLESS SCREW-ST-30MM-STER | Trauma | EA
04.333.835S | 00810080881860 | 7.5MM TI CANN COMPRESSION HEADLESS SCREW-ST-35MM-STER | Trauma | EA
04.333.840S | 00810080881877 | 7.5MM TI CANN COMPRESSION HEADLESS SCREW-ST-40MM-STER | Trauma | EA
04.333.845S | 00810080881884 | 7.5MM TI CANN COMPRESSION HEADLESS SCREW-ST-45MM-STER | Trauma | EA
04.333.850S | 00810080881891 | 7.5MM TI CANN COMPRESSION HEADLESS SCREW-ST-50MM-STER | Trauma | EA
04.333.855S | 00810080881907 | 7.5MM TI CANN COMPRESSION HEADLESS SCREW-ST-55MM-STER | Trauma | EA
04.333.860S | 00810080881914 | 7.5MM TI CANN COMPRESSION HEADLESS SCREW-ST-60MM-STER | Trauma | EA
04.333.865S | 00810080881921 | 7.5MM TI CANN COMPRESSION HEADLESS SCREW-ST-65MM-STER | Trauma | EA
04.333.870S | 00810080881938 | 7.5MM TI CANN COMPRESSION HEADLESS SCREW-ST-70MM-STER | Trauma | EA
04.333.875S | 00810080881945 | 7.5MM TI CANN COMPRESSION HEADLESS SCREW-ST-75MM-STER | Trauma | EA
04.333.880S | 00810080881952 | 7.5MM TI CANN COMPRESSION HEADLESS SCREW-ST-80MM-STER | Trauma | EA
04.333.885S | 00810080881969 | 7.5MM TI CANN COMPRESSION HEADLESS SCREW-ST-85MM-STER | Trauma | EA
04.333.890S | 00810080881976 | 7.5MM TI CANN COMPRESSION HEADLESS SCREW-ST-90MM-STER | Trauma | EA
04.333.895S | 00810080881983 | 7.5MM TI CANN COMPRESSION HEADLESS SCREW-ST-95MM-STER | Trauma | EA
04.333.800S | 00810080881761 | 7.5MM TI CANN COMPRESSION HEADLESS SCREW-ST-100MM-STER | Trauma | EA
04.333.801S | 00810080881778 | 7.5MM TI CANN COMPRESSION HEADLESS SCREW-ST-105MM-STER | Trauma | EA
04.333.802S | 00810080881785 | 7.5MM TI CANN COMPRESSION HEADLESS SCREW-ST-110MM-STER | Trauma | EA
04.333.803S | 00810080881792 | 7.5MM TI CANN COMPRESSION HEADLESS SCREW-ST-115MM-STER | Trauma | EA
04.333.804S | 00810080881808 | 7.5MM TI CANN COMPRESSION HEADLESS SCREW-ST-120MM-STER | Trauma | EA
04.333.805S | 00810080881815 | 7.5MM TI CANN COMPRESSION HEADLESS SCREW-ST-125MM-STER | Trauma | EA
04.333.806S | 00810080881822 | 7.5MM TI CANN COMPRESSION HEADLESS SCREW-ST-130MM-STER | Trauma | EA
04.333.807S | 00810080881839 | 7.5MM TI CANN COMPRESSION HEADLESS SCREW-ST-135MM-STER | Trauma | EA
04.333.808S | 00810080881846 | 7.5MM TI CANN COMPRESSION HEADLESS SCREW-ST-140MM-STER | Trauma | EA
04.334.845S | 00810080883383 | 7.5MM TI CANN COMPRESSION HEADLESS SCREW-LT-45MM-STER | Trauma | EA
04.334.850S | 00810080883390 | 7.5MM TI CANN COMPRESSION HEADLESS SCREW-LT-50MM-STER | Trauma | EA
04.334.855S | 00810080883406 | 7.5MM TI CANN COMPRESSION HEADLESS SCREW-LT-55MM-STER | Trauma | EA
04.334.860S | 00810080883413 | 7.5MM TI CANN COMPRESSION HEADLESS SCREW-LT-60MM-STER | Trauma | EA
04.334.865S | 00810080883420 | 7.5MM TI CANN COMPRESSION HEADLESS SCREW-LT-65MM-STER | Trauma | EA
04.334.870S | 00810080883437 | 7.5MM TI CANN COMPRESSION HEADLESS SCREW-LT-70MM-STER | Trauma | EA
04.334.875S | 00810080883444 | 7.5MM TI CANN COMPRESSION HEADLESS SCREW-LT-75MM-STER | Trauma | EA
04.334.880S | 00810080883451 | 7.5MM TI CANN COMPRESSION HEADLESS SCREW-LT-80MM-STER | Trauma | EA
04.334.885S | 00810080883468 | 7.5MM TI CANN COMPRESSION HEADLESS SCREW-LT-85MM-STER | Trauma | EA
04.334.890S | 00810080883475 | 7.5MM TI CANN COMPRESSION HEADLESS SCREW-LT-90MM-STER | Trauma | EA
04.334.895S | 00810080883482 | 7.5MM TI CANN COMPRESSION HEADLESS SCREW-LT-95MM-STER | Trauma | EA
04.334.800S | 00810080883291 | 7.5MM TI CANN COMPRESSION HEADLESS SCREW-LT-100MM-STER | Trauma | EA
04.334.801S | 00810080883307 | 7.5MM TI CANN COMPRESSION HEADLESS SCREW-LT-105MM-STER | Trauma | EA
04.334.802S | 00810080883314 | 7.5MM TI CANN COMPRESSION HEADLESS SCREW-LT-110MM-STER | Trauma | EA
04.334.803S | 00810080883321 | 7.5MM TI CANN COMPRESSION HEADLESS SCREW-LT-115MM-STER | Trauma | EA
04.334.804S | 00810080883338 | 7.5MM TI CANN COMPRESSION HEADLESS SCREW-LT-120MM-STER | Trauma | EA
04.334.805S | 00810080883345 | 7.5MM TI CANN COMPRESSION HEADLESS SCREW-LT-125MM-STER | Trauma | EA
04.334.806S | 00810080883352 | 7.5MM TI CANN COMPRESSION HEADLESS SCREW-LT-130MM-STER | Trauma | EA
04.334.807S | 00810080883369 | 7.5MM TI CANN COMPRESSION HEADLESS SCREW-LT-135MM-STER | Trauma | EA
04.334.808S | 00810080883376 | 7.5MM TI CANN COMPRESSION HEADLESS SCREW-LT-140MM-STER | Trauma | EA
04.333.520S | 00810080880986 | 4.5MM TI CANN COMPRESSION HEADLESS SCREW-ST-20MM-STER | Trauma | EA
04.333.522S | 00810080880993 | 4.5MM TI CANN COMPRESSION HEADLESS SCREW-ST-22MM-STER | Trauma | EA
04.333.524S | 00810080881006 | 4.5MM TI CANN COMPRESSION HEADLESS SCREW-ST-24MM-STER | Trauma | EA
04.333.526S | 00810080881013 | 4.5MM TI CANN COMPRESSION HEADLESS SCREW-ST-26MM-STER | Trauma | EA
04.333.528S | 00810080881020 | 4.5MM TI CANN COMPRESSION HEADLESS SCREW-ST-28MM-STER | Trauma | EA
04.333.530S | 00810080881037 | 4.5MM TI CANN COMPRESSION HEADLESS SCREW-ST-30MM-STER | Trauma | EA
04.333.532S | 00810080881044 | 4.5MM TI CANN COMPRESSION HEADLESS SCREW-ST-32MM-STER | Trauma | EA
04.333.534S | 00810080881051 | 4.5MM TI CANN COMPRESSION HEADLESS SCREW-ST-34MM-STER | Trauma | EA
04.333.536S | 00810080881075 | 4.5MM TI CANN COMPRESSION HEADLESS SCREW-ST-36MM-STER | Trauma | EA
04.333.538S | 00810080881082 | 4.5MM TI CANN COMPRESSION HEADLESS SCREW-ST-38MM-STER | Trauma | EA
04.333.540S | 00810080881099 | 4.5MM TI CANN COMPRESSION HEADLESS SCREW-ST-40MM-STER | Trauma | EA
04.333.542S | 00810080881105 | 4.5MM TI CANN COMPRESSION HEADLESS SCREW-ST-42MM-STER | Trauma | EA
04.333.544S | 00810080881112 | 4.5MM TI CANN COMPRESSION HEADLESS SCREW-ST-44MM-STER | Trauma | EA
04.333.546S | 00810080881136 | 4.5MM TI CANN COMPRESSION HEADLESS SCREW-ST-46MM-STER | Trauma | EA
04.333.548S | 00810080881143 | 4.5MM TI CANN COMPRESSION HEADLESS SCREW-ST-48MM-STER | Trauma | EA
04.333.550S | 00810080881150 | 4.5MM TI CANN COMPRESSION HEADLESS SCREW-ST-50MM-STER | Trauma | EA
04.333.555S | 00810080881167 | 4.5MM TI CANN COMPRESSION HEADLESS SCREW-ST-55MM-STER | Trauma | EA
04.334.530S | 00810080882638 | 4.5MM TI CANN COMPRESSION HEADLESS SCREW-LT-30MM-STER | Trauma | EA
04.334.532S | 00810080882645 | 4.5MM TI CANN COMPRESSION HEADLESS SCREW-LT-32MM-STER | Trauma | EA
04.334.534S | 00810080882652 | 4.5MM TI CANN COMPRESSION HEADLESS SCREW-LT-34MM-STER | Trauma | EA
04.334.536S | 00810080882676 | 4.5MM TI CANN COMPRESSION HEADLESS SCREW-LT-36MM-STER | Trauma | EA
04.334.538S | 00810080882683 | 4.5MM TI CANN COMPRESSION HEADLESS SCREW-LT-38MM-STER | Trauma | EA
04.334.540S | 00810080882690 | 4.5MM TI CANN COMPRESSION HEADLESS SCREW-LT-40MM-STER | Trauma | EA
04.334.542S | 00810080882706 | 4.5MM TI CANN COMPRESSION HEADLESS SCREW-LT-42MM-STER | Trauma | EA
04.334.544S | 00810080882713 | 4.5MM TI CANN COMPRESSION HEADLESS SCREW-LT-44MM-STER | Trauma | EA
04.334.546S | 00810080882737 | 4.5MM TI CANN COMPRESSION HEADLESS SCREW-LT-46MM-STER | Trauma | EA
04.334.548S | 00810080882744 | 4.5MM TI CANN COMPRESSION HEADLESS SCREW-LT-48MM-STER | Trauma | EA
04.334.550S | 00810080882751 | 4.5MM TI CANN COMPRESSION HEADLESS SCREW-LT-50MM-STER | Trauma | EA
04.334.555S | 00810080882768 | 4.5MM TI CANN COMPRESSION HEADLESS SCREW-LT-55MM-STER | Trauma | EA
CONCCHSSMST | 10886982312396 | DEPUY SYNTHES PRO-PAKÂ® CCHS SMALL - STERILE | Trauma | EA
CONCCHSLGST | 10886982312402 | DEPUY SYNTHES PRO-PAKÂ® CCHS LARGE - STERILE | Trauma | EA
CONQISST | 10886982312419 | DEPUY SYNTHES PRO-PAKÂ® QIS - STERILE | Trauma | EA
CONRADHEAD | 10886982312426 | DEPUY SYNTHES PRO-PAKÂ® RADIAL HEAD REPLACEMENT SYSTEM | Trauma | EA
01.313.000 | 10886982312389 | MAXFRAME(TM) SYSTEM STATIC/LINEAR SET | Trauma | EA
01.045.002 | 10886982312433 | ADVANCED NAIL BASE INSTR SET OPENING AND INSERTION INSTR | Trauma | EA
01.045.003 | 10886982312440 | ADVANCED NAIL BASE INSTR SET OPTIONAL/POWER INSTRUMENT | Trauma | EA
01.045.005 | 10886982312457 | LCKNG ATTACHMENT WASHER INSTR SET FOR RFNA | Trauma | EA
01.233.000 | 10886982312464 | RFN-ADVANCED W/ LAW INSTRUMENT SET | Trauma | EA
01.043.001 | 10886982312471 | TN-ADVANCED INSTRUMENT SET INFRAPATELLAR/PARAPATELLAR | Trauma | EA
01.043.002 | 10886982312488 | TN-ADVANCED INSTRUMENT SET INFRAPATELLAR/SUPRAPATELLAR | Trauma | EA
01.043.003 | 10886982312495 | TN-ADVANCED INSTRUMENT SET INFRAPATELLAR | Trauma | EA
01.045.020FE | 10886982312501 | ADVANCED NAIL SYSTEM 5MM SCREW FIELD EQUIPMENT SET | Trauma | EA
01.045.020 | 10886982312518 | ADVANCED NAIL SYSTEM 5MM SCREW SET | Trauma | EA
04.123.020S-15 |  | 3.5MM TI LCP PERIARTIC PROX HUM PL 2H/91MM/RT-STERILE | Trauma
02.123.043S-15 |  | 3.5MM LCP PERIARTIC PROX HUM PLATE 5H/145MM/LT-STERILE | Trauma
02.123.042S-15 |  | 3.5MM LCP PERIARTIC PROX HUM PLATE 5H/145MM/RT-STERILE | Trauma
02.123.041S-15 |  | 3.5MM LCP PERIARTIC PROX HUM PLATE 3H/109MM/LT-STERILE | Trauma
02.123.040S-15 |  | 3.5MM LCP PERIARTIC PROX HUM PLATE 3H/109MM/RT-STERILE | Trauma
02.123.033S-15 |  | 3.5MM LCP PERIARTIC PROX HUM PLATE 14 H/307MM/LT-STERILE | Trauma
02.123.032S-15 |  | 3.5MM LCP PERIARTIC PROX HUM PLATE 14 H/307MM/RT-STERILE | Trauma
02.123.020S-15 |  | 3.5MM LCP PERIARTIC PROX HUM PLATE 2H/91MM/RT-STERILE | Trauma
02.123.021S-15 |  | 3.5MM LCP PERIARTIC PROX HUM PLATE 2H/91MM/LT-STERILE | Trauma
02.123.022S-15 |  | 3.5MM LCP PERIARTIC PROX HUM PLATE 4H/127MM/RT-STERILE | Trauma
02.123.023S-15 |  | 3.5MM LCP PERIARTIC PROX HUM PLATE 4H/127MM/LT-STERILE | Trauma
02.123.024S-15 |  | 3.5MM LCP PERIARTIC PROX HUM PLATE 6H/163MM/RT-STERILE | Trauma
02.123.025S-15 |  | 3.5MM LCP PERIARTIC PROX HUM PLATE 6H/163MM/LT-STERILE | Trauma
02.123.026S-15 |  | 3.5MM LCP PERIARTIC PROX HUM PLATE 8H/199MM RT-STERILE | Trauma
02.123.027S-15 |  | 3.5MM LCP PERIARTIC PROX HUM PLATE 8H/199MM/LT-STERILE | Trauma
02.123.028S-15 |  | 3.5MM LCP PERIARTIC PROX HUM PLATE 10H/235MM/RT-STERILE | Trauma
02.123.029S-15 |  | 3.5MM LCP PERIARTIC PROX HUM PLATE 10H/235MM/LT-STERILE | Trauma
02.123.030S-15 |  | 3.5MM LCP PERIARTIC PROX HUM PLATE 12H/271MM/RT-STERILE | Trauma
02.123.031S-15 |  | 3.5MM LCP PERIARTIC PROX HUM PLATE 12H/271MM/LT-STER | Trauma
04.123.043S-15 |  | 3.5MM TI LCP PERIARTIC PROX HUM PL 5 HOLE/145MM/LT-STERILE | Trauma
04.123.042S-15 |  | 3.5MM TI LCP PERIARTIC PROX HUM PL 5 HOLE/145MM/RT-STERILE | Trauma
04.123.041S-15 |  | 3.5MM TI LCP PERIARTIC PROX HUM PL 3 HOLE/109MM/LT-STERILE | Trauma
04.123.021S-15 |  | 3.5MM TI LCP PERIARTIC PROX HUM PL 2H/91MM/LT-STERILE | Trauma
04.123.022S-15 |  | 3.5MM TI LCP PERIARTIC PROX HUM PL 4H/127MM/RT-STERILE | Trauma
04.123.023S-15 |  | 3.5MM TI LCP PERIARTIC PROX HUM PL 4H/127MM/LT-STERILE | Trauma
04.123.024S-15 |  | 3.5MM TI LCP PERIARTIC PROX HUM PL 6H/163MM/RT-STERILE | Trauma
04.123.025S-15 |  | 3.5MM TI LCP PERIARTIC PROX HUM PL 6H/163MM/LT-STERILE | Trauma
04.123.026S-15 |  | 3.5MM TI LCP PERIARTIC PROX HUM PL 8H/199MM/RT-STERILE | Trauma
04.123.031S-15 |  | 3.5MM TI LCP PERIARTIC PROX HUM PL 12H/271MM/LT-STERILE | Trauma
04.123.030S-15 |  | 3.5MM TI LCP PERIARTIC PROX HUM PL 12H/271MM/RT-STERILE | Trauma
04.123.029S-15 |  | 3.5MM TI LCP PERIARTIC PROX HUM PL 10H/235MM/LT-STERILE | Trauma
04.123.040S-15 |  | 3.5MM TI LCP PERIARTIC PROX HUM PL 3 HOLE/109MM/RT-STERILE | Trauma
04.123.028S-15 |  | 3.5MM TI LCP PERIARTIC PROX HUM PL 10H/235MM/RT-STERILE | Trauma
04.123.027S-15 |  | 3.5MM TI LCP PERIARTIC PROX HUM PL 8H/199MM/LT-STERILE | Trauma
02.211.265S-15 |  | 2.4/2.7MM VA-LCP T-FUSION PL 3 HOLE HEAD/EXTRA LONG-STER | Trauma
02.211.266S-15 |  | 2.4/2.7MM VA-LCP TMT FUSION PLATE-STER | Trauma
04.211.210S-15 |  | 2.4/2.7MM TI VA-LCKNG OPENING WEDGE PLATE/NO SPACER-STER | Trauma
04.211.211S-15 |  | 2.4/2.7MM TI VA-LCKNG OPENING WEDGE PLATE/3MM SPACER-STER | Trauma
04.211.212S-15 |  | 2.4/2.7MM TI VA-LCKNG OPENING WEDGE PLATE/4MM SPACER-STER | Trauma
04.211.213S-15 |  | 2.4/2.7MM TI VA-LCKNG OPENING WEDGE PLATE/5MM SPACER-STER | Trauma
02.211.254S-15 |  | 2.4/2.7MM VA-LCP T-FUSION PL 2 HOLE HEAD/STANDARD-STER | Trauma
02.211.255S-15 |  | 2.4/2.7MM VA-LCP T-FUSION PL 2 HOLE HEAD/LONG-STER | Trauma
02.211.256S-15 |  | 2.4/2.7MM VA-LCP L-FUSION PL SHORT/RIGHT-STER | Trauma
02.211.257S-15 |  | 2.4/2.7MM VA-LCP L-FUSION PL SHORT/LEFT-STER | Trauma
02.211.258S-15 |  | 2.4/2.7MM VA-LCP L-FUSION PL STANDARD/RIGHT-STER | Trauma
02.211.259S-15 |  | 2.4/2.7MM VA-LCP L-FUSION PL STANDARD/LEFT-STER | Trauma
02.211.260S-15 |  | 2.4/2.7MM VA-LCP L-FUSION PL LONG/RIGHT-STER | Trauma
02.211.261S-15 |  | 2.4/2.7MM VA-LCP L-FUSION PL LONG/LEFT-STER | Trauma
04.211.236S-15 |  | 2.4/2.7MM TI VA-LCP FIRST MTP FUSION PL/MED/0 DEG/RT-STER | Trauma
04.211.237S-15 |  | 2.4/2.7MM TI VA-LCP FIRST MTP FUSION PL/MED/0 DEG/LT-STER | Trauma
04.211.238S-15 |  | 2.4/2.7MM TI VA-LCP FIRST MTP FUSION PL/MED/5 DEG/RT-STER | Trauma
04.211.239S-15 |  | 2.4/2.7MM TI VA-LCP FIRST MTP FUSION PL/MED/5 DEG/LT-STER | Trauma
04.211.240S-15 |  | 2.4/2.7MM TI VA-LCP FIRST MTP FUSION PL/MED/10 DEG/RT-STER | Trauma
04.211.241S-15 |  | 2.4/2.7MM TI VA-LCP FIRST MTP FUSION PL/MED/10 DEG/LT-STER | Trauma
04.211.242S-15 |  | 2.4/2.7MM TI VA-LCP FIRST MTP FUSION PL/LRG/5 DEG/RT-STER | Trauma
04.211.243S-15 |  | 2.4/2.7MM TI VA-LCP FIRST MTP FUSION PL/LRG/5 DEG/LT-STER | Trauma
02.211.221S-15 |  | 2.4MM/2.7MM VA-LOCKING CUBOID PLATE/LEFT-STER | Trauma
02.211.220S-15 |  | 2.4MM/2.7MM VA-LOCKING NAVICULAR PLATE-STER | Trauma
02.211.215S-15 |  | 2.4/2.7MM VA-LCKNG OPNG WEDGE PLATE/7MM SPACER-STER | Trauma
02.211.214S-15 |  | 2.4/2.7MM VA-LCKNG OPNG WEDGE PLATE/6MM SPACER-STER | Trauma
04.211.214S-15 |  | 2.4/2.7MM TI VA-LCKNG OPENING WEDGE PLATE/6MM SPACER-STER | Trauma
04.211.215S-15 |  | 2.4/2.7MM TI VA-LCKNG OPENING WEDGE PLATE/7MM SPACER-STER | Trauma
04.211.220S-15 |  | 2.4MM/2.7MM TI VA-LOCKING NAVICULAR PLATE-STER | Trauma
04.211.221S-15 |  | 2.4MM/2.7MM TI VA-LOCKING CUBOID PLATE/LEFT-STER | Trauma
04.211.222S-15 |  | 2.4MM/2.7MM TI VA-LOCKING CUBOID PLATE/RIGHT-STER | Trauma
04.211.230S-15 |  | 2.4/2.7MM TI VA-LCP FIRST MTP FUSION PL/SM/0 DEG/RT-STER | Trauma
04.211.231S-15 |  | 2.4/2.7MM TI VA-LCP FIRST MTP FUSION PL/SM/0 DEG/LT-STER | Trauma
04.211.232S-15 |  | 2.4/2.7MM TI VA-LCP FIRST MTP FUSION PL/SM/5 DEG/RT-STER | Trauma
04.211.233S-15 |  | 2.4/2.7MM TI VA-LCP FIRST MTP FUSION PL/SM/5 DEG/LT-STER | Trauma
04.211.234S-15 |  | 2.4/2.7MM TI VA-LCP FIRST MTP FUSION PL/SM/10 DEG/RT-STER | Trauma
04.211.235S-15 |  | 2.4/2.7MM TI VA-LCP FIRST MTP FUSION PL/SM/10 DEG/LT-STER | Trauma
02.211.222S-15 |  | 2.4MM/2.7MM VA-LOCKING CUBOID PLATE/RIGHT-STER | Trauma
02.211.230S-15 |  | 2.4/2.7MM VA-LCP FIRST MTP FUSION PL/SM/0 DEG/RT-STER | Trauma
02.211.231S-15 |  | 2.4/2.7MM VA-LCP FIRST MTP FUSION PL/SM/0 DEG/LT-STER | Trauma
02.211.232S-15 |  | 2.4/2.7MM VA-LCP FIRST MTP FUSION PL/SM/5 DEG/RT-STER | Trauma
02.211.233S-15 |  | 2.4/2.7MM VA-LCP FIRST MTP FUSION PL/SM/5 DEG/LT-STER | Trauma
02.211.234S-15 |  | 2.4/2.7MM VA-LCP FIRST MTP FUSION PL/SM/10 DEG/RT-STER | Trauma
02.211.235S-15 |  | 2.4/2.7MM VA-LCP FIRST MTP FUSION PL/SM/10 DEG/LT-STER | Trauma
02.211.236S-15 |  | 2.4/2.7MM VA-LCP FIRST MTP FUSION PL/MED/0 DEG/RT-STER | Trauma
02.211.237S-15 |  | 2.4/2.7MM VA-LCP FIRST MTP FUSION PL/MED/0 DEG/LT-STER | Trauma
02.211.245S-15 |  | 2.4/2.7MM VA-LCP FIRST MTP FUSION PL/REV/0 DEG/LT-STER | Trauma
02.211.246S-15 |  | 2.4/2.7MM VA-LCP FIRST TMT FUSION PLATE/STANDARD-STER | Trauma
02.211.247S-15 |  | 2.4/2.7MM VA-LCP FIRST TMT FUSION PLATE/LARGE-STER | Trauma
02.211.250S-15 |  | 2.4/2.7MM VA-LCP CLOVERLEAF FUSION PLATE/SHORT-STER | Trauma
02.211.251S-15 |  | 2.4/2.7MM VA-LCP CLOVERLEAF FUSION PLATE/STANDARD-STER | Trauma
02.211.252S-15 |  | 2.4/2.7MM VA-LCP CLOVERLEAF FUSION PLATE/LONG-STER | Trauma
02.211.253S-15 |  | 2.4/2.7MM VA-LCP T-FUSION PL 2 HOLE HEAD/SHORT-STER | Trauma
02.211.238S-15 |  | 2.4/2.7MM VA-LCP FIRST MTP FUSION PL/MED/5 DEG/RT-STER | Trauma
02.211.239S-15 |  | 2.4/2.7MM VA-LCP FIRST MTP FUSION PL/MED/5 DEG/LT-STER | Trauma
02.211.240S-15 |  | 2.4/2.7MM VA-LCP FIRST MTP FUSION PL/MED/10 DEG/RT-STER | Trauma
02.211.241S-15 |  | 2.4/2.7MM VA-LCP FIRST MTP FUSION PL/MED/10 DEG/LT-STER | Trauma
02.211.242S-15 |  | 2.4/2.7MM VA-LCP FIRST MTP FUSION PL/LRG/5 DEG/RT-STER | Trauma
02.211.243S-15 |  | 2.4/2.7MM VA-LCP FIRST MTP FUSION PL/LRG/5 DEG/LT-STER | Trauma
02.211.244S-15 |  | 2.4/2.7MM VA-LCP FIRST MTP FUSION PL/REV/0 DEG/RT-STER | Trauma
04.211.250S-15 |  | 2.4/2.7MM TI VA-LCP CLOVERLEAF FUSION PLATE/SHORT-STER | Trauma
04.211.251S-15 |  | 2.4/2.7MM TI VA-LCP CLOVERLEAF FUSION PLATE/STANDARD-STER | Trauma
04.211.252S-15 |  | 2.4/2.7MM TI VA-LCP CLOVERLEAF FUSION PLATE/LONG-STER | Trauma
04.211.253S-15 |  | 2.4/2.7MM TI VA-LCP T-FUSION PL/2 HOLE HEAD/SHORT-STER | Trauma
04.211.254S-15 |  | 2.4/2.7MM TI VA-LCP T-FUSION PL/2 HOLE HEAD/STANDARD-STER | Trauma
04.211.255S-15 |  | 2.4/2.7MM TI VA-LCP T-FUSION PL/2 HOLE HEAD/LONG-STER | Trauma
04.211.256S-15 |  | 2.4/2.7MM TI VA-LCP L-FUSION PL/SHORT/RIGHT-STER | Trauma
04.211.257S-15 |  | 2.4/2.7MM TI VA-LCP L-FUSION PL/SHORT/LEFT-STER | Trauma
04.211.258S-15 |  | 2.4/2.7MM TI VA-LCP L-FUSION PL/STANDARD/RIGHT-STER | Trauma
04.211.259S-15 |  | 2.4/2.7MM TI VA-LCP L-FUSION PL/STANDARD/LEFT-STER | Trauma
04.211.244S-15 |  | 2.4/2.7MM TI VA-LCP FIRST MTP FUSION PL/REV/0 DEG/RT-STER | Trauma
04.211.245S-15 |  | 2.4/2.7MM TI VA-LCP FIRST MTP FUSION PL/REV/0 DEG/LT-STER | Trauma
04.211.246S-15 |  | 2.4/2.7MM TI VA-LCP FIRST TMT FUSION PLATE/STANDARD-STER | Trauma
04.211.247S-15 |  | 2.4/2.7MM TI VA-LCP FIRST TMT FUSION PLATE/LARGE-STER | Trauma
04.211.261S-15 |  | 2.4/2.7MM TI VA-LCP L-FUSION PL/LONG/LEFT-STER | Trauma
04.211.265S-15 |  | 2.4/2.7MM TI VA-LCP T-FUSION PL/3 HOLE HEAD/EXTRA LONG-STER | Trauma
04.211.266S-15 |  | 2.4/2.7MM TI VA-LCP TMT FUSION PLATE-STERILE | Trauma
04.211.260S-15 |  | 2.4/2.7MM TI VA-LCP L-FUSION PL/LONG/RIGHT-STER | Trauma
02.211.210S-15 |  | 2.4/2.7MM VA-LCKNG OPNG WEDGE PLATE/NO SPACER-STER | Trauma
02.211.211S-15 |  | 2.4/2.7MM VA-LCKNG OPNG WEDGE PLATE/3MM SPACER-STER | Trauma
02.211.212S-15 |  | 2.4/2.7MM VA-LCKNG OPNG WEDGE PLATE/4MM SPACER-STER | Trauma
02.211.213S-15 |  | 2.4/2.7MM VA-LCKNG OPNG WEDGE PLATE/5MM SPACER-STER | Trauma
01.045.001 | 10886982312525 | ADVANCED NAIL BASE INSTR SET LOCKING INSTRUMENTS | Trauma | EA
01.045.030 | 10886982312532 | ADVANCED NAIL SYSTEM LAW SCREW SET | Trauma | EA
01.037.070 | 10886982312549 | TFN-ADVANCED INSTRUMENT SET | Trauma | EA
01.045.014 | 10886982312556 | TFN-ADVANCED INSTRUMENT SET OPTIONAL INSTRUMENTS | Trauma | EA
01.045.016 | 10886982312563 | TFN-ADVANCED INSTRUMENT SET REMOVAL | Trauma | EA
01.033.028 | 10886982312570 | FRN-ADVANCED INSTRUMENT SET | Trauma | EA
01.045.015 | 10886982312587 | ADVANCED NAIL BASE INSTR SET BASIC REMOVAL | Trauma | EA
01.045.028 | 10886982312594 | FRN UPGRADE TO ANS FRNA SET | Trauma | EA
01.045.029 | 10886982312600 | FRN UPGRADE TO ANS BASE SET | Trauma | EA
01.045.015FE | 10886982312617 | ADVANCED NAIL BASE INSTR SET BASIC REMOVAL/FE | Trauma | EA
01.033.028FE | 10886982312624 | FRN-ADVANCED INSTRUMENT SET FIELD EQUIPMENT | Trauma | EA
01.045.028FE | 10886982312631 | FRN UPGRADE TO ANS FRNA SET FIELD EQUIPMENT | Trauma | EA
01.045.029FE | 10886982312648 | FRN UPGRADE TO ANS BASE SET FIELD EQUIPMENT | Trauma | EA
01.045.031 | 10886982312655 | ADVANCED NAIL SYSTEM TFNA SCREW SET | Trauma | EA
01.133.265 | 10886982312679 | USF LOW ENERGY ANKLE FRACTURE SET - STAINLESS STEEL | Trauma | EA
01.133.465 | 10886982312686 | USF LOW ENERGY ANKLE FRACTURE SET - TITANIUM | Trauma | EA
01.133.265E | 10886982312693 | USF LOW ENERGY ANKLE FRACTURE EVAL SET - STAINLESS STEEL | Trauma | EA
01.133.465E | 10886982312709 | USF LOW ENERGY ANKLE FRACTURE EVAL SET - TITANIUM | Trauma | EA
04.354.155TS | 00810040682773 | 2.5MM TI CANN SCREW + LT - 55MM - STER | Trauma | EA
04.355.555TS | 00810040683138 | 4.5MM TI CANN SCREW + FT - 55MM - STER | Trauma | EA
04.353.655TS | 00810040683190 | 5.5MM TI CANN SCREW + ST - 55MM - STER | Trauma | EA
04.354.655TS | 00810040682643 | 5.5MM TI CANN SCREW + LT - 55MM - STER | Trauma | EA
04.355.655TS | 00810040683213 | 5.5MM TI CANN SCREW + FT - 55MM - STER | Trauma | EA
SD310.631 | 10886982312716 | 5.0MM DIA. CANNULATED DRILL W/LARGE QUICK COUPLING, 400MM | Trauma | EA
532.024 | 10886982312723 | CLEANING BRUSH, FOR OSC ATTACHMENT 532.023 | Trauma | EA
01.045.031FE | 10886982312730 | ADVANCED NAIL SYSTEM TFNA SCREW FIELD EQUIPMENT SET | Trauma | EA
01.045.034E | 10886982312747 | MONOBLOC FLEXIBLE REAMER STANDARD EFFICIENCY EVAL SET | Trauma | EA
01.045.035E | 10886982312754 | MONOBLOC FLEXIBLE REAMER LONG EFFICIENCY EVAL SET | Trauma | EA
01.045.036E | 10886982312761 | MONOBLOC FLEXIBLE REAMER STANDARD OUTLIER EVAL SET | Trauma | EA
01.045.037E | 10886982312778 | MONOBLOC FLEXIBLE REAMER LONG OUTLIER EVAL SET | Trauma | EA
01.045.038E | 10886982312785 | MONOBLOC FLEXIBLE REAMER FULL STANDARD EVAL SET | Trauma | EA
01.045.039E | 10886982312792 | MONOBLOC FLEXIBLE REAMER FULL LONG EVAL SET | Trauma | EA
80001 | 07610733850013 | HANDLE MINI | Trauma | EA
80002 | 07610733850020 | HANDLE SMALL | Trauma | EA
80003 | 07610733850037 | HANDLE LARGE | Trauma | EA
80004 | 07610733850044 | CROSS HANDLE SMALL | Trauma | EA
80005 | 07610733850051 | CROSS HANDLE LARGE | Trauma | EA
80006 | 07610733850068 | EXTENSION MINI, FOR SCREWDRIVER INSERTS | Trauma | EA
80007 | 07610733850075 | EXTENSION SMALL, FOR SCREWDRIVER INSERTS | Trauma | EA
80008 | 07610733850082 | EXTENSION LARGE, FOR SCREWDRIVER INSERTS | Trauma | EA
80009 | 07610733850099 | EXTRACTION REAMERÂ 2.0 F/SCREWS Ã1.4-2.0-STERILE | Trauma | EA
80010 | 07610733850105 | PICK-UP COUPLING, SMALL, WITH AO/SYNTHES-ADAPTER | Trauma | EA
80011 | 07610733850112 | PICK-UP COUPLING, LARGE WITH AO/SYNTHES ADAPTER | Trauma | EA
80015 | 07610733850150 | EXTRACTION REAMERÂ 7.5 F/SCREWS Ã6.0-7.5 - STERILE | Trauma | EA
80018 | 07610733850181 | EXTRACTION SCREWÂ 1.6 F/ SCREWS Ã3.4-4.0 - STERILE | Trauma | EA
80019 | 07610733850198 | EXTRACTION DRILL BITÂ 4.0 F/ SCREWS Ã7.0-7.5 - STERILE | Trauma | EA
80020 | 07610733850204 | EXTRACTION SCREWÂ 2.6 - STERILE | Trauma | EA
80021 | 07610733850211 | EXTRACTION DRILL BITÂ 7.5 STERILE | Trauma | EA
80022 | 07610733850228 | EXTRACTION SCREWÂ 3.5 - STERILE | Trauma | EA
80023 | 07610733850235 | EXTRACTION DRILL BITÂ 1.5 F/ SCREWS Ã1.0-1.5-STERILE | Trauma | EA
80024 | 07610733850242 | EXTRACTION DRILL BITÂ 2.5 F/ SCREWS Ã2.3-2.5-STERILE | Trauma | EA
80025 | 07610733850259 | EXTRACTION DRILL BITÂ 3.2 F/ SCREWS Ã2.6-3.2-STERILE | Trauma | EA
80026 | 07610733850266 | EXTRACTION DRILL BITÂ 5.0 F/ SCREWS Ã4.2-5.0-STERILE | Trauma | EA
80027 | 07610733850273 | EXTRACTION DRILL BITÂ 6.5 F/ SCREWS Ã5.3-6.5-STERILE | Trauma | EA
80028 | 07610733850280 | EXTRACTION REAMERÂ 2.5 F/ SCREWS Ã2.3-2.5-STERILE | Trauma | EA
80029 | 07610733850297 | EXTRACTION REAMERÂ 3.2 F/ SCREWS Ã2.6-3.2-STERILE | Trauma | EA
80030 | 07610733850303 | EXTRACTION REAMERÂ 4.0 F/ SCREWS Ã3.4-4.0-STERILE | Trauma | EA
80033 | 07610733850334 | EXTRACTION REAMERÂ 4.5 F/ SCREWS Ã4.2-4.5-STERILE | Trauma | EA
80035 | 07610733850358 | EXTRACTION REAMERÂ 5.8 F/ SCREWS ÃÂ 4.7-5.8-STERILE | Trauma | EA
80036 | 07610733850365 | SCREWDRIVER INSERT FOR SQUARE SOCKET SCREW SQRÂ 0.7 STERILE | Trauma | EA
80037 | 07610733850372 | SCREWDRIVER INSERT FOR SQUARE SCREWS SQRÂ 1.0- STERILE | Trauma | EA
80039 | 07610733850396 | SCREWDRIVER INSERT FOR SQUARE SCREWS SQRÂ 1.8 - STERILE | Trauma | EA
80041 | 07610733850419 | SCREWDRIVER INSERT FOR SQUARE SOCKET SCREW SQRÂ 2.3 STERILE | Trauma | EA
80044 | 07610733850440 | SCREWDRIVER INSERT FOR SQUARE SOCKET SCREWS SQRÂ 1.2 STERILE | Trauma | EA
80046 | 07610733850464 | SCREWDRIVER INSERT FOR HEX SOCKET, HEXÂ 1.5 - STERILE | Trauma | EA
80048 | 07610733850488 | SCREWDRIVER INSERT FOR HEX SOCKET, HEXÂ 2.5 - STERILE | Trauma | EA
80050 | 07610733850501 | SCREWDRIVER INSERT FOR HEX SOCKET, HEXÂ 3.5 - STERILE | Trauma | EA
80051 | 07610733850518 | SCREWDRIVER INSERT FOR HEX SOCKET, HEXÂ 1.8 - STERILE | Trauma | EA
80052 | 07610733850525 | SCREWDRIVER INSERT FOR HEX SOCKET, HEXÂ 4.0 - STERILE | Trauma | EA
80053 | 07610733850532 | SCRWDRVR INSERT F/ HEX SOCKET DIAMÂ 3/16Â INCHES/4.7MM STERILE | Trauma | EA
80054 | 07610733850549 | SCREWDRIVER INSERT FOR HEX SOCKET, HEXÂ 2.0 - STERILE | Trauma | EA
80055 | 07610733850556 | SCREWDRIVER INSERT F/CRUCIFORM RECESS SCREW, CRÂ 0.3 STERILE | Trauma | EA
80056 | 07610733850563 | SCREWDRIVER INSERT F/CRUCIFORM RECESS SCREW, CRÂ 0.4 STERILE | Trauma | EA
80057 | 07610733850570 | SCREWDRIVER INSERT F/CRUCIFORM RECESS SCREW, CRÂ 0.6 - STERILE | Trauma | EA
80058 | 07610733850587 | SCREWDRIVER INSERT F/CRUCIFORM RECESS SCREW, CRÂ 0.8-STERILE | Trauma | EA
80059 | 07610733850594 | SCREWDRIVER INSERT F/CRUCIFORM RECESS SCREW, CRÂ 1.0 - STERILE | Trauma | EA
80060 | 07610733850600 | SCREWDRIVER INSERT F/CRUCIFORM RECESS SCREW, CRÂ 0.5 - STERILE | Trauma | EA
80061 | 07610733850617 | SCREWDRIVER INSERT FOR SLOTTED SCREW,SLÂ 0.3 - STERILE | Trauma | EA
80066 | 07610733850662 | SCREWDRIVER INSERT FOR SLOTTED SCREW, SIÂ 1.0-STERILE | Trauma | EA
80070 | 07610733850709 | SCREWDRIVER INSERT FOR SCREWS TORX AND STARDRIVE T5-STERILE | Trauma | EA
80075 | 07610733850754 | SCREWDRIVER INSERT FOR SCREWS TORX AND STARDRIVE T15-STERILE | Trauma | EA
80083 | 07610733850839 | SCREWDRIVER INSERT FOR SCREWS TORX AND SD T40-STERILE | Trauma | EA
80086 | 07610733850860 | SCREWDRIVER INSERT FOR PHILLIPS SCREW, PH 1-STERILE | Trauma | EA
80123 | 07610733851232 | EXTRACTION DRILL BITÂ 2.0 F/ SCREWS Ã1.5-2.0-STERILE | Trauma | EA
80168 | 07610733851683 | SCREWDRIVER INSERT FOR HEX SOCKET, HEXÂ 5.0-STERILE | Trauma | EA
80170 | 07610733851706 | EXTRACTION SCREWÂ 2.0-STERILE | Trauma | EA
80178 | 07610733851782 | SCREWDRIVER INSERT FOR SCREWS TORX AND SD T7-STERILE | Trauma | EA
80194 | 07610733851942 | SCREWDRIVER INSERT FOR SQUARE SOCKET SCREW SQRÂ 1.5-STERILE | Trauma | EA
80195 | 07610733851959 | SCREWDRIVER INSERT FOR SQUARE SOCKET SCREWS SQRÂ 2.2-STERILE | Trauma | EA
80196 | 07610733851966 | SCREWDRIVER INSERT FOR HEX SOCKET, HEXÂ 1.3-STERILE | Trauma | EA
80197 | 07610733851973 | SCREWDRIVER INSERT FOR HEX SOCKET, HEXÂ 3.0-STERILE | Trauma | EA
80198 | 07610733851980 | SCREWDRIVER INSERT FOR SCREWS TORX AND SD T9-STERILE | Trauma | EA
80295 | 07610733852956 | SCREW RECESS TRIAL F/ HEX SOCK SCREW, HEX 1.3- 5.0-STERILE | Trauma | EA
80296 | 07610733852963 | SCREW RECESS TRIAL FOR SCREWS TORX AND SD,T4 - T30-STERILE | Trauma | EA
81006 | 07610733810062 | STORAGE CONTAINER, EMPTY | Trauma | EA
SD03.037.111 | 20886982313598 | EXTENDED CONNECTING SCREW TFNA | Trauma | EA
01.313.100 | 10886982313669 | MAXFRAME(TM) VARIABLE THREAD LENGTH SCHANZ SCREW SET | Trauma | EA
02.538.003 | 10886982313690 | 3.5 VOLT(TM) PROX HUM PLATE 3H/93MM | Trauma | EA
02.538.003S | 10886982313706 | 3.5 VOLT(TM) PROX HUM PLATE 3H/93MM/STERILE | Trauma | EA
02.538.005 | 10886982313713 | 3.5 VOLT(TM) PROX HUM PLATE 5H/119MM | Trauma | EA
02.538.005S | 10886982313720 | 3.5 VOLT(TM) PROX HUM PLATE 5H/119MM/STERILE | Trauma | EA
04.538.003 | 10886982313737 | 3.5 VOLT(TM) PROX HUM PLATE 3H/93MM | Trauma | EA
04.538.003S | 10886982313744 | 3.5 VOLT(TM) PROX HUM PLATE 3H/93MM/STERILE | Trauma | EA
04.538.005 | 10886982313751 | 3.5 VOLT(TM) PROX HUM PLATE 5H/119MM | Trauma | EA
04.538.005S | 10886982313768 | 3.5 VOLT(TM) PROX HUM PLATE 5H/119MM/STERILE | Trauma | EA
01.133.201ACL | 10886982313775 | UNIVERSAL SMALL FRAGMENT CORE SET | Trauma | EA
01.133.211ACL | 10886982313782 | UNIVERSAL SMALL FRAGMENT SHOULDER CLAVICLE IMPLANT SET | Trauma | EA
01.133.202ACL | 10886982313799 | UNIVERSAL SMALL FRAGMENT CORE SET - PARTIAL | Trauma | EA
01.133.212ACL | 10886982313805 | UNIVERSAL SMALL FRAGMENT ELBOW IMPLANT SET | Trauma | EA
01.133.213ACL | 10886982313812 | UNIVERSAL SMALL FRAGMENT VA-LCP PROX TIBIA IMPLANT SET | Trauma | EA
01.133.214ACL | 10886982313829 | UNIVERSAL SMALL FRAGMENT LCP PROX TIBIA IMPLANT SET | Trauma | EA
01.133.215ACL | 10886982313836 | UNIVERSAL SMALL FRAGMENT VA-LCP DSTL TIBIA IMPLANT SET | Trauma | EA
01.133.216ACL | 10886982313843 | UNIVERSAL SMALL FRAGMENT LCP DSTL TIBIA IMPLANT SET | Trauma | EA
01.133.217ACL | 10886982313850 | UNIVERSAL SMALL FRAGMENT LCP DSTL FIBULA IMPLANT SET | Trauma | EA
01.133.218ACL | 10886982313867 | UNIVERSAL SMALL FRAGMENT LCP DSTL FIBULA IMPLANT SET | Trauma | EA
01.133.401ACL | 10886982313874 | TI - UNIVERSAL SMALL FRAGMENT CORE SET | Trauma | EA
01.133.402ACL | 10886982313881 | TI - UNIVERSAL SMALL FRAGMENT SET - PARTIAL | Trauma | EA
01.133.411ACL | 10886982313898 | TI - UNIVERSAL SMALL FRAGMENT SHOULDER CLAVICLE IMPLANT SET | Trauma | EA
01.133.412ACL | 10886982313904 | TI - UNIVERSAL SMALL FRAGMENT ELBOW IMPLANT SET | Trauma | EA
01.133.414ACL | 10886982313911 | TI - UNIVERSAL SMALL FRAGMENT LCP PROX TIBIA IMPLANT SET | Trauma | EA
01.133.416ACL | 10886982313928 | TI - UNIVERSAL SMALL FRAGMENT LCP DSTL TIBIA IMPLANT SET | Trauma | EA
01.133.418ACL | 10886982313935 | TI - UNIVERSAL SMALL FRAGMENT LCP DSTL FIBULA IMPL SET | Trauma | EA
01.043.001ACL | 10886982313942 | TN-ADVANCED INSTRUMENT SET INFRAPATELLAR/PARAPATELLAR | Trauma | EA
01.043.002ACL | 10886982313959 | TN-ADVANCED INSTRUMENT SET INFRAPATELLAR/SUPRAPATELLAR | Trauma | EA
01.045.001ACL | 10886982313966 | ADVANCED NAIL BASE INSTR SET LOCKING INSTRUMEN | Trauma | EA
01.045.002ACL | 10886982313973 | ADVANCED NAIL BASE INSTR SET OPENING AND INSERTION INSTR | Trauma | EA
01.045.003ACL | 10886982313980 | ADVANCED NAIL BASE INSTR SET OPTIONAL/POWER INSTRUMENT | Trauma | EA
01.045.004ACL | 10886982313997 | RFN-ADVANCED INSTRUMENT SET | Trauma | EA
01.045.005ACL | 10886982314000 | LCKNG ATTACHMENT WASHER INSTR SET FOR RFN | Trauma | EA
01.045.030ACL | 10886982314017 | ADVANCED NAIL SYSTEM LAW SCREW SET | Trauma | EA
01.404.000ACL | 10886982314024 | RIA 2/INSTRUMENT SET | Trauma | EA
01.168.030ACL | 10886982314031 | FEMORAL NECK SYSTEM INSTRUMENT SET | Trauma | EA
01.137.008ACL | 10886982314048 | PATELLA INSTRUMENT SET | Trauma | EA
01.133.273ACL | 10886982314055 | UNIVERSAL SF VA LCP CLAVICLE FULL SET | Trauma | EA
01.221.101FE | 10886982314062 | SCREW RACK PPFX 3.5/4.5/5.0MM SCREWS SET FIELD EQUIPMENT | Trauma | EA
01.221.150FE | 10886982314079 | VA PPFX PROX FEMUR PLATES FULL SET FIELD EQUIPMENT | Trauma | EA
01.221.101 | 10886982314086 | SCREW RACK PPFX 3.5/4.5/5.0MM SCREWS SET | Trauma | EA
01.221.160FE | 10886982314093 | VA PPFX PROX FEMUR HOOK PLATES FULL SET FIELD EQUIPMENT | Trauma | EA
01.221.170FE | 10886982314109 | SIZING TMPL VA PPFX PLATES FULL SET FIELD EQUIPMENT | Trauma | EA
01.221.180FE | 10886982314116 | SCREW INSERTN INSTR VA PPFX FULL SET FIELD EQUIPMENT | Trauma | EA
01.221.150 | 10886982314123 | VA PPFX PROX FEMUR PLATES FULL SET | Trauma | EA
01.221.160 | 10886982314130 | VA PPFX PROX FEMUR HOOK PLATES FULL SET | Trauma | EA
01.221.170 | 10886982314147 | SIZING TMPL VA PPFX PLATES FULL SET | Trauma | EA
01.221.180 | 10886982314154 | SCREW INSERTN INSTR VA PPFX FULL SET | Trauma | EA
03.319.002 | 00847538010374 | 2.0/2.4 DEPTH GAUGE, 70MM | Trauma | EA
04.355.765S | 00810080889217 | 6.5MM TI CANN SCREW + FT - 65MM - STER | Trauma | EA
04.355.770S | 00810080889224 | 6.5MM TI CANN SCREW + FT - 70MM - STER | Trauma | EA
04.355.775S | 00810080889231 | 6.5MM TI CANN SCREW + FT - 75MM - STER | Trauma | EA
04.355.780S | 00810080889248 | 6.5MM TI CANN SCREW + FT - 80MM - STER | Trauma | EA
04.355.785S | 00810080889255 | 6.5MM TI CANN SCREW + FT - 85MM - STER | Trauma | EA
04.355.790S | 00810080889262 | 6.5MM TI CANN SCREW + FT - 90MM - STER | Trauma | EA
04.355.795S | 00810080889279 | 6.5MM TI CANN SCREW + FT - 95MM - STER | Trauma | EA
04.355.800S | 00810080889286 | 7.5MM TI CANN SCREW + FT - 100MM - STER | Trauma | EA
04.355.801S | 00810080889293 | 7.5MM TI CANN SCREW + FT - 105MM - STER | Trauma | EA
04.355.802S | 00810080889309 | 7.5MM TI CANN SCREW + FT - 110MM - STER | Trauma | EA
04.355.803S | 00810080889316 | 7.5MM TI CANN SCREW + FT - 115MM - STER | Trauma | EA
04.355.804S | 00810080889323 | 7.5MM TI CANN SCREW + FT - 120MM - STER | Trauma | EA
04.355.805S | 00810080889330 | 7.5MM TI CANN SCREW + FT - 125MM - STER | Trauma | EA
04.355.806S | 00810080889347 | 7.5MM TI CANN SCREW + FT - 130MM - STER | Trauma | EA
04.355.807S | 00810080889354 | 7.5MM TI CANN SCREW + FT - 135MM - STER | Trauma | EA
04.355.808S | 00810080889361 | 7.5MM TI CANN SCREW + FT - 140MM - STER | Trauma | EA
04.355.830S | 00810080889453 | 7.5MM TI CANN SCREW + FT - 30MM - STER | Trauma | EA
04.355.835S | 00810080889460 | 7.5MM TI CANN SCREW + FT - 35MM - STER | Trauma | EA
04.355.840S | 00810080889477 | 7.5MM TI CANN SCREW + FT - 40MM - STER | Trauma | EA
04.355.845S | 00810080889484 | 7.5MM TI CANN SCREW + FT - 45MM - STER | Trauma | EA
04.355.850S | 00810080889491 | 7.5MM TI CANN SCREW + FT - 50MM - STER | Trauma | EA
04.355.855S | 00810080889507 | 7.5MM TI CANN SCREW + FT - 55MM - STER | Trauma | EA
04.355.860S | 00810080889514 | 7.5MM TI CANN SCREW + FT - 60MM - STER | Trauma | EA
04.355.865S | 00810080889521 | 7.5MM TI CANN SCREW + FT - 65MM - STER | Trauma | EA
04.355.870S | 00810080889538 | 7.5MM TI CANN SCREW + FT - 70MM - STER | Trauma | EA
04.355.875S | 00810080889545 | 7.5MM TI CANN SCREW + FT - 75MM - STER | Trauma | EA
04.355.880S | 00810080889552 | 7.5MM TI CANN SCREW + FT - 80MM - STER | Trauma | EA
04.355.885S | 00810080889569 | 7.5MM TI CANN SCREW + FT - 85MM - STER | Trauma | EA
04.355.890S | 00810080889576 | 7.5MM TI CANN SCREW + FT - 90MM - STER | Trauma | EA
04.355.895S | 00810080889583 | 7.5MM TI CANN SCREW + FT - 95MM - STER | Trauma | EA
04.353.010S | 00810080883499 | 2.0MM TI CANN SCREW + ST - 10MM - STER | Trauma | EA
04.353.011S | 00810080883505 | 2.0MM TI CANN SCREW + ST - 11MM - STER | Trauma | EA
04.353.012S | 00810080883512 | 2.0MM TI CANN SCREW + ST - 12MM - STER | Trauma | EA
04.353.013S | 00810080883529 | 2.0MM TI CANN SCREW + ST - 13MM - STER | Trauma | EA
04.353.014S | 00810080883536 | 2.0MM TI CANN SCREW + ST - 14MM - STER | Trauma | EA
04.353.015S | 00810080883543 | 2.0MM TI CANN SCREW + ST - 15MM - STER | Trauma | EA
04.353.016S | 00810080883550 | 2.0MM TI CANN SCREW + ST - 16MM - STER | Trauma | EA
04.353.017S | 00810080883567 | 2.0MM TI CANN SCREW + ST - 17MM - STER | Trauma | EA
04.353.018S | 00810080883574 | 2.0MM TI CANN SCREW + ST - 18MM - STER | Trauma | EA
04.353.019S | 00810080883581 | 2.0MM TI CANN SCREW + ST - 19MM - STER | Trauma | EA
04.353.020S | 00810080883598 | 2.0MM TI CANN SCREW + ST - 20MM - STER | Trauma | EA
04.353.022S | 00810080883604 | 2.0MM TI CANN SCREW + ST - 22MM - STER | Trauma | EA
04.353.024S | 00810080883611 | 2.0MM TI CANN SCREW + ST - 24MM - STER | Trauma | EA
04.353.026S | 00810080883628 | 2.0MM TI CANN SCREW + ST - 26MM - STER | Trauma | EA
04.353.028S | 00810080883635 | 2.0MM TI CANN SCREW + ST - 28MM - STER | Trauma | EA
04.353.030S | 00810080883642 | 2.0MM TI CANN SCREW + ST - 30MM - STER | Trauma | EA
04.353.032S | 00810080883659 | 2.0MM TI CANN SCREW + ST - 32MM - STER | Trauma | EA
04.353.034S | 00810080883666 | 2.0MM TI CANN SCREW + ST - 34MM - STER | Trauma | EA
04.353.036S | 00810080883673 | 2.0MM TI CANN SCREW + ST - 36MM - STER | Trauma | EA
04.353.038S | 00810080883680 | 2.0MM TI CANN SCREW + ST - 38MM - STER | Trauma | EA
04.353.040S | 00810080883697 | 2.0MM TI CANN SCREW + ST - 40MM - STER | Trauma | EA
04.353.110S | 00810080883703 | 2.5MM TI CANN SCREW + ST - 10MM - STER | Trauma | EA
04.353.111S | 00810080883710 | 2.5MM TI CANN SCREW + ST - 11MM - STER | Trauma | EA
04.353.112S | 00810080883727 | 2.5MM TI CANN SCREW + ST - 12MM - STER | Trauma | EA
04.353.113S | 00810080883734 | 2.5MM TI CANN SCREW + ST - 13MM - STER | Trauma | EA
04.353.114S | 00810080883741 | 2.5MM TI CANN SCREW + ST - 14MM - STER | Trauma | EA
04.353.115S | 00810080883758 | 2.5MM TI CANN SCREW + ST - 15MM - STER | Trauma | EA
04.353.116S | 00810080883765 | 2.5MM TI CANN SCREW + ST - 16MM - STER | Trauma | EA
04.353.117S | 00810080883772 | 2.5MM TI CANN SCREW + ST - 17MM - STER | Trauma | EA
04.353.118S | 00810080883789 | 2.5MM TI CANN SCREW + ST - 18MM - STER | Trauma | EA
04.353.119S | 00810080883796 | 2.5MM TI CANN SCREW + ST - 19MM - STER | Trauma | EA
04.353.120S | 00810080883802 | 2.5MM TI CANN SCREW + ST - 20MM - STER | Trauma | EA
04.353.122S | 00810080883819 | 2.5MM TI CANN SCREW + ST - 22MM - STER | Trauma | EA
04.353.124S | 00810080883826 | 2.5MM TI CANN SCREW + ST - 24MM - STER | Trauma | EA
04.353.126S | 00810080883833 | 2.5MM TI CANN SCREW + ST - 26MM - STER | Trauma | EA
04.353.128S | 00810080883840 | 2.5MM TI CANN SCREW + ST - 28MM - STER | Trauma | EA
04.353.130S | 00810080883857 | 2.5MM TI CANN SCREW + ST - 30MM - STER | Trauma | EA
04.353.132S | 00810080883864 | 2.5MM TI CANN SCREW + ST - 32MM - STER | Trauma | EA
04.353.134S | 00810080883871 | 2.5MM TI CANN SCREW + ST - 34MM - STER | Trauma | EA
04.353.136S | 00810080883888 | 2.5MM TI CANN SCREW + ST - 36MM - STER | Trauma | EA
04.353.138S | 00810080883895 | 2.5MM TI CANN SCREW + ST - 38MM - STER | Trauma | EA
04.353.140S | 00810080883901 | 2.5MM TI CANN SCREW + ST - 40MM - STER | Trauma | EA
04.353.145S | 00810080883918 | 2.5MM TI CANN SCREW + ST - 45MM - STER | Trauma | EA
04.353.150S | 00810080883925 | 2.5MM TI CANN SCREW + ST - 50MM - STER | Trauma | EA
04.353.155S | 00810080883932 | 2.5MM TI CANN SCREW + ST - 55MM - STER | Trauma | EA
04.353.210S | 00810080883949 | 3.0MM TI CANN SCREW + ST - 10MM - STER | Trauma | EA
04.353.211S | 00810080883956 | 3.0MM TI CANN SCREW + ST - 11MM - STER | Trauma | EA
04.353.212S | 00810080883963 | 3.0MM TI CANN SCREW + ST - 12MM - STER | Trauma | EA
04.353.213S | 00810080883970 | 3.0MM TI CANN SCREW + ST - 13MM - STER | Trauma | EA
04.353.214S | 00810080883987 | 3.0MM TI CANN SCREW + ST - 14MM - STER | Trauma | EA
04.353.215S | 00810080883994 | 3.0MM TI CANN SCREW + ST - 15MM - STER | Trauma | EA
04.353.216S | 00810080884007 | 3.0MM TI CANN SCREW + ST - 16MM - STER | Trauma | EA
04.353.217S | 00810080884014 | 3.0MM TI CANN SCREW + ST - 17MM - STER | Trauma | EA
04.353.218S | 00810080884021 | 3.0MM TI CANN SCREW + ST - 18MM - STER | Trauma | EA
04.353.219S | 00810080884038 | 3.0MM TI CANN SCREW + ST - 19MM - STER | Trauma | EA
04.353.220S | 00810080884045 | 3.0MM TI CANN SCREW + ST - 20MM - STER | Trauma | EA
04.353.222S | 00810080884052 | 3.0MM TI CANN SCREW + ST - 22MM - STER | Trauma | EA
04.353.224S | 00810080884069 | 3.0MM TI CANN SCREW + ST - 24MM - STER | Trauma | EA
04.353.226S | 00810080884076 | 3.0MM TI CANN SCREW + ST - 26MM - STER | Trauma | EA
04.353.228S | 00810080884083 | 3.0MM TI CANN SCREW + ST - 28MM - STER | Trauma | EA
04.353.230S | 00810080884090 | 3.0MM TI CANN SCREW + ST - 30MM - STER | Trauma | EA
04.353.232S | 00810080884106 | 3.0MM TI CANN SCREW + ST - 32MM - STER | Trauma | EA
04.353.234S | 00810080884113 | 3.0MM TI CANN SCREW + ST - 34MM - STER | Trauma | EA
04.353.236S | 00810080884120 | 3.0MM TI CANN SCREW + ST - 36MM - STER | Trauma | EA
04.353.238S | 00810080884137 | 3.0MM TI CANN SCREW + ST - 38MM - STER | Trauma | EA
04.353.240S | 00810080884144 | 3.0MM TI CANN SCREW + ST - 40MM - STER | Trauma | EA
04.353.245S | 00810080884151 | 3.0MM TI CANN SCREW + ST - 45MM - STER | Trauma | EA
04.353.250S | 00810080884168 | 3.0MM TI CANN SCREW + ST - 50MM - STER | Trauma | EA
04.353.255S | 00810080884175 | 3.0MM TI CANN SCREW + ST - 55MM - STER | Trauma | EA
04.353.310S | 00810080884182 | 3.5MM TI CANN SCREW + ST - 10MM - STER | Trauma | EA
04.353.312S | 00810080884199 | 3.5MM TI CANN SCREW + ST - 12MM - STER | Trauma | EA
04.353.314S | 00810080884205 | 3.5MM TI CANN SCREW + ST - 14MM - STER | Trauma | EA
04.353.316S | 00810080884212 | 3.5MM TI CANN SCREW + ST - 16MM - STER | Trauma | EA
04.353.318S | 00810080884229 | 3.5MM TI CANN SCREW + ST - 18MM - STER | Trauma | EA
04.353.320S | 00810080884236 | 3.5MM TI CANN SCREW + ST - 20MM - STER | Trauma | EA
04.353.322S | 00810080884243 | 3.5MM TI CANN SCREW + ST - 22MM - STER | Trauma | EA
04.353.324S | 00810080884250 | 3.5MM TI CANN SCREW + ST - 24MM - STER | Trauma | EA
04.353.326S | 00810080884267 | 3.5MM TI CANN SCREW + ST - 26MM - STER | Trauma | EA
04.353.328S | 00810080884274 | 3.5MM TI CANN SCREW + ST - 28MM - STER | Trauma | EA
04.353.330S | 00810080884281 | 3.5MM TI CANN SCREW + ST - 30MM - STER | Trauma | EA
04.353.332S | 00810080884298 | 3.5MM TI CANN SCREW + ST - 32MM - STER | Trauma | EA
04.353.334S | 00810080884304 | 3.5MM TI CANN SCREW + ST - 34MM - STER | Trauma | EA
04.353.336S | 00810080884311 | 3.5MM TI CANN SCREW + ST - 36MM - STER | Trauma | EA
04.353.338S | 00810080884328 | 3.5MM TI CANN SCREW + ST - 38MM - STER | Trauma | EA
04.353.340S | 00810080884335 | 3.5MM TI CANN SCREW + ST - 40MM - STER | Trauma | EA
04.353.342S | 00810080884342 | 3.5MM TI CANN SCREW + ST - 42MM - STER | Trauma | EA
04.353.344S | 00810080884359 | 3.5MM TI CANN SCREW + ST - 44MM - STER | Trauma | EA
04.353.346S | 00810080884366 | 3.5MM TI CANN SCREW + ST - 46MM - STER | Trauma | EA
04.353.348S | 00810080884373 | 3.5MM TI CANN SCREW + ST - 48MM - STER | Trauma | EA
04.353.350S | 00810080884380 | 3.5MM TI CANN SCREW + ST - 50MM - STER | Trauma | EA
04.353.352S | 00810080884397 | 3.5MM TI CANN SCREW + ST - 52MM - STER | Trauma | EA
04.353.354S | 00810080884403 | 3.5MM TI CANN SCREW + ST - 54MM - STER | Trauma | EA
04.353.356S | 00810080884410 | 3.5MM TI CANN SCREW + ST - 56MM - STER | Trauma | EA
04.353.358S | 00810080884427 | 3.5MM TI CANN SCREW + ST - 58MM - STER | Trauma | EA
04.353.360S | 00810080884434 | 3.5MM TI CANN SCREW + ST - 60MM - STER | Trauma | EA
04.353.365S | 00810080884441 | 3.5MM TI CANN SCREW + ST - 65MM - STER | Trauma | EA
04.353.370S | 00810080884458 | 3.5MM TI CANN SCREW + ST - 70MM - STER | Trauma | EA
04.353.375S | 00810080884465 | 3.5MM TI CANN SCREW + ST - 75MM - STER | Trauma | EA
04.353.410S | 00810080884472 | 4.0MM TI CANN SCREW + ST - 10MM - STER | Trauma | EA
04.353.412S | 00810080884489 | 4.0MM TI CANN SCREW + ST - 12MM - STER | Trauma | EA
04.353.414S | 00810080884496 | 4.0MM TI CANN SCREW + ST - 14MM - STER | Trauma | EA
04.353.416S | 00810080884502 | 4.0MM TI CANN SCREW + ST - 16MM - STER | Trauma | EA
04.353.418S | 00810080884519 | 4.0MM TI CANN SCREW + ST - 18MM - STER | Trauma | EA
04.353.420S | 00810080884526 | 4.0MM TI CANN SCREW + ST - 20MM - STER | Trauma | EA
04.353.422S | 00810080884533 | 4.0MM TI CANN SCREW + ST - 22MM - STER | Trauma | EA
04.353.424S | 00810080884540 | 4.0MM TI CANN SCREW + ST - 24MM - STER | Trauma | EA
04.353.426S | 00810080884557 | 4.0MM TI CANN SCREW + ST - 26MM - STER | Trauma | EA
04.353.428S | 00810080884564 | 4.0MM TI CANN SCREW + ST - 28MM - STER | Trauma | EA
04.353.430S | 00810080884571 | 4.0MM TI CANN SCREW + ST - 30MM - STER | Trauma | EA
04.353.432S | 00810080884588 | 4.0MM TI CANN SCREW + ST - 32MM - STER | Trauma | EA
04.353.434S | 00810080884595 | 4.0MM TI CANN SCREW + ST - 34MM - STER | Trauma | EA
04.353.436S | 00810080884601 | 4.0MM TI CANN SCREW + ST - 36MM - STER | Trauma | EA
04.353.438S | 00810080884618 | 4.0MM TI CANN SCREW + ST - 38MM - STER | Trauma | EA
04.353.440S | 00810080884625 | 4.0MM TI CANN SCREW + ST - 40MM - STER | Trauma | EA
04.353.442S | 00810080884632 | 4.0MM TI CANN SCREW + ST - 42MM - STER | Trauma | EA
04.353.444S | 00810080884649 | 4.0MM TI CANN SCREW + ST - 44MM - STER | Trauma | EA
04.353.446S | 00810080884656 | 4.0MM TI CANN SCREW + ST - 46MM - STER | Trauma | EA
04.353.448S | 00810080884663 | 4.0MM TI CANN SCREW + ST - 48MM - STER | Trauma | EA
04.353.450S | 00810080884670 | 4.0MM TI CANN SCREW + ST - 50MM - STER | Trauma | EA
04.353.452S | 00810080884687 | 4.0MM TI CANN SCREW + ST - 52MM - STER | Trauma | EA
04.353.454S | 00810080884694 | 4.0MM TI CANN SCREW + ST - 54MM - STER | Trauma | EA
04.353.456S | 00810080884700 | 4.0MM TI CANN SCREW + ST - 56MM - STER | Trauma | EA
04.353.458S | 00810080884717 | 4.0MM TI CANN SCREW + ST - 58MM - STER | Trauma | EA
04.353.460S | 00810080884724 | 4.0MM TI CANN SCREW + ST - 60MM - STER | Trauma | EA
04.353.500S | 00810080884762 | 4.5MM TI CANN SCREW + ST - 100MM - STER | Trauma | EA
04.353.501S | 00810080884779 | 4.5MM TI CANN SCREW + ST - 105MM - STER | Trauma | EA
04.353.502S | 00810080884786 | 4.5MM TI CANN SCREW + ST - 110MM - STER | Trauma | EA
04.353.520S | 00810080884793 | 4.5MM TI CANN SCREW + ST - 20MM - STER | Trauma | EA
04.353.522S | 00810080884809 | 4.5MM TI CANN SCREW + ST - 22MM - STER | Trauma | EA
04.353.524S | 00810080884816 | 4.5MM TI CANN SCREW + ST - 24MM - STER | Trauma | EA
04.353.526S | 00810080884823 | 4.5MM TI CANN SCREW + ST - 26MM - STER | Trauma | EA
04.353.528S | 00810080884830 | 4.5MM TI CANN SCREW + ST - 28MM - STER | Trauma | EA
04.353.530S | 00810080884847 | 4.5MM TI CANN SCREW + ST - 30MM - STER | Trauma | EA
04.353.532S | 00810080884854 | 4.5MM TI CANN SCREW + ST - 32MM - STER | Trauma | EA
04.353.534S | 00810080884861 | 4.5MM TI CANN SCREW + ST - 34MM - STER | Trauma | EA
04.353.536S | 00810080884878 | 4.5MM TI CANN SCREW + ST - 36MM - STER | Trauma | EA
04.353.538S | 00810080884885 | 4.5MM TI CANN SCREW + ST - 38MM - STER | Trauma | EA
04.353.540S | 00810080884892 | 4.5MM TI CANN SCREW + ST - 40MM - STER | Trauma | EA
04.353.542S | 00810080884908 | 4.5MM TI CANN SCREW + ST - 42MM - STER | Trauma | EA
04.353.544S | 00810080884915 | 4.5MM TI CANN SCREW + ST - 44MM - STER | Trauma | EA
04.353.546S | 00810080884922 | 4.5MM TI CANN SCREW + ST - 46MM - STER | Trauma | EA
04.353.548S | 00810080884939 | 4.5MM TI CANN SCREW + ST - 48MM - STER | Trauma | EA
04.353.550S | 00810080884946 | 4.5MM TI CANN SCREW + ST - 50MM - STER | Trauma | EA
04.353.555S | 00810080884953 | 4.5MM TI CANN SCREW + ST - 55MM - STER | Trauma | EA
04.353.560S | 00810080884960 | 4.5MM TI CANN SCREW + ST - 60MM - STER | Trauma | EA
04.353.565S | 00810080884977 | 4.5MM TI CANN SCREW + ST - 65MM - STER | Trauma | EA
04.353.570S | 00810080884984 | 4.5MM TI CANN SCREW + ST - 70MM - STER | Trauma | EA
04.353.575S | 00810080884991 | 4.5MM TI CANN SCREW + ST - 75MM - STER | Trauma | EA
04.353.580S | 00810080885004 | 4.5MM TI CANN SCREW + ST - 80MM - STER | Trauma | EA
04.353.585S | 00810080885011 | 4.5MM TI CANN SCREW + ST - 85MM - STER | Trauma | EA
04.353.590S | 00810080885028 | 4.5MM TI CANN SCREW + ST - 90MM - STER | Trauma | EA
04.353.595S | 00810080885035 | 4.5MM TI CANN SCREW + ST - 95MM - STER | Trauma | EA
04.353.600S | 00810080885042 | 5.5MM TI CANN SCREW + ST - 100MM - STER | Trauma | EA
04.353.601S | 00810080885059 | 5.5MM TI CANN SCREW + ST - 105MM - STER | Trauma | EA
04.353.602S | 00810080885066 | 5.5MM TI CANN SCREW + ST - 110MM - STER | Trauma | EA
04.353.620S | 00810080885073 | 5.5MM TI CANN SCREW + ST - 20MM - STER | Trauma | EA
04.353.622S | 00810080885080 | 5.5MM TI CANN SCREW + ST - 22MM - STER | Trauma | EA
04.353.624S | 00810080885097 | 5.5MM TI CANN SCREW + ST - 24MM - STER | Trauma | EA
04.353.626S | 00810080885103 | 5.5MM TI CANN SCREW + ST - 26MM - STER | Trauma | EA
04.353.628S | 00810080885110 | 5.5MM TI CANN SCREW + ST - 28MM - STER | Trauma | EA
04.353.630S | 00810080885127 | 5.5MM TI CANN SCREW + ST - 30MM - STER | Trauma | EA
04.353.632S | 00810080885134 | 5.5MM TI CANN SCREW + ST - 32MM - STER | Trauma | EA
04.353.634S | 00810080885141 | 5.5MM TI CANN SCREW + ST - 34MM - STER | Trauma | EA
04.353.636S | 00810080885158 | 5.5MM TI CANN SCREW + ST - 36MM - STER | Trauma | EA
04.353.638S | 00810080885165 | 5.5MM TI CANN SCREW + ST - 38MM - STER | Trauma | EA
04.353.640S | 00810080885172 | 5.5MM TI CANN SCREW + ST - 40MM - STER | Trauma | EA
04.353.642S | 00810080885189 | 5.5MM TI CANN SCREW + ST - 42MM - STER | Trauma | EA
04.353.644S | 00810080885196 | 5.5MM TI CANN SCREW + ST - 44MM - STER | Trauma | EA
04.353.646S | 00810080885202 | 5.5MM TI CANN SCREW + ST - 46MM - STER | Trauma | EA
04.353.648S | 00810080885219 | 5.5MM TI CANN SCREW + ST - 48MM - STER | Trauma | EA
04.353.650S | 00810080885226 | 5.5MM TI CANN SCREW + ST - 50MM - STER | Trauma | EA
04.353.655S | 00810080885233 | 5.5MM TI CANN SCREW + ST - 55MM - STER | Trauma | EA
04.353.660S | 00810080885240 | 5.5MM TI CANN SCREW + ST - 60MM - STER | Trauma | EA
04.353.665S | 00810080885257 | 5.5MM TI CANN SCREW + ST - 65MM - STER | Trauma | EA
04.353.670S | 00810080885264 | 5.5MM TI CANN SCREW + ST - 70MM - STER | Trauma | EA
04.353.675S | 00810080885271 | 5.5MM TI CANN SCREW + ST - 75MM - STER | Trauma | EA
04.353.680S | 00810080885288 | 5.5MM TI CANN SCREW + ST - 80MM - STER | Trauma | EA
04.353.685S | 00810080885295 | 5.5MM TI CANN SCREW + ST - 85MM - STER | Trauma | EA
04.353.690S | 00810080885301 | 5.5MM TI CANN SCREW + ST - 90MM - STER | Trauma | EA
04.353.695S | 00810080885318 | 5.5MM TI CANN SCREW + ST - 95MM - STER | Trauma | EA
04.353.700S | 00810080885325 | 6.5MM TI CANN SCREW + ST - 100MM - STER | Trauma | EA
04.353.701S | 00810080885332 | 6.5MM TI CANN SCREW + ST - 105MM - STER | Trauma | EA
04.353.702S | 00810080885349 | 6.5MM TI CANN SCREW + ST - 110MM - STER | Trauma | EA
04.353.703S | 00810080885356 | 6.5MM TI CANN SCREW + ST - 115MM - STER | Trauma | EA
04.353.704S | 00810080885363 | 6.5MM TI CANN SCREW + ST - 120MM - STER | Trauma | EA
04.353.705S | 00810080885370 | 6.5MM TI CANN SCREW + ST - 125MM - STER | Trauma | EA
04.353.706S | 00810080885387 | 6.5MM TI CANN SCREW + ST - 130MM - STER | Trauma | EA
04.353.707S | 00810080885394 | 6.5MM TI CANN SCREW + ST - 135MM - STER | Trauma | EA
04.353.708S | 00810080885400 | 6.5MM TI CANN SCREW + ST - 140MM - STER | Trauma | EA
04.353.730S | 00810080885493 | 6.5MM TI CANN SCREW + ST - 30MM - STER | Trauma | EA
04.353.735S | 00810080885509 | 6.5MM TI CANN SCREW + ST - 35MM - STER | Trauma | EA
04.353.740S | 00810080885516 | 6.5MM TI CANN SCREW + ST - 40MM - STER | Trauma | EA
04.353.745S | 00810080885523 | 6.5MM TI CANN SCREW + ST - 45MM - STER | Trauma | EA
04.353.750S | 00810080885530 | 6.5MM TI CANN SCREW + ST - 50MM - STER | Trauma | EA
04.353.755S | 00810080885547 | 6.5MM TI CANN SCREW + ST - 55MM - STER | Trauma | EA
04.353.760S | 00810080885554 | 6.5MM TI CANN SCREW + ST - 60MM - STER | Trauma | EA
04.353.765S | 00810080885561 | 6.5MM TI CANN SCREW + ST - 65MM - STER | Trauma | EA
04.353.770S | 00810080885578 | 6.5MM TI CANN SCREW + ST - 70MM - STER | Trauma | EA
04.353.775S | 00810080885585 | 6.5MM TI CANN SCREW + ST - 75MM - STER | Trauma | EA
04.353.780S | 00810080885592 | 6.5MM TI CANN SCREW + ST - 80MM - STER | Trauma | EA
04.353.785S | 00810080885608 | 6.5MM TI CANN SCREW + ST - 85MM - STER | Trauma | EA
04.353.790S | 00810080885615 | 6.5MM TI CANN SCREW + ST - 90MM - STER | Trauma | EA
04.353.795S | 00810080885622 | 6.5MM TI CANN SCREW + ST - 95MM - STER | Trauma | EA
04.353.800S | 00810080885639 | 7.5MM TI CANN SCREW + ST - 100MM - STER | Trauma | EA
04.353.801S | 00810080885646 | 7.5MM TI CANN SCREW + ST - 105MM - STER | Trauma | EA
04.353.802S | 00810080885653 | 7.5MM TI CANN SCREW + ST - 110MM - STER | Trauma | EA
04.353.803S | 00810080885660 | 7.5MM TI CANN SCREW + ST - 115MM - STER | Trauma | EA
04.353.804S | 00810080885677 | 7.5MM TI CANN SCREW + ST - 120MM - STER | Trauma | EA
04.353.805S | 00810080885684 | 7.5MM TI CANN SCREW + ST - 125MM - STER | Trauma | EA
04.353.806S | 00810080885691 | 7.5MM TI CANN SCREW + ST - 130MM - STER | Trauma | EA
04.353.807S | 00810080885707 | 7.5MM TI CANN SCREW + ST - 135MM - STER | Trauma | EA
04.353.808S | 00810080885714 | 7.5MM TI CANN SCREW + ST - 140MM - STER | Trauma | EA
04.353.830S | 00810080885806 | 7.5MM TI CANN SCREW + ST - 30MM - STER | Trauma | EA
04.353.835S | 00810080885813 | 7.5MM TI CANN SCREW + ST - 35MM - STER | Trauma | EA
04.353.840S | 00810080885820 | 7.5MM TI CANN SCREW + ST - 40MM - STER | Trauma | EA
04.353.845S | 00810080885837 | 7.5MM TI CANN SCREW + ST - 45MM - STER | Trauma | EA
04.353.850S | 00810080885844 | 7.5MM TI CANN SCREW + ST - 50MM - STER | Trauma | EA
04.353.855S | 00810080885851 | 7.5MM TI CANN SCREW + ST - 55MM - STER | Trauma | EA
04.353.860S | 00810080885868 | 7.5MM TI CANN SCREW + ST - 60MM - STER | Trauma | EA
04.353.865S | 00810080885875 | 7.5MM TI CANN SCREW + ST - 65MM - STER | Trauma | EA
04.353.870S | 00810080885882 | 7.5MM TI CANN SCREW + ST - 70MM - STER | Trauma | EA
04.353.875S | 00810080885899 | 7.5MM TI CANN SCREW + ST - 75MM - STER | Trauma | EA
04.353.880S | 00810080885905 | 7.5MM TI CANN SCREW + ST - 80MM - STER | Trauma | EA
04.353.885S | 00810080885912 | 7.5MM TI CANN SCREW + ST - 85MM - STER | Trauma | EA
04.353.890S | 00810080885929 | 7.5MM TI CANN SCREW + ST - 90MM - STER | Trauma | EA
04.353.895S | 00810080885936 | 7.5MM TI CANN SCREW + ST - 95MM - STER | Trauma | EA
04.354.020S | 00810080885943 | 2.0MM TI CANN SCREW + LT - 20MM - STER | Trauma | EA
04.354.022S | 00810080885950 | 2.0MM TI CANN SCREW + LT - 22MM - STER | Trauma | EA
04.354.024S | 00810080885967 | 2.0MM TI CANN SCREW + LT - 24MM - STER | Trauma | EA
04.354.026S | 00810080885974 | 2.0MM TI CANN SCREW + LT - 26MM - STER | Trauma | EA
04.354.028S | 00810080885981 | 2.0MM TI CANN SCREW + LT - 28MM - STER | Trauma | EA
04.354.030S | 00810080885998 | 2.0MM TI CANN SCREW + LT - 30MM - STER | Trauma | EA
04.354.032S | 00810080886001 | 2.0MM TI CANN SCREW + LT - 32MM - STER | Trauma | EA
04.354.034S | 00810080886018 | 2.0MM TI CANN SCREW + LT - 34MM - STER | Trauma | EA
04.354.036S | 00810080886025 | 2.0MM TI CANN SCREW + LT - 36MM - STER | Trauma | EA
04.354.038S | 00810080886032 | 2.0MM TI CANN SCREW + LT - 38MM - STER | Trauma | EA
04.354.040S | 00810080886049 | 2.0MM TI CANN SCREW + LT - 40MM - STER | Trauma | EA
04.354.120S | 00810080886056 | 2.5MM TI CANN SCREW + LT - 20MM - STER | Trauma | EA
04.354.122S | 00810080886063 | 2.5MM TI CANN SCREW + LT - 22MM - STER | Trauma | EA
04.354.124S | 00810080886070 | 2.5MM TI CANN SCREW + LT - 24MM - STER | Trauma | EA
04.354.126S | 00810080886087 | 2.5MM TI CANN SCREW + LT - 26MM - STER | Trauma | EA
04.354.128S | 00810080886094 | 2.5MM TI CANN SCREW + LT - 28MM - STER | Trauma | EA
04.354.130S | 00810080886100 | 2.5MM TI CANN SCREW + LT - 30MM - STER | Trauma | EA
04.354.132S | 00810080886117 | 2.5MM TI CANN SCREW + LT - 32MM - STER | Trauma | EA
04.354.134S | 00810080886124 | 2.5MM TI CANN SCREW + LT - 34MM - STER | Trauma | EA
04.354.136S | 00810080886131 | 2.5MM TI CANN SCREW + LT - 36MM - STER | Trauma | EA
04.354.138S | 00810080886148 | 2.5MM TI CANN SCREW + LT - 38MM - STER | Trauma | EA
04.354.140S | 00810080886155 | 2.5MM TI CANN SCREW + LT - 40MM - STER | Trauma | EA
04.354.145S | 00810080886162 | 2.5MM TI CANN SCREW + LT - 45MM - STER | Trauma | EA
04.354.150S | 00810080886179 | 2.5MM TI CANN SCREW + LT - 50MM - STER | Trauma | EA
04.354.155S | 00810080886186 | 2.5MM TI CANN SCREW + LT - 55MM - STER | Trauma | EA
04.354.220S | 00810080886193 | 3.0MM TI CANN SCREW + LT - 20MM - STER | Trauma | EA
04.354.222S | 00810080886209 | 3.0MM TI CANN SCREW + LT - 22MM - STER | Trauma | EA
04.354.224S | 00810080886216 | 3.0MM TI CANN SCREW + LT - 24MM - STER | Trauma | EA
04.354.226S | 00810080886223 | 3.0MM TI CANN SCREW + LT - 26MM - STER | Trauma | EA
04.354.228S | 00810080886230 | 3.0MM TI CANN SCREW + LT - 28MM - STER | Trauma | EA
04.354.230S | 00810080886247 | 3.0MM TI CANN SCREW + LT - 30MM - STER | Trauma | EA
04.354.232S | 00810080886254 | 3.0MM TI CANN SCREW + LT - 32MM - STER | Trauma | EA
04.354.234S | 00810080886261 | 3.0MM TI CANN SCREW + LT - 34MM - STER | Trauma | EA
04.354.236S | 00810080886278 | 3.0MM TI CANN SCREW + LT - 36MM - STER | Trauma | EA
04.354.238S | 00810080886285 | 3.0MM TI CANN SCREW + LT - 38MM - STER | Trauma | EA
04.354.240S | 00810080886292 | 3.0MM TI CANN SCREW + LT - 40MM - STER | Trauma | EA
04.354.245S | 00810080886308 | 3.0MM TI CANN SCREW + LT - 45MM - STER | Trauma | EA
04.354.250S | 00810080886315 | 3.0MM TI CANN SCREW + LT - 50MM - STER | Trauma | EA
04.354.255S | 00810080886322 | 3.0MM TI CANN SCREW + LT - 55MM - STER | Trauma | EA
04.354.320S | 00810080886339 | 3.5MM TI CANN SCREW + LT - 20MM - STER | Trauma | EA
04.354.322S | 00810080886346 | 3.5MM TI CANN SCREW + LT - 22MM - STER | Trauma | EA
04.354.324S | 00810080886353 | 3.5MM TI CANN SCREW + LT - 24MM - STER | Trauma | EA
04.354.326S | 00810080886360 | 3.5MM TI CANN SCREW + LT - 26MM - STER | Trauma | EA
04.354.328S | 00810080886377 | 3.5MM TI CANN SCREW + LT - 28MM - STER | Trauma | EA
04.354.330S | 00810080886384 | 3.5MM TI CANN SCREW + LT - 30MM - STER | Trauma | EA
04.354.332S | 00810080886391 | 3.5MM TI CANN SCREW + LT - 32MM - STER | Trauma | EA
04.354.334S | 00810080886407 | 3.5MM TI CANN SCREW + LT - 34MM - STER | Trauma | EA
04.354.336S | 00810080886414 | 3.5MM TI CANN SCREW + LT - 36MM - STER | Trauma | EA
04.354.338S | 00810080886421 | 3.5MM TI CANN SCREW + LT - 38MM - STER | Trauma | EA
04.354.340S | 00810080886438 | 3.5MM TI CANN SCREW + LT - 40MM - STER | Trauma | EA
04.354.342S | 00810080886445 | 3.5MM TI CANN SCREW + LT - 42MM - STER | Trauma | EA
04.354.344S | 00810080886452 | 3.5MM TI CANN SCREW + LT - 44MM - STER | Trauma | EA
04.354.346S | 00810080886469 | 3.5MM TI CANN SCREW + LT - 46MM - STER | Trauma | EA
04.354.348S | 00810080886476 | 3.5MM TI CANN SCREW + LT - 48MM - STER | Trauma | EA
04.354.350S | 00810080886483 | 3.5MM TI CANN SCREW + LT - 50MM - STER | Trauma | EA
04.354.352S | 00810080886490 | 3.5MM TI CANN SCREW + LT - 52MM - STER | Trauma | EA
04.354.354S | 00810080886506 | 3.5MM TI CANN SCREW + LT - 54MM - STER | Trauma | EA
04.354.356S | 00810080886513 | 3.5MM TI CANN SCREW + LT - 56MM - STER | Trauma | EA
04.354.358S | 00810080886520 | 3.5MM TI CANN SCREW + LT - 58MM - STER | Trauma | EA
04.354.360S | 00810080886537 | 3.5MM TI CANN SCREW + LT - 60MM - STER | Trauma | EA
04.354.365S | 00810080886544 | 3.5MM TI CANN SCREW + LT - 65MM - STER | Trauma | EA
04.354.370S | 00810080886551 | 3.5MM TI CANN SCREW + LT - 70MM - STER | Trauma | EA
04.354.375S | 00810080886568 | 3.5MM TI CANN SCREW + LT - 75MM - STER | Trauma | EA
04.354.420S | 00810080886575 | 4.0MM TI CANN SCREW + LT - 20MM - STER | Trauma | EA
04.354.422S | 00810080886582 | 4.0MM TI CANN SCREW + LT - 22MM - STER | Trauma | EA
04.354.424S | 00810080886599 | 4.0MM TI CANN SCREW + LT - 24MM - STER | Trauma | EA
04.354.426S | 00810080886605 | 4.0MM TI CANN SCREW + LT - 26MM - STER | Trauma | EA
04.354.428S | 00810080886612 | 4.0MM TI CANN SCREW + LT - 28MM - STER | Trauma | EA
04.354.430S | 00810080886629 | 4.0MM TI CANN SCREW + LT - 30MM - STER | Trauma | EA
04.354.432S | 00810080886636 | 4.0MM TI CANN SCREW + LT - 32MM - STER | Trauma | EA
04.354.434S | 00810080886643 | 4.0MM TI CANN SCREW + LT - 34MM - STER | Trauma | EA
04.354.436S | 00810080886650 | 4.0MM TI CANN SCREW + LT - 36MM - STER | Trauma | EA
04.354.438S | 00810080886667 | 4.0MM TI CANN SCREW + LT - 38MM - STER | Trauma | EA
04.354.440S | 00810080886674 | 4.0MM TI CANN SCREW + LT - 40MM - STER | Trauma | EA
04.354.442S | 00810080886681 | 4.0MM TI CANN SCREW + LT - 42MM - STER | Trauma | EA
04.354.444S | 00810080886698 | 4.0MM TI CANN SCREW + LT - 44MM - STER | Trauma | EA
04.354.446S | 00810080886704 | 4.0MM TI CANN SCREW + LT - 46MM - STER | Trauma | EA
04.354.448S | 00810080886711 | 4.0MM TI CANN SCREW + LT - 48MM - STER | Trauma | EA
04.354.450S | 00810080886728 | 4.0MM TI CANN SCREW + LT - 50MM - STER | Trauma | EA
04.354.452S | 00810080886735 | 4.0MM TI CANN SCREW + LT - 52MM - STER | Trauma | EA
04.354.454S | 00810080886742 | 4.0MM TI CANN SCREW + LT - 54MM - STER | Trauma | EA
04.354.456S | 00810080886759 | 4.0MM TI CANN SCREW + LT - 56MM - STER | Trauma | EA
04.354.458S | 00810080886766 | 4.0MM TI CANN SCREW + LT - 58MM - STER | Trauma | EA
04.354.460S | 00810080886773 | 4.0MM TI CANN SCREW + LT - 60MM - STER | Trauma | EA
04.354.500S | 00810080886810 | 4.5MM TI CANN SCREW + LT - 100MM - STER | Trauma | EA
04.354.501S | 00810080886827 | 4.5MM TI CANN SCREW + LT - 105MM - STER | Trauma | EA
04.354.502S | 00810080886834 | 4.5MM TI CANN SCREW + LT - 110MM - STER | Trauma | EA
04.354.530S | 00810080886841 | 4.5MM TI CANN SCREW + LT - 30MM - STER | Trauma | EA
04.354.532S | 00810080886858 | 4.5MM TI CANN SCREW + LT - 32MM - STER | Trauma | EA
04.354.534S | 00810080886865 | 4.5MM TI CANN SCREW + LT - 34MM - STER | Trauma | EA
04.354.536S | 00810080886872 | 4.5MM TI CANN SCREW + LT - 36MM - STER | Trauma | EA
04.354.538S | 00810080886889 | 4.5MM TI CANN SCREW + LT - 38MM - STER | Trauma | EA
04.354.540S | 00810080886896 | 4.5MM TI CANN SCREW + LT - 40MM - STER | Trauma | EA
04.354.542S | 00810080886902 | 4.5MM TI CANN SCREW + LT - 42MM - STER | Trauma | EA
04.354.544S | 00810080886919 | 4.5MM TI CANN SCREW + LT - 44MM - STER | Trauma | EA
04.354.546S | 00810080886926 | 4.5MM TI CANN SCREW + LT - 46MM - STER | Trauma | EA
04.354.548S | 00810080886933 | 4.5MM TI CANN SCREW + LT - 48MM - STER | Trauma | EA
04.354.550S | 00810080886940 | 4.5MM TI CANN SCREW + LT - 50MM - STER | Trauma | EA
04.354.555S | 00810080886957 | 4.5MM TI CANN SCREW + LT - 55MM - STER | Trauma | EA
04.354.560S | 00810080886964 | 4.5MM TI CANN SCREW + LT - 60MM - STER | Trauma | EA
04.354.565S | 00810080886971 | 4.5MM TI CANN SCREW + LT - 65MM - STER | Trauma | EA
04.354.570S | 00810080886988 | 4.5MM TI CANN SCREW + LT - 70MM - STER | Trauma | EA
04.354.575S | 00810080886995 | 4.5MM TI CANN SCREW + LT - 75MM - STER | Trauma | EA
04.354.580S | 00810080887008 | 4.5MM TI CANN SCREW + LT - 80MM - STER | Trauma | EA
04.354.585S | 00810080887015 | 4.5MM TI CANN SCREW + LT - 85MM - STER | Trauma | EA
04.354.590S | 00810080887022 | 4.5MM TI CANN SCREW + LT - 90MM - STER | Trauma | EA
04.354.595S | 00810080887039 | 4.5MM TI CANN SCREW + LT - 95MM - STER | Trauma | EA
04.354.600S | 00810080887046 | 5.5MM TI CANN SCREW + LT - 100MM - STER | Trauma | EA
04.354.601S | 00810080887053 | 5.5MM TI CANN SCREW + LT - 105MM - STER | Trauma | EA
04.354.602S | 00810080887060 | 5.5MM TI CANN SCREW + LT - 110MM - STER | Trauma | EA
04.354.630S | 00810080887077 | 5.5MM TI CANN SCREW + LT - 30MM - STER | Trauma | EA
04.354.632S | 00810080887084 | 5.5MM TI CANN SCREW + LT - 32MM - STER | Trauma | EA
04.354.634S | 00810080887091 | 5.5MM TI CANN SCREW + LT - 34MM - STER | Trauma | EA
04.354.636S | 00810080887107 | 5.5MM TI CANN SCREW + LT - 36MM - STER | Trauma | EA
04.354.638S | 00810080887114 | 5.5MM TI CANN SCREW + LT - 38MM - STER | Trauma | EA
04.354.640S | 00810080887121 | 5.5MM TI CANN SCREW + LT - 40MM - STER | Trauma | EA
04.354.642S | 00810080887138 | 5.5MM TI CANN SCREW + LT - 42MM - STER | Trauma | EA
04.354.644S | 00810080887145 | 5.5MM TI CANN SCREW + LT - 44MM - STER | Trauma | EA
04.354.646S | 00810080887152 | 5.5MM TI CANN SCREW + LT - 46MM - STER | Trauma | EA
04.354.648S | 00810080887169 | 5.5MM TI CANN SCREW + LT - 48MM - STER | Trauma | EA
04.354.650S | 00810080887176 | 5.5MM TI CANN SCREW + LT - 50MM - STER | Trauma | EA
04.354.655S | 00810080887183 | 5.5MM TI CANN SCREW + LT - 55MM - STER | Trauma | EA
04.354.660S | 00810080887190 | 5.5MM TI CANN SCREW + LT - 60MM - STER | Trauma | EA
04.354.665S | 00810080887206 | 5.5MM TI CANN SCREW + LT - 65MM - STER | Trauma | EA
04.354.670S | 00810080887213 | 5.5MM TI CANN SCREW + LT - 70MM - STER | Trauma | EA
04.354.675S | 00810080887220 | 5.5MM TI CANN SCREW + LT - 75MM - STER | Trauma | EA
04.354.680S | 00810080887237 | 5.5MM TI CANN SCREW + LT - 80MM - STER | Trauma | EA
04.354.685S | 00810080887244 | 5.5MM TI CANN SCREW + LT - 85MM - STER | Trauma | EA
04.354.690S | 00810080887251 | 5.5MM TI CANN SCREW + LT - 90MM - STER | Trauma | EA
04.354.695S | 00810080887268 | 5.5MM TI CANN SCREW + LT - 95MM - STER | Trauma | EA
04.354.700S | 00810080887275 | 6.5MM TI CANN SCREW + LT - 100MM - STER | Trauma | EA
04.354.701S | 00810080887282 | 6.5MM TI CANN SCREW + LT - 105MM - STER | Trauma | EA
04.354.702S | 00810080887299 | 6.5MM TI CANN SCREW + LT - 110MM - STER | Trauma | EA
04.354.703S | 00810080887305 | 6.5MM TI CANN SCREW + LT - 115MM - STER | Trauma | EA
04.354.704S | 00810080887312 | 6.5MM TI CANN SCREW + LT - 120MM - STER | Trauma | EA
04.354.705S | 00810080887329 | 6.5MM TI CANN SCREW + LT - 125MM - STER | Trauma | EA
04.354.706S | 00810080887336 | 6.5MM TI CANN SCREW + LT - 130MM - STER | Trauma | EA
04.354.707S | 00810080887343 | 6.5MM TI CANN SCREW + LT - 135MM - STER | Trauma | EA
04.354.708S | 00810080887350 | 6.5MM TI CANN SCREW + LT - 140MM - STER | Trauma | EA
04.354.745S | 00810080887442 | 6.5MM TI CANN SCREW + LT - 45MM - STER | Trauma | EA
04.354.750S | 00810080887459 | 6.5MM TI CANN SCREW + LT - 50MM - STER | Trauma | EA
04.354.755S | 00810080887466 | 6.5MM TI CANN SCREW + LT - 55MM - STER | Trauma | EA
04.354.760S | 00810080887473 | 6.5MM TI CANN SCREW + LT - 60MM - STER | Trauma | EA
04.354.765S | 00810080887480 | 6.5MM TI CANN SCREW + LT - 65MM - STER | Trauma | EA
04.354.770S | 00810080887497 | 6.5MM TI CANN SCREW + LT - 70MM - STER | Trauma | EA
04.354.775S | 00810080887503 | 6.5MM TI CANN SCREW + LT - 75MM - STER | Trauma | EA
04.354.780S | 00810080887510 | 6.5MM TI CANN SCREW + LT - 80MM - STER | Trauma | EA
04.354.785S | 00810080887527 | 6.5MM TI CANN SCREW + LT - 85MM - STER | Trauma | EA
04.354.790S | 00810080887534 | 6.5MM TI CANN SCREW + LT - 90MM - STER | Trauma | EA
04.354.795S | 00810080887541 | 6.5MM TI CANN SCREW + LT - 95MM - STER | Trauma | EA
04.354.800S | 00810080887558 | 7.5MM TI CANN SCREW + LT - 100MM - STER | Trauma | EA
04.354.801S | 00810080887565 | 7.5MM TI CANN SCREW + LT - 105MM - STER | Trauma | EA
04.354.802S | 00810080887572 | 7.5MM TI CANN SCREW + LT - 110MM - STER | Trauma | EA
04.354.803S | 00810080887589 | 7.5MM TI CANN SCREW + LT - 115MM - STER | Trauma | EA
04.354.804S | 00810080887596 | 7.5MM TI CANN SCREW + LT - 120MM - STER | Trauma | EA
04.354.805S | 00810080887602 | 7.5MM TI CANN SCREW + LT - 125MM - STER | Trauma | EA
04.354.806S | 00810080887619 | 7.5MM TI CANN SCREW + LT - 130MM - STER | Trauma | EA
04.354.807S | 00810080887626 | 7.5MM TI CANN SCREW + LT - 135MM - STER | Trauma | EA
04.354.808S | 00810080887633 | 7.5MM TI CANN SCREW + LT - 140MM - STER | Trauma | EA
04.354.845S | 00810080887725 | 7.5MM TI CANN SCREW + LT - 45MM - STER | Trauma | EA
04.354.850S | 00810080887732 | 7.5MM TI CANN SCREW + LT - 50MM - STER | Trauma | EA
04.354.855S | 00810080887749 | 7.5MM TI CANN SCREW + LT - 55MM - STER | Trauma | EA
04.354.860S | 00810080887756 | 7.5MM TI CANN SCREW + LT - 60MM - STER | Trauma | EA
04.354.865S | 00810080887763 | 7.5MM TI CANN SCREW + LT - 65MM - STER | Trauma | EA
04.354.870S | 00810080887770 | 7.5MM TI CANN SCREW + LT - 70MM - STER | Trauma | EA
04.354.875S | 00810080887787 | 7.5MM TI CANN SCREW + LT - 75MM - STER | Trauma | EA
04.354.880S | 00810080887794 | 7.5MM TI CANN SCREW + LT - 80MM - STER | Trauma | EA
04.354.885S | 00810080887800 | 7.5MM TI CANN SCREW + LT - 85MM - STER | Trauma | EA
04.354.890S | 00810080887817 | 7.5MM TI CANN SCREW + LT - 90MM - STER | Trauma | EA
04.354.895S | 00810080887824 | 7.5MM TI CANN SCREW + LT - 95MM - STER | Trauma | EA
04.355.310S | 00810080887831 | 3.5MM TI CANN SCREW + FT - 10MM - STER | Trauma | EA
04.355.312S | 00810080887848 | 3.5MM TI CANN SCREW + FT - 12MM - STER | Trauma | EA
04.355.314S | 00810080887855 | 3.5MM TI CANN SCREW + FT - 14MM - STER | Trauma | EA
04.355.316S | 00810080887862 | 3.5MM TI CANN SCREW + FT - 16MM - STER | Trauma | EA
04.355.318S | 00810080887879 | 3.5MM TI CANN SCREW + FT - 18MM - STER | Trauma | EA
04.355.320S | 00810080887886 | 3.5MM TI CANN SCREW + FT - 20MM - STER | Trauma | EA
04.355.322S | 00810080887893 | 3.5MM TI CANN SCREW + FT - 22MM - STER | Trauma | EA
04.355.324S | 00810080887909 | 3.5MM TI CANN SCREW + FT - 24MM - STER | Trauma | EA
04.355.326S | 00810080887916 | 3.5MM TI CANN SCREW + FT - 26MM - STER | Trauma | EA
04.355.328S | 00810080887923 | 3.5MM TI CANN SCREW + FT - 28MM - STER | Trauma | EA
04.355.330S | 00810080887930 | 3.5MM TI CANN SCREW + FT - 30MM - STER | Trauma | EA
04.355.332S | 00810080887947 | 3.5MM TI CANN SCREW + FT - 32MM - STER | Trauma | EA
04.355.334S | 00810080887954 | 3.5MM TI CANN SCREW + FT - 34MM - STER | Trauma | EA
04.355.336S | 00810080887961 | 3.5MM TI CANN SCREW + FT - 36MM - STER | Trauma | EA
04.355.338S | 00810080887978 | 3.5MM TI CANN SCREW + FT - 38MM - STER | Trauma | EA
04.355.340S | 00810080887985 | 3.5MM TI CANN SCREW + FT - 40MM - STER | Trauma | EA
04.355.342S | 00810080887992 | 3.5MM TI CANN SCREW + FT - 42MM - STER | Trauma | EA
04.355.344S | 00810080888005 | 3.5MM TI CANN SCREW + FT - 44MM - STER | Trauma | EA
04.355.346S | 00810080888012 | 3.5MM TI CANN SCREW + FT - 46MM - STER | Trauma | EA
04.355.348S | 00810080888029 | 3.5MM TI CANN SCREW + FT - 48MM - STER | Trauma | EA
04.355.350S | 00810080888036 | 3.5MM TI CANN SCREW + FT - 50MM - STER | Trauma | EA
04.355.352S | 00810080888043 | 3.5MM TI CANN SCREW + FT - 52MM - STER | Trauma | EA
04.355.354S | 00810080888050 | 3.5MM TI CANN SCREW + FT - 54MM - STER | Trauma | EA
04.355.356S | 00810080888067 | 3.5MM TI CANN SCREW + FT - 56MM - STER | Trauma | EA
04.355.358S | 00810080888074 | 3.5MM TI CANN SCREW + FT - 58MM - STER | Trauma | EA
04.355.360S | 00810080888081 | 3.5MM TI CANN SCREW + FT - 60MM - STER | Trauma | EA
04.355.365S | 00810080888098 | 3.5MM TI CANN SCREW + FT - 65MM - STER | Trauma | EA
04.355.370S | 00810080888104 | 3.5MM TI CANN SCREW + FT - 70MM - STER | Trauma | EA
04.355.375S | 00810080888111 | 3.5MM TI CANN SCREW + FT - 75MM - STER | Trauma | EA
04.355.410S | 00810080888128 | 4.0MM TI CANN SCREW + FT - 10MM - STER | Trauma | EA
04.355.412S | 00810080888135 | 4.0MM TI CANN SCREW + FT - 12MM - STER | Trauma | EA
04.355.414S | 00810080888142 | 4.0MM TI CANN SCREW + FT - 14MM - STER | Trauma | EA
04.355.416S | 00810080888159 | 4.0MM TI CANN SCREW + FT - 16MM - STER | Trauma | EA
04.355.418S | 00810080888166 | 4.0MM TI CANN SCREW + FT - 18MM - STER | Trauma | EA
04.355.420S | 00810080888173 | 4.0MM TI CANN SCREW + FT - 20MM - STER | Trauma | EA
04.355.422S | 00810080888180 | 4.0MM TI CANN SCREW + FT - 22MM - STER | Trauma | EA
04.355.424S | 00810080888197 | 4.0MM TI CANN SCREW + FT - 24MM - STER | Trauma | EA
04.355.426S | 00810080888203 | 4.0MM TI CANN SCREW + FT - 26MM - STER | Trauma | EA
04.355.428S | 00810080888210 | 4.0MM TI CANN SCREW + FT - 28MM - STER | Trauma | EA
04.355.430S | 00810080888227 | 4.0MM TI CANN SCREW + FT - 30MM - STER | Trauma | EA
04.355.432S | 00810080888234 | 4.0MM TI CANN SCREW + FT - 32MM - STER | Trauma | EA
04.355.434S | 00810080888241 | 4.0MM TI CANN SCREW + FT - 34MM - STER | Trauma | EA
04.355.436S | 00810080888258 | 4.0MM TI CANN SCREW + FT - 36MM - STER | Trauma | EA
04.355.438S | 00810080888265 | 4.0MM TI CANN SCREW + FT - 38MM - STER | Trauma | EA
04.355.440S | 00810080888272 | 4.0MM TI CANN SCREW + FT - 40MM - STER | Trauma | EA
04.355.442S | 00810080888289 | 4.0MM TI CANN SCREW + FT - 42MM - STER | Trauma | EA
04.355.444S | 00810080888296 | 4.0MM TI CANN SCREW + FT - 44MM - STER | Trauma | EA
04.355.446S | 00810080888302 | 4.0MM TI CANN SCREW + FT - 46MM - STER | Trauma | EA
04.355.448S | 00810080888319 | 4.0MM TI CANN SCREW + FT - 48MM - STER | Trauma | EA
04.355.450S | 00810080888326 | 4.0MM TI CANN SCREW + FT - 50MM - STER | Trauma | EA
04.355.452S | 00810080888333 | 4.0MM TI CANN SCREW + FT - 52MM - STER | Trauma | EA
04.355.454S | 00810080888340 | 4.0MM TI CANN SCREW + FT - 54MM - STER | Trauma | EA
04.355.456S | 00810080888357 | 4.0MM TI CANN SCREW + FT - 56MM - STER | Trauma | EA
04.355.458S | 00810080888364 | 4.0MM TI CANN SCREW + FT - 58MM - STER | Trauma | EA
04.355.460S | 00810080888371 | 4.0MM TI CANN SCREW + FT - 60MM - STER | Trauma | EA
04.355.465S | 00810080888388 | 4.0MM TI CANN SCREW + FT - 65MM - STER | Trauma | EA
04.355.470S | 00810080888395 | 4.0MM TI CANN SCREW + FT - 70MM - STER | Trauma | EA
04.355.475S | 00810080888401 | 4.0MM TI CANN SCREW + FT - 75MM - STER | Trauma | EA
04.355.500S | 00810080888418 | 4.5MM TI CANN SCREW + FT - 100MM - STER | Trauma | EA
04.355.501S | 00810080888425 | 4.5MM TI CANN SCREW + FT - 105MM - STER | Trauma | EA
04.355.502S | 00810080888432 | 4.5MM TI CANN SCREW + FT - 110MM - STER | Trauma | EA
04.355.520S | 00810080888449 | 4.5MM TI CANN SCREW + FT - 20MM - STER | Trauma | EA
04.355.522S | 00810080888456 | 4.5MM TI CANN SCREW + FT - 22MM - STER | Trauma | EA
04.355.524S | 00810080888463 | 4.5MM TI CANN SCREW + FT - 24MM - STER | Trauma | EA
04.355.526S | 00810080888470 | 4.5MM TI CANN SCREW + FT - 26MM - STER | Trauma | EA
04.355.528S | 00810080888487 | 4.5MM TI CANN SCREW + FT - 28MM - STER | Trauma | EA
04.355.530S | 00810080888494 | 4.5MM TI CANN SCREW + FT - 30MM - STER | Trauma | EA
04.355.532S | 00810080888500 | 4.5MM TI CANN SCREW + FT - 32MM - STER | Trauma | EA
04.355.534S | 00810080888517 | 4.5MM TI CANN SCREW + FT - 34MM - STER | Trauma | EA
04.355.536S | 00810080888524 | 4.5MM TI CANN SCREW + FT - 36MM - STER | Trauma | EA
04.355.538S | 00810080888531 | 4.5MM TI CANN SCREW + FT - 38MM - STER | Trauma | EA
04.355.540S | 00810080888548 | 4.5MM TI CANN SCREW + FT - 40MM - STER | Trauma | EA
04.355.542S | 00810080888555 | 4.5MM TI CANN SCREW + FT - 42MM - STER | Trauma | EA
04.355.544S | 00810080888562 | 4.5MM TI CANN SCREW + FT - 44MM - STER | Trauma | EA
04.355.546S | 00810080888579 | 4.5MM TI CANN SCREW + FT - 46MM - STER | Trauma | EA
04.355.548S | 00810080888586 | 4.5MM TI CANN SCREW + FT - 48MM - STER | Trauma | EA
04.355.550S | 00810080888593 | 4.5MM TI CANN SCREW + FT - 50MM - STER | Trauma | EA
04.355.555S | 00810080888609 | 4.5MM TI CANN SCREW + FT - 55MM - STER | Trauma | EA
04.355.560S | 00810080888616 | 4.5MM TI CANN SCREW + FT - 60MM - STER | Trauma | EA
04.355.565S | 00810080888623 | 4.5MM TI CANN SCREW + FT - 65MM - STER | Trauma | EA
04.355.570S | 00810080888630 | 4.5MM TI CANN SCREW + FT - 70MM - STER | Trauma | EA
04.355.575S | 00810080888647 | 4.5MM TI CANN SCREW + FT - 75MM - STER | Trauma | EA
04.355.580S | 00810080888654 | 4.5MM TI CANN SCREW + FT - 80MM - STER | Trauma | EA
04.355.585S | 00810080888661 | 4.5MM TI CANN SCREW + FT - 85MM - STER | Trauma | EA
04.355.590S | 00810080888678 | 4.5MM TI CANN SCREW + FT - 90MM - STER | Trauma | EA
04.355.595S | 00810080888685 | 4.5MM TI CANN SCREW + FT - 95MM - STER | Trauma | EA
04.355.600S | 00810080888692 | 5.5MM TI CANN SCREW + FT - 100MM - STER | Trauma | EA
04.355.601S | 00810080888708 | 5.5MM TI CANN SCREW + FT - 105MM - STER | Trauma | EA
04.355.602S | 00810080888715 | 5.5MM TI CANN SCREW + FT - 110MM - STER | Trauma | EA
04.355.620S | 00810080888722 | 5.5MM TI CANN SCREW + FT - 20MM - STER | Trauma | EA
04.355.622S | 00810080888739 | 5.5MM TI CANN SCREW + FT - 22MM - STER | Trauma | EA
04.355.624S | 00810080888746 | 5.5MM TI CANN SCREW + FT - 24MM - STER | Trauma | EA
04.355.626S | 00810080888753 | 5.5MM TI CANN SCREW + FT - 26MM - STER | Trauma | EA
04.355.628S | 00810080888760 | 5.5MM TI CANN SCREW + FT - 28MM - STER | Trauma | EA
04.355.630S | 00810080888777 | 5.5MM TI CANN SCREW + FT - 30MM - STER | Trauma | EA
04.355.632S | 00810080888784 | 5.5MM TI CANN SCREW + FT - 32MM - STER | Trauma | EA
04.355.634S | 00810080888791 | 5.5MM TI CANN SCREW + FT - 34MM - STER | Trauma | EA
04.355.636S | 00810080888807 | 5.5MM TI CANN SCREW + FT - 36MM - STER | Trauma | EA
04.355.638S | 00810080888814 | 5.5MM TI CANN SCREW + FT - 38MM - STER | Trauma | EA
04.355.640S | 00810080888821 | 5.5MM TI CANN SCREW + FT - 40MM - STER | Trauma | EA
04.355.642S | 00810080888838 | 5.5MM TI CANN SCREW + FT - 42MM - STER | Trauma | EA
04.355.644S | 00810080888845 | 5.5MM TI CANN SCREW + FT - 44MM - STER | Trauma | EA
04.355.646S | 00810080888852 | 5.5MM TI CANN SCREW + FT - 46MM - STER | Trauma | EA
04.355.648S | 00810080888869 | 5.5MM TI CANN SCREW + FT - 48MM - STER | Trauma | EA
04.355.650S | 00810080888876 | 5.5MM TI CANN SCREW + FT - 50MM - STER | Trauma | EA
04.355.655S | 00810080888883 | 5.5MM TI CANN SCREW + FT - 55MM - STER | Trauma | EA
04.355.660S | 00810080888890 | 5.5MM TI CANN SCREW + FT - 60MM - STER | Trauma | EA
04.355.665S | 00810080888906 | 5.5MM TI CANN SCREW + FT - 65MM - STER | Trauma | EA
04.355.670S | 00810080888913 | 5.5MM TI CANN SCREW + FT - 70MM - STER | Trauma | EA
04.355.675S | 00810080888920 | 5.5MM TI CANN SCREW + FT - 75MM - STER | Trauma | EA
04.355.680S | 00810080888937 | 5.5MM TI CANN SCREW + FT - 80MM - STER | Trauma | EA
04.355.685S | 00810080888944 | 5.5MM TI CANN SCREW + FT - 85MM - STER | Trauma | EA
04.355.690S | 00810080888951 | 5.5MM TI CANN SCREW + FT - 90MM - STER | Trauma | EA
04.355.695S | 00810080888968 | 5.5MM TI CANN SCREW + FT - 95MM - STER | Trauma | EA
04.355.700S | 00810080888975 | 6.5MM TI CANN SCREW + FT - 100MM - STER | Trauma | EA
04.355.701S | 00810080888982 | 6.5MM TI CANN SCREW + FT - 105MM - STER | Trauma | EA
04.355.702S | 00810080888999 | 6.5MM TI CANN SCREW + FT - 110MM - STER | Trauma | EA
04.355.703S | 00810080889002 | 6.5MM TI CANN SCREW + FT - 115MM - STER | Trauma | EA
04.355.704S | 00810080889019 | 6.5MM TI CANN SCREW + FT - 120MM - STER | Trauma | EA
04.355.705S | 00810080889026 | 6.5MM TI CANN SCREW + FT - 125MM - STER | Trauma | EA
04.355.706S | 00810080889033 | 6.5MM TI CANN SCREW + FT - 130MM - STER | Trauma | EA
04.355.707S | 00810080889040 | 6.5MM TI CANN SCREW + FT - 135MM - STER | Trauma | EA
04.355.708S | 00810080889057 | 6.5MM TI CANN SCREW + FT - 140MM - STER | Trauma | EA
04.355.730S | 00810080889149 | 6.5MM TI CANN SCREW + FT - 30MM - STER | Trauma | EA
04.355.735S | 00810080889156 | 6.5MM TI CANN SCREW + FT - 35MM - STER | Trauma | EA
04.355.740S | 00810080889163 | 6.5MM TI CANN SCREW + FT - 40MM - STER | Trauma | EA
04.355.745S | 00810080889170 | 6.5MM TI CANN SCREW + FT - 45MM - STER | Trauma | EA
04.355.750S | 00810080889187 | 6.5MM TI CANN SCREW + FT - 50MM - STER | Trauma | EA
04.355.755S | 00810080889194 | 6.5MM TI CANN SCREW + FT - 55MM - STER | Trauma | EA
04.355.760S | 00810080889200 | 6.5MM TI CANN SCREW + FT - 60MM - STER | Trauma | EA
02.420.106TS | 10886982314277 | 2.0MM VOLT(TM) CORTEX SCREW 6MM T6 STERILE | Trauma | EA
02.420.107TS | 10886982314314 | 2.0MM VOLT(TM) CORTEX SCREW 7MM T6 STERILE | Trauma | EA
02.420.108TS | 10886982314338 | 2.0MM VOLT(TM) CORTEX SCREW 8MM T6 STERILE | Trauma | EA
02.420.109TS | 10886982314352 | 2.0MM VOLT(TM) CORTEX SCREW 9MM T6 STERILE | Trauma | EA
02.420.110TS | 10886982314376 | 2.0MM VOLT(TM) CORTEX SCREW 10MM T6 STERILE | Trauma | EA
02.420.111TS | 10886982314390 | 2.0MM VOLT(TM) CORTEX SCREW 11MM T6 STERILE | Trauma | EA
02.420.112TS | 10886982314413 | 2.0MM VOLT(TM) CORTEX SCREW 12MM T6 STERILE | Trauma | EA
02.420.113TS | 10886982314437 | 2.0MM VOLT(TM) CORTEX SCREW 13MM T6 STERILE | Trauma | EA
02.420.114TS | 10886982314451 | 2.0MM VOLT(TM) CORTEX SCREW 14MM T6 STERILE | Trauma | EA
02.420.115TS | 10886982314475 | 2.0MM VOLT(TM) CORTEX SCREW 15MM T6 STERILE | Trauma | EA
02.420.116TS | 10886982314499 | 2.0MM VOLT(TM) CORTEX SCREW 16MM T6 STERILE | Trauma | EA
02.420.117TS | 10886982314512 | 2.0MM VOLT(TM) CORTEX SCREW 17MM T6 STERILE | Trauma | EA
02.420.118TS | 10886982314536 | 2.0MM VOLT(TM) CORTEX SCREW 18MM T6 STERILE | Trauma | EA
02.420.119TS | 10886982314550 | 2.0MM VOLT(TM) CORTEX SCREW 19MM T6 STERILE | Trauma | EA
02.420.120TS | 10886982314574 | 2.0MM VOLT(TM) CORTEX SCREW 20MM T6 STERILE | Trauma | EA
02.420.122TS | 10886982314598 | 2.0MM VOLT(TM) CORTEX SCREW 22MM T6 STERILE | Trauma | EA
02.420.124TS | 10886982314611 | 2.0MM VOLT(TM) CORTEX SCREW 24MM T6 STERILE | Trauma | EA
02.420.126TS | 10886982314635 | 2.0MM VOLT(TM) CORTEX SCREW 26MM T6 STERILE | Trauma | EA
02.420.128TS | 10886982314659 | 2.0MM VOLT(TM) CORTEX SCREW 28MM T6 STERILE | Trauma | EA
02.420.130TS | 10886982314673 | 2.0MM VOLT(TM) CORTEX SCREW 30MM T6 STERILE | Trauma | EA
02.420.132TS | 10886982314697 | 2.0MM VOLT(TM) CORTEX SCREW 32MM T6 STERILE | Trauma | EA
02.420.134TS | 10886982314710 | 2.0MM VOLT(TM) CORTEX SCREW 34MM T6 STERILE | Trauma | EA
02.420.136TS | 10886982314734 | 2.0MM VOLT(TM) CORTEX SCREW 36MM T6 STERILE | Trauma | EA
02.420.138TS | 10886982314758 | 2.0MM VOLT(TM) CORTEX SCREW 38MM T6 STERILE | Trauma | EA
02.420.140TS | 10886982314772 | 2.0MM VOLT(TM) CORTEX SCREW 40MM T6 STERILE | Trauma | EA
02.420.142TS | 10886982314796 | 2.0MM VOLT(TM) CORTEX SCREW 42MM T6 STERILE | Trauma | EA
02.420.144TS | 10886982314819 | 2.0MM VOLT(TM) CORTEX SCREW 44MM T6 STERILE | Trauma | EA
02.420.146TS | 10886982314833 | 2.0MM VOLT(TM) CORTEX SCREW 46MM T6 STERILE | Trauma | EA
02.420.148TS | 10886982314857 | 2.0MM VOLT(TM) CORTEX SCREW 48MM T6 STERILE | Trauma | EA
02.420.150TS | 10886982314871 | 2.0MM VOLT(TM) CORTEX SCREW 50MM T6 STERILE | Trauma | EA
02.420.306TS | 10886982314895 | 2.0MM VOLT(TM) LOCKING SCREW 6MM T6 STERILE | Trauma | EA
02.420.307TS | 10886982314918 | 2.0MM VOLT(TM) LOCKING SCREW 7MM T6 STERILE | Trauma | EA
02.420.308TS | 10886982314932 | 2.0MM VOLT(TM) LOCKING SCREW 8MM T6 STERILE | Trauma | EA
02.420.309TS | 10886982314956 | 2.0MM VOLT(TM) LOCKING SCREW 9MM T6 STERILE | Trauma | EA
02.420.310TS | 10886982314970 | 2.0MM VOLT(TM) LOCKING SCREW 10MM T6 STERILE | Trauma | EA
02.420.311TS | 10886982314994 | 2.0MM VOLT(TM) LOCKING SCREW 11MM T6 STERILE | Trauma | EA
02.420.312TS | 10886982315014 | 2.0MM VOLT(TM) LOCKING SCREW 12MM T6 STERILE | Trauma | EA
02.420.313TS | 10886982315038 | 2.0MM VOLT(TM) LOCKING SCREW 13MM T6 STERILE | Trauma | EA
02.420.314TS | 10886982315052 | 2.0MM VOLT(TM) LOCKING SCREW 14MM T6 STERILE | Trauma | EA
02.420.315TS | 10886982315076 | 2.0MM VOLT(TM) LOCKING SCREW 15MM T6 STERILE | Trauma | EA
02.420.316TS | 10886982315090 | 2.0MM VOLT(TM) LOCKING SCREW 16MM T6 STERILE | Trauma | EA
02.420.317TS | 10886982315113 | 2.0MM VOLT(TM) LOCKING SCREW 17MM T6 STERILE | Trauma | EA
02.420.318TS | 10886982315137 | 2.0MM VOLT(TM) LOCKING SCREW 18MM T6 STERILE | Trauma | EA
02.420.319TS | 10886982315151 | 2.0MM VOLT(TM) LOCKING SCREW 19MM T6 STERILE | Trauma | EA
02.420.320TS | 10886982315175 | 2.0MM VOLT(TM) LOCKING SCREW 20MM T6 STERILE | Trauma | EA
02.420.322TS | 10886982315199 | 2.0MM VOLT(TM) LOCKING SCREW 22MM T6 STERILE | Trauma | EA
02.420.324TS | 10886982315212 | 2.0MM VOLT(TM) LOCKING SCREW 24MM T6 STERILE | Trauma | EA
02.420.326TS | 10886982315236 | 2.0MM VOLT(TM) LOCKING SCREW 26MM T6 STERILE | Trauma | EA
02.420.328TS | 10886982315250 | 2.0MM VOLT(TM) LOCKING SCREW 28MM T6 STERILE | Trauma | EA
02.420.330TS | 10886982315274 | 2.0MM VOLT(TM) LOCKING SCREW 30MM T6 STERILE | Trauma | EA
02.420.332TS | 10886982315298 | 2.0MM VOLT(TM) LOCKING SCREW 32MM T6 STERILE | Trauma | EA
02.420.334TS | 10886982315311 | 2.0MM VOLT(TM) LOCKING SCREW 34MM T6 STERILE | Trauma | EA
02.420.336TS | 10886982315335 | 2.0MM VOLT(TM) LOCKING SCREW 36MM T6 STERILE | Trauma | EA
02.420.338TS | 10886982315359 | 2.0MM VOLT(TM) LOCKING SCREW 38MM T6 STERILE | Trauma | EA
02.420.340TS | 10886982315373 | 2.0MM VOLT(TM) LOCKING SCREW 40MM T6 STERILE | Trauma | EA
02.420.342TS | 10886982315397 | 2.0MM VOLT(TM) LOCKING SCREW 42MM T6 STERILE | Trauma | EA
02.420.344TS | 10886982315410 | 2.0MM VOLT(TM) LOCKING SCREW 44MM T6 STERILE | Trauma | EA
02.420.346TS | 10886982315434 | 2.0MM VOLT(TM) LOCKING SCREW 46MM T6 STERILE | Trauma | EA
02.420.348TS | 10886982315458 | 2.0MM VOLT(TM) LOCKING SCREW 48MM T6 STERILE | Trauma | EA
02.420.350TS | 10886982315472 | 2.0MM VOLT(TM) LOCKING SCREW 50MM T6 STERILE | Trauma | EA
02.424.106TS | 10886982315496 | 2.4MM VOLT(TM) CORTEX SCREW 6MM T8 STERILE | Trauma | EA
02.424.107TS | 10886982315519 | 2.4MM VOLT(TM) CORTEX SCREW 7MM T8 STERILE | Trauma | EA
02.424.108TS | 10886982315533 | 2.4MM VOLT(TM) CORTEX SCREW 8MM T8 STERILE | Trauma | EA
02.424.109TS | 10886982315557 | 2.4MM VOLT(TM) CORTEX SCREW 9MM T8 STERILE | Trauma | EA
02.424.110TS | 10886982315571 | 2.4MM VOLT(TM) CORTEX SCREW 10MM T8 STERILE | Trauma | EA
02.424.111TS | 10886982315595 | 2.4MM VOLT(TM) CORTEX SCREW 11MM T8 STERILE | Trauma | EA
02.424.112TS | 10886982315618 | 2.4MM VOLT(TM) CORTEX SCREW 12MM T8 STERILE | Trauma | EA
02.424.113TS | 10886982315632 | 2.4MM VOLT(TM) CORTEX SCREW 13MM T8 STERILE | Trauma | EA
02.424.114TS | 10886982315656 | 2.4MM VOLT(TM) CORTEX SCREW 14MM T8 STERILE | Trauma | EA
02.424.115TS | 10886982315670 | 2.4MM VOLT(TM) CORTEX SCREW 15MM T8 STERILE | Trauma | EA
02.424.116TS | 10886982315694 | 2.4MM VOLT(TM) CORTEX SCREW 16MM T8 STERILE | Trauma | EA
02.424.117TS | 10886982315717 | 2.4MM VOLT(TM) CORTEX SCREW 17MM T8 STERILE | Trauma | EA
02.424.118TS | 10886982315731 | 2.4MM VOLT(TM) CORTEX SCREW 18MM T8 STERILE | Trauma | EA
02.424.119TS | 10886982315755 | 2.4MM VOLT(TM) CORTEX SCREW 19MM T8 STERILE | Trauma | EA
02.424.120TS | 10886982315779 | 2.4MM VOLT(TM) CORTEX SCREW 20MM T8 STERILE | Trauma | EA
02.424.122TS | 10886982315793 | 2.4MM VOLT(TM) CORTEX SCREW 22MM T8 STERILE | Trauma | EA
02.424.124TS | 10886982315816 | 2.4MM VOLT(TM) CORTEX SCREW 24MM T8 STERILE | Trauma | EA
02.424.126TS | 10886982315830 | 2.4MM VOLT(TM) CORTEX SCREW 26MM T8 STERILE | Trauma | EA
02.424.128TS | 10886982315854 | 2.4MM VOLT(TM) CORTEX SCREW 28MM T8 STERILE | Trauma | EA
02.424.130TS | 10886982315878 | 2.4MM VOLT(TM) CORTEX SCREW 30MM T8 STERILE | Trauma | EA
02.424.132TS | 10886982315892 | 2.4MM VOLT(TM) CORTEX SCREW 32MM T8 STERILE | Trauma | EA
02.424.134TS | 10886982315915 | 2.4MM VOLT(TM) CORTEX SCREW 34MM T8 STERILE | Trauma | EA
02.424.136TS | 10886982315939 | 2.4MM VOLT(TM) CORTEX SCREW 36MM T8 STERILE | Trauma | EA
02.424.138TS | 10886982315953 | 2.4MM VOLT(TM) CORTEX SCREW 38MM T8 STERILE | Trauma | EA
02.424.140TS | 10886982315977 | 2.4MM VOLT(TM) CORTEX SCREW 40MM T8 STERILE | Trauma | EA
02.424.142TS | 10886982315991 | 2.4MM VOLT(TM) CORTEX SCREW 42MM T8 STERILE | Trauma | EA
02.424.144TS | 10886982316011 | 2.4MM VOLT(TM) CORTEX SCREW 44MM T8 STERILE | Trauma | EA
02.424.146TS | 10886982316035 | 2.4MM VOLT(TM) CORTEX SCREW 46MM T8 STERILE | Trauma | EA
02.424.148TS | 10886982316059 | 2.4MM VOLT(TM) CORTEX SCREW 48MM T8 STERILE | Trauma | EA
02.424.150TS | 10886982316073 | 2.4MM VOLT(TM) CORTEX SCREW 50MM T8 STERILE | Trauma | EA
02.424.152TS | 10886982316097 | 2.4MM VOLT(TM) CORTEX SCREW 52MM T8 STERILE | Trauma | EA
02.424.154TS | 10886982316110 | 2.4MM VOLT(TM) CORTEX SCREW 54MM T8 STERILE | Trauma | EA
02.424.156TS | 10886982316134 | 2.4MM VOLT(TM) CORTEX SCREW 56MM T8 STERILE | Trauma | EA
02.424.306TS | 10886982316172 | 2.4MM VOLT(TM) LOCKING SCREW 6MM T8 STERILE | Trauma | EA
02.424.307TS | 10886982316196 | 2.4MM VOLT(TM) LOCKING SCREW 7MM T8 STERILE | Trauma | EA
02.424.308TS | 10886982316219 | 2.4MM VOLT(TM) LOCKING SCREW 8MM T8 STERILE | Trauma | EA
02.424.309TS | 10886982316233 | 2.4MM VOLT(TM) LOCKING SCREW 9MM T8 STERILE | Trauma | EA
02.424.310TS | 10886982316257 | 2.4MM VOLT(TM) LOCKING SCREW 10MM T8 STERILE | Trauma | EA
02.424.311TS | 10886982316271 | 2.4MM VOLT(TM) LOCKING SCREW 11MM T8 STERILE | Trauma | EA
02.424.312TS | 10886982316295 | 2.4MM VOLT(TM) LOCKING SCREW 12MM T8 STERILE | Trauma | EA
02.424.313TS | 10886982316318 | 2.4MM VOLT(TM) LOCKING SCREW 13MM T8 STERILE | Trauma | EA
02.424.314TS | 10886982316332 | 2.4MM VOLT(TM) LOCKING SCREW 14MM T8 STERILE | Trauma | EA
02.424.315TS | 10886982316356 | 2.4MM VOLT(TM) LOCKING SCREW 15MM T8 STERILE | Trauma | EA
02.424.316TS | 10886982316370 | 2.4MM VOLT(TM) LOCKING SCREW 16MM T8 STERILE | Trauma | EA
02.424.317TS | 10886982316394 | 2.4MM VOLT(TM) LOCKING SCREW 17MM T8 STERILE | Trauma | EA
02.424.318TS | 10886982316417 | 2.4MM VOLT(TM) LOCKING SCREW 18MM T8 STERILE | Trauma | EA
02.424.319TS | 10886982316431 | 2.4MM VOLT(TM) LOCKING SCREW 19MM T8 STERILE | Trauma | EA
02.424.320TS | 10886982316455 | 2.4MM VOLT(TM) LOCKING SCREW 20MM T8 STERILE | Trauma | EA
02.424.322TS | 10886982316479 | 2.4MM VOLT(TM) LOCKING SCREW 22MM T8 STERILE | Trauma | EA
02.424.324TS | 10886982316493 | 2.4MM VOLT(TM) LOCKING SCREW 24MM T8 STERILE | Trauma | EA
02.424.326TS | 10886982316516 | 2.4MM VOLT(TM) LOCKING SCREW 26MM T8 STERILE | Trauma | EA
02.424.328TS | 10886982316530 | 2.4MM VOLT(TM) LOCKING SCREW 28MM T8 STERILE | Trauma | EA
02.424.330TS | 10886982316554 | 2.4MM VOLT(TM) LOCKING SCREW 30MM T8 STERILE | Trauma | EA
02.424.332TS | 10886982316578 | 2.4MM VOLT(TM) LOCKING SCREW 32MM T8 STERILE | Trauma | EA
02.424.334TS | 10886982316592 | 2.4MM VOLT(TM) LOCKING SCREW 34MM T8 STERILE | Trauma | EA
02.424.336TS | 10886982316615 | 2.4MM VOLT(TM) LOCKING SCREW 36MM T8 STERILE | Trauma | EA
02.424.338TS | 10886982316639 | 2.4MM VOLT(TM) LOCKING SCREW 38MM T8 STERILE | Trauma | EA
02.424.340TS | 10886982316653 | 2.4MM VOLT(TM) LOCKING SCREW 40MM T8 STERILE | Trauma | EA
02.424.342TS | 10886982316677 | 2.4MM VOLT(TM) LOCKING SCREW 42MM T8 STERILE | Trauma | EA
02.424.344TS | 10886982316691 | 2.4MM VOLT(TM) LOCKING SCREW 44MM T8 STERILE | Trauma | EA
02.424.346TS | 10886982316714 | 2.4MM VOLT(TM) LOCKING SCREW 46MM T8 STERILE | Trauma | EA
02.424.348TS | 10886982316738 | 2.4MM VOLT(TM) LOCKING SCREW 48MM T8 STERILE | Trauma | EA
02.424.350TS | 10886982316752 | 2.4MM VOLT(TM) LOCKING SCREW 50MM T8 STERILE | Trauma | EA
02.424.352TS | 10886982316776 | 2.4MM VOLT(TM) LOCKING SCREW 52MM T8 STERILE | Trauma | EA
02.424.354TS | 10886982316790 | 2.4MM VOLT(TM) LOCKING SCREW 54MM T8 STERILE | Trauma | EA
02.424.356TS | 10886982316813 | 2.4MM VOLT(TM) LOCKING SCREW 56MM T8 STERILE | Trauma | EA
04.420.106 | 10886982316844 | 2.0MM VOLT(TM) CORTEX SCREW 6MM T6 | Trauma | EA
04.420.106TS | 10886982316851 | 2.0MM VOLT(TM) CORTEX SCREW 6MM T6 STERILE | Trauma | EA
04.420.107 | 10886982316868 | 2.0MM VOLT(TM) CORTEX SCREW 7MM T6 | Trauma | EA
04.420.107TS | 10886982316875 | 2.0MM VOLT(TM) CORTEX SCREW 7MM T6 STERILE | Trauma | EA
04.420.108 | 10886982316882 | 2.0MM VOLT(TM) CORTEX SCREW 8MM T6 | Trauma | EA
04.420.108TS | 10886982316899 | 2.0MM VOLT(TM) CORTEX SCREW 8MM T6 STERILE | Trauma | EA
04.420.109 | 10886982316905 | 2.0MM VOLT(TM) CORTEX SCREW 9MM T6 | Trauma | EA
04.420.109TS | 10886982316912 | 2.0MM VOLT(TM) CORTEX SCREW 9MM T6 STERILE | Trauma | EA
04.420.110 | 10886982316929 | 2.0MM VOLT(TM) CORTEX SCREW 10MM T6 | Trauma | EA
04.420.110TS | 10886982316936 | 2.0MM VOLT(TM) CORTEX SCREW 10MM T6 STERILE | Trauma | EA
04.420.111 | 10886982316943 | 2.0MM VOLT(TM) CORTEX SCREW 11MM T6 | Trauma | EA
04.420.111TS | 10886982316950 | 2.0MM VOLT(TM) CORTEX SCREW 11MM T6 STERILE | Trauma | EA
04.420.112 | 10886982316967 | 2.0MM VOLT(TM) CORTEX SCREW 12MM T6 | Trauma | EA
04.420.112TS | 10886982316974 | 2.0MM VOLT(TM) CORTEX SCREW 12MM T6 STERILE | Trauma | EA
04.420.113 | 10886982316981 | 2.0MM VOLT(TM) CORTEX SCREW 13MM T6 | Trauma | EA
04.420.113TS | 10886982316998 | 2.0MM VOLT(TM) CORTEX SCREW 13MM T6 STERILE | Trauma | EA
04.420.114 | 10886982317001 | 2.0MM VOLT(TM) CORTEX SCREW 14MM T6 | Trauma | EA
04.420.114TS | 10886982317018 | 2.0MM VOLT(TM) CORTEX SCREW 14MM T6 STERILE | Trauma | EA
04.420.115 | 10886982317025 | 2.0MM VOLT(TM) CORTEX SCREW 15MM T6 | Trauma | EA
04.420.115TS | 10886982317032 | 2.0MM VOLT(TM) CORTEX SCREW 15MM T6 STERILE | Trauma | EA
04.420.116 | 10886982317049 | 2.0MM VOLT(TM) CORTEX SCREW 16MM T6 | Trauma | EA
04.420.116TS | 10886982317056 | 2.0MM VOLT(TM) CORTEX SCREW 16MM T6 STERILE | Trauma | EA
04.420.117 | 10886982317063 | 2.0MM VOLT(TM) CORTEX SCREW 17MM T6 | Trauma | EA
04.420.117TS | 10886982317070 | 2.0MM VOLT(TM) CORTEX SCREW 17MM T6 STERILE | Trauma | EA
04.420.118 | 10886982317087 | 2.0MM VOLT(TM) CORTEX SCREW 18MM T6 | Trauma | EA
04.420.118TS | 10886982317094 | 2.0MM VOLT(TM) CORTEX SCREW 18MM T6 STERILE | Trauma | EA
04.420.119 | 10886982317100 | 2.0MM VOLT(TM) CORTEX SCREW 19MM T6 | Trauma | EA
04.420.119TS | 10886982317117 | 2.0MM VOLT(TM) CORTEX SCREW 19MM T6 STERILE | Trauma | EA
04.420.120 | 10886982317124 | 2.0MM VOLT(TM) CORTEX SCREW 20MM T6 | Trauma | EA
04.420.120TS | 10886982317131 | 2.0MM VOLT(TM) CORTEX SCREW 20MM T6 STERILE | Trauma | EA
04.420.122 | 10886982317148 | 2.0MM VOLT(TM) CORTEX SCREW 22MM T6 | Trauma | EA
04.420.122TS | 10886982317155 | 2.0MM VOLT(TM) CORTEX SCREW 22MM T6 STERILE | Trauma | EA
04.420.124 | 10886982317162 | 2.0MM VOLT(TM) CORTEX SCREW 24MM T6 | Trauma | EA
04.420.124TS | 10886982317179 | 2.0MM VOLT(TM) CORTEX SCREW 24MM T6 STERILE | Trauma | EA
04.420.126 | 10886982317186 | 2.0MM VOLT(TM) CORTEX SCREW 26MM T6 | Trauma | EA
04.420.126TS | 10886982317193 | 2.0MM VOLT(TM) CORTEX SCREW 26MM T6 STERILE | Trauma | EA
04.420.128 | 10886982317209 | 2.0MM VOLT(TM) CORTEX SCREW 28MM T6 | Trauma | EA
04.420.128TS | 10886982317216 | 2.0MM VOLT(TM) CORTEX SCREW 28MM T6 STERILE | Trauma | EA
04.420.130 | 10886982317223 | 2.0MM VOLT(TM) CORTEX SCREW 30MM T6 | Trauma | EA
04.420.130TS | 10886982317230 | 2.0MM VOLT(TM) CORTEX SCREW 30MM T6 STERILE | Trauma | EA
04.420.132 | 10886982317247 | 2.0MM VOLT(TM) CORTEX SCREW 32MM T6 | Trauma | EA
04.420.132TS | 10886982317254 | 2.0MM VOLT(TM) CORTEX SCREW 32MM T6 STERILE | Trauma | EA
04.420.134 | 10886982317261 | 2.0MM VOLT(TM) CORTEX SCREW 34MM T6 | Trauma | EA
04.420.134TS | 10886982317278 | 2.0MM VOLT(TM) CORTEX SCREW 34MM T6 STERILE | Trauma | EA
04.420.136 | 10886982317285 | 2.0MM VOLT(TM) CORTEX SCREW 36MM T6 | Trauma | EA
04.420.136TS | 10886982317292 | 2.0MM VOLT(TM) CORTEX SCREW 36MM T6 STERILE | Trauma | EA
04.420.138 | 10886982317308 | 2.0MM VOLT(TM) CORTEX SCREW 38MM T6 | Trauma | EA
04.420.138TS | 10886982317315 | 2.0MM VOLT(TM) CORTEX SCREW 38MM T6 STERILE | Trauma | EA
04.420.140 | 10886982317322 | 2.0MM VOLT(TM) CORTEX SCREW 40MM T6 | Trauma | EA
04.420.140TS | 10886982317339 | 2.0MM VOLT(TM) CORTEX SCREW 40MM T6 STERILE | Trauma | EA
04.420.142 | 10886982317346 | 2.0MM VOLT(TM) CORTEX SCREW 42MM T6 | Trauma | EA
04.420.142TS | 10886982317353 | 2.0MM VOLT(TM) CORTEX SCREW 42MM T6 STERILE | Trauma | EA
04.420.144 | 10886982317360 | 2.0MM VOLT(TM) CORTEX SCREW 44MM T6 | Trauma | EA
04.420.144TS | 10886982317377 | 2.0MM VOLT(TM) CORTEX SCREW 44MM T6 STERILE | Trauma | EA
04.420.146 | 10886982317384 | 2.0MM VOLT(TM) CORTEX SCREW 46MM T6 | Trauma | EA
04.420.146TS | 10886982317391 | 2.0MM VOLT(TM) CORTEX SCREW 46MM T6 STERILE | Trauma | EA
04.420.148 | 10886982317407 | 2.0MM VOLT(TM) CORTEX SCREW 48MM T6 | Trauma | EA
04.420.148TS | 10886982317414 | 2.0MM VOLT(TM) CORTEX SCREW 48MM T6 STERILE | Trauma | EA
04.420.150 | 10886982317421 | 2.0MM VOLT(TM) CORTEX SCREW 50MM T6 | Trauma | EA
04.420.150TS | 10886982317438 | 2.0MM VOLT(TM) CORTEX SCREW 50MM T6 STERILE | Trauma | EA
04.420.306 | 10886982317445 | 2.0MM VOLT(TM) LOCKING SCREW 6MM T6 | Trauma | EA
04.420.306TS | 10886982317452 | 2.0MM VOLT(TM) LOCKING SCREW 6MM T6 STERILE | Trauma | EA
04.420.307 | 10886982317469 | 2.0MM VOLT(TM) LOCKING SCREW 7MM T6 | Trauma | EA
04.420.307TS | 10886982317476 | 2.0MM VOLT(TM) LOCKING SCREW 7MM T6 STERILE | Trauma | EA
04.420.308 | 10886982317483 | 2.0MM VOLT(TM) LOCKING SCREW 8MM T6 | Trauma | EA
04.420.308TS | 10886982317490 | 2.0MM VOLT(TM) LOCKING SCREW 8MM T6 STERILE | Trauma | EA
04.420.309 | 10886982317506 | 2.0MM VOLT(TM) LOCKING SCREW 9MM T6 | Trauma | EA
04.420.309TS | 10886982317513 | 2.0MM VOLT(TM) LOCKING SCREW 9MM T6 STERILE | Trauma | EA
04.420.310 | 10886982317520 | 2.0MM VOLT(TM) LOCKING SCREW 10MM T6 | Trauma | EA
04.420.310TS | 10886982317537 | 2.0MM VOLT(TM) LOCKING SCREW 10MM T6 STERILE | Trauma | EA
04.420.311 | 10886982317544 | 2.0MM VOLT(TM) LOCKING SCREW 11MM T6 | Trauma | EA
04.420.311TS | 10886982317551 | 2.0MM VOLT(TM) LOCKING SCREW 11MM T6 STERILE | Trauma | EA
04.420.312 | 10886982317568 | 2.0MM VOLT(TM) LOCKING SCREW 12MM T6 | Trauma | EA
04.420.312TS | 10886982317575 | 2.0MM VOLT(TM) LOCKING SCREW 12MM T6 STERILE | Trauma | EA
04.420.313 | 10886982317582 | 2.0MM VOLT(TM) LOCKING SCREW 13MM T6 | Trauma | EA
04.420.313TS | 10886982317599 | 2.0MM VOLT(TM) LOCKING SCREW 13MM T6 STERILE | Trauma | EA
04.420.314 | 10886982317605 | 2.0MM VOLT(TM) LOCKING SCREW 14MM T6 | Trauma | EA
04.420.314TS | 10886982317612 | 2.0MM VOLT(TM) LOCKING SCREW 14MM T6 STERILE | Trauma | EA
04.420.315 | 10886982317629 | 2.0MM VOLT(TM) LOCKING SCREW 15MM T6 | Trauma | EA
04.420.315TS | 10886982317636 | 2.0MM VOLT(TM) LOCKING SCREW 15MM T6 STERILE | Trauma | EA
04.420.316 | 10886982317643 | 2.0MM VOLT(TM) LOCKING SCREW 16MM T6 | Trauma | EA
04.420.316TS | 10886982317650 | 2.0MM VOLT(TM) LOCKING SCREW 16MM T6 STERILE | Trauma | EA
04.420.317 | 10886982317667 | 2.0MM VOLT(TM) LOCKING SCREW 17MM T6 | Trauma | EA
04.420.317TS | 10886982317674 | 2.0MM VOLT(TM) LOCKING SCREW 17MM T6 STERILE | Trauma | EA
04.420.318 | 10886982317681 | 2.0MM VOLT(TM) LOCKING SCREW 18MM T6 | Trauma | EA
04.420.318TS | 10886982317698 | 2.0MM VOLT(TM) LOCKING SCREW 18MM T6 STERILE | Trauma | EA
04.420.319 | 10886982317704 | 2.0MM VOLT(TM) LOCKING SCREW 19MM T6 | Trauma | EA
04.420.319TS | 10886982317711 | 2.0MM VOLT(TM) LOCKING SCREW 19MM T6 STERILE | Trauma | EA
04.420.320 | 10886982317728 | 2.0MM VOLT(TM) LOCKING SCREW 20MM T6 | Trauma | EA
04.420.320TS | 10886982317735 | 2.0MM VOLT(TM) LOCKING SCREW 20MM T6 STERILE | Trauma | EA
04.420.322 | 10886982317742 | 2.0MM VOLT(TM) LOCKING SCREW 22MM T6 | Trauma | EA
04.420.322TS | 10886982317759 | 2.0MM VOLT(TM) LOCKING SCREW 22MM T6 STERILE | Trauma | EA
04.420.324 | 10886982317766 | 2.0MM VOLT(TM) LOCKING SCREW 24MM T6 | Trauma | EA
04.420.324TS | 10886982317773 | 2.0MM VOLT(TM) LOCKING SCREW 24MM T6 STERILE | Trauma | EA
04.420.326 | 10886982317780 | 2.0MM VOLT(TM) LOCKING SCREW 26MM T6 | Trauma | EA
04.420.326TS | 10886982317797 | 2.0MM VOLT(TM) LOCKING SCREW 26MM T6 STERILE | Trauma | EA
04.420.328 | 10886982317803 | 2.0MM VOLT(TM) LOCKING SCREW 28MM T6 | Trauma | EA
04.420.328TS | 10886982317810 | 2.0MM VOLT(TM) LOCKING SCREW 28MM T6 STERILE | Trauma | EA
04.420.330 | 10886982317827 | 2.0MM VOLT(TM) LOCKING SCREW 30MM T6 | Trauma | EA
04.420.330TS | 10886982317834 | 2.0MM VOLT(TM) LOCKING SCREW 30MM T6 STERILE | Trauma | EA
04.420.332 | 10886982317841 | 2.0MM VOLT(TM) LOCKING SCREW 32MM T6 | Trauma | EA
04.420.332TS | 10886982317858 | 2.0MM VOLT(TM) LOCKING SCREW 32MM T6 STERILE | Trauma | EA
04.420.334 | 10886982317865 | 2.0MM VOLT(TM) LOCKING SCREW 34MM T6 | Trauma | EA
04.420.334TS | 10886982317872 | 2.0MM VOLT(TM) LOCKING SCREW 34MM T6 STERILE | Trauma | EA
04.420.336 | 10886982317889 | 2.0MM VOLT(TM) LOCKING SCREW 36MM T6 | Trauma | EA
04.420.336TS | 10886982317896 | 2.0MM VOLT(TM) LOCKING SCREW 36MM T6 STERILE | Trauma | EA
04.420.338 | 10886982317902 | 2.0MM VOLT(TM) LOCKING SCREW 38MM T6 | Trauma | EA
04.420.338TS | 10886982317919 | 2.0MM VOLT(TM) LOCKING SCREW 38MM T6 STERILE | Trauma | EA
04.420.340 | 10886982317926 | 2.0MM VOLT(TM) LOCKING SCREW 40MM T6 | Trauma | EA
04.420.340TS | 10886982317933 | 2.0MM VOLT(TM) LOCKING SCREW 40MM T6 STERILE | Trauma | EA
04.420.342 | 10886982317940 | 2.0MM VOLT(TM) LOCKING SCREW 42MM T6 | Trauma | EA
04.420.342TS | 10886982317957 | 2.0MM VOLT(TM) LOCKING SCREW 42MM T6 STERILE | Trauma | EA
04.420.344 | 10886982317964 | 2.0MM VOLT(TM) LOCKING SCREW 44MM T6 | Trauma | EA
04.420.344TS | 10886982317971 | 2.0MM VOLT(TM) LOCKING SCREW 44MM T6 STERILE | Trauma | EA
04.420.346 | 10886982317988 | 2.0MM VOLT(TM) LOCKING SCREW 46MM T6 | Trauma | EA
04.420.346TS | 10886982317995 | 2.0MM VOLT(TM) LOCKING SCREW 46MM T6 STERILE | Trauma | EA
04.420.348 | 10886982318008 | 2.0MM VOLT(TM) LOCKING SCREW 48MM T6 | Trauma | EA
04.420.348TS | 10886982318015 | 2.0MM VOLT(TM) LOCKING SCREW 48MM T6 STERILE | Trauma | EA
04.420.350 | 10886982318022 | 2.0MM VOLT(TM) LOCKING SCREW 50MM T6 | Trauma | EA
04.420.350TS | 10886982318039 | 2.0MM VOLT(TM) LOCKING SCREW 50MM T6 STERILE | Trauma | EA
04.424.106 | 10886982318046 | 2.4MM VOLT(TM) CORTEX SCREW 6MM T8 | Trauma | EA
04.424.106TS | 10886982318053 | 2.4MM VOLT(TM) CORTEX SCREW 6MM T8 STERILE | Trauma | EA
04.424.107 | 10886982318060 | 2.4MM VOLT(TM) CORTEX SCREW 7MM T8 | Trauma | EA
04.424.107TS | 10886982318077 | 2.4MM VOLT(TM) CORTEX SCREW 7MM T8 STERILE | Trauma | EA
04.424.108 | 10886982318084 | 2.4MM VOLT(TM) CORTEX SCREW 8MM T8 | Trauma | EA
04.424.108TS | 10886982318091 | 2.4MM VOLT(TM) CORTEX SCREW 8MM T8 STERILE | Trauma | EA
04.424.109 | 10886982318107 | 2.4MM VOLT(TM) CORTEX SCREW 9MM T8 | Trauma | EA
04.424.109TS | 10886982318114 | 2.4MM VOLT(TM) CORTEX SCREW 9MM T8 STERILE | Trauma | EA
04.424.110 | 10886982318121 | 2.4MM VOLT(TM) CORTEX SCREW 10MM T8 | Trauma | EA
04.424.110TS | 10886982318138 | 2.4MM VOLT(TM) CORTEX SCREW 10MM T8 STERILE | Trauma | EA
04.424.111 | 10886982318145 | 2.4MM VOLT(TM) CORTEX SCREW 11MM T8 | Trauma | EA
04.424.111TS | 10886982318152 | 2.4MM VOLT(TM) CORTEX SCREW 11MM T8 STERILE | Trauma | EA
04.424.112 | 10886982318169 | 2.4MM VOLT(TM) CORTEX SCREW 12MM T8 | Trauma | EA
04.424.112TS | 10886982318176 | 2.4MM VOLT(TM) CORTEX SCREW 12MM T8 STERILE | Trauma | EA
04.424.113 | 10886982318183 | 2.4MM VOLT(TM) CORTEX SCREW 13MM T8 | Trauma | EA
04.424.113TS | 10886982318190 | 2.4MM VOLT(TM) CORTEX SCREW 13MM T8 STERILE | Trauma | EA
04.424.114 | 10886982318206 | 2.4MM VOLT(TM) CORTEX SCREW 14MM T8 | Trauma | EA
04.424.114TS | 10886982318213 | 2.4MM VOLT(TM) CORTEX SCREW 14MM T8 STERILE | Trauma | EA
04.424.115 | 10886982318220 | 2.4MM VOLT(TM) CORTEX SCREW 15MM T8 | Trauma | EA
04.424.115TS | 10886982318237 | 2.4MM VOLT(TM) CORTEX SCREW 15MM T8 STERILE | Trauma | EA
04.424.116 | 10886982318244 | 2.4MM VOLT(TM) CORTEX SCREW 16MM T8 | Trauma | EA
04.424.116TS | 10886982318251 | 2.4MM VOLT(TM) CORTEX SCREW 16MM T8 STERILE | Trauma | EA
04.424.117 | 10886982318268 | 2.4MM VOLT(TM) CORTEX SCREW 17MM T8 | Trauma | EA
04.424.117TS | 10886982318275 | 2.4MM VOLT(TM) CORTEX SCREW 17MM T8 STERILE | Trauma | EA
04.424.118 | 10886982318282 | 2.4MM VOLT(TM) CORTEX SCREW 18MM T8 | Trauma | EA
04.424.118TS | 10886982318299 | 2.4MM VOLT(TM) CORTEX SCREW 18MM T8 STERILE | Trauma | EA
04.424.119 | 10886982318305 | 2.4MM VOLT(TM) CORTEX SCREW 19MM T8 | Trauma | EA
04.424.119TS | 10886982318312 | 2.4MM VOLT(TM) CORTEX SCREW 19MM T8 STERILE | Trauma | EA
04.424.120 | 10886982318329 | 2.4MM VOLT(TM) CORTEX SCREW 20MM T8 | Trauma | EA
04.424.120TS | 10886982318336 | 2.4MM VOLT(TM) CORTEX SCREW 20MM T8 STERILE | Trauma | EA
04.424.122 | 10886982318343 | 2.4MM VOLT(TM) CORTEX SCREW 22MM T8 | Trauma | EA
04.424.122TS | 10886982318350 | 2.4MM VOLT(TM) CORTEX SCREW 22MM T8 STERILE | Trauma | EA
04.424.124 | 10886982318367 | 2.4MM VOLT(TM) CORTEX SCREW 24MM T8 | Trauma | EA
04.424.124TS | 10886982318374 | 2.4MM VOLT(TM) CORTEX SCREW 24MM T8 STERILE | Trauma | EA
04.424.126 | 10886982318381 | 2.4MM VOLT(TM) CORTEX SCREW 26MM T8 | Trauma | EA
04.424.126TS | 10886982318398 | 2.4MM VOLT(TM) CORTEX SCREW 26MM T8 STERILE | Trauma | EA
04.424.128 | 10886982318404 | 2.4MM VOLT(TM) CORTEX SCREW 28MM T8 | Trauma | EA
04.424.128TS | 10886982318411 | 2.4MM VOLT(TM) CORTEX SCREW 28MM T8 STERILE | Trauma | EA
04.424.130 | 10886982318428 | 2.4MM VOLT(TM) CORTEX SCREW 30MM T8 | Trauma | EA
04.424.130TS | 10886982318435 | 2.4MM VOLT(TM) CORTEX SCREW 30MM T8 STERILE | Trauma | EA
04.424.132 | 10886982318442 | 2.4MM VOLT(TM) CORTEX SCREW 32MM T8 | Trauma | EA
04.424.132TS | 10886982318459 | 2.4MM VOLT(TM) CORTEX SCREW 32MM T8 STERILE | Trauma | EA
04.424.134 | 10886982318466 | 2.4MM VOLT(TM) CORTEX SCREW 34MM T8 | Trauma | EA
04.424.134TS | 10886982318473 | 2.4MM VOLT(TM) CORTEX SCREW 34MM T8 STERILE | Trauma | EA
04.424.136 | 10886982318480 | 2.4MM VOLT(TM) CORTEX SCREW 36MM T8 | Trauma | EA
04.424.136TS | 10886982318497 | 2.4MM VOLT(TM) CORTEX SCREW 36MM T8 STERILE | Trauma | EA
04.424.138 | 10886982318503 | 2.4MM VOLT(TM) CORTEX SCREW 38MM T8 | Trauma | EA
04.424.138TS | 10886982318510 | 2.4MM VOLT(TM) CORTEX SCREW 38MM T8 STERILE | Trauma | EA
04.424.140 | 10886982318527 | 2.4MM VOLT(TM) CORTEX SCREW 40MM T8 | Trauma | EA
04.424.140TS | 10886982318534 | 2.4MM VOLT(TM) CORTEX SCREW 40MM T8 STERILE | Trauma | EA
04.424.142 | 10886982318541 | 2.4MM VOLT(TM) CORTEX SCREW 42MM T8 | Trauma | EA
04.424.142TS | 10886982318558 | 2.4MM VOLT(TM) CORTEX SCREW 42MM T8 STERILE | Trauma | EA
04.424.144 | 10886982318565 | 2.4MM VOLT(TM) CORTEX SCREW 44MM T8 | Trauma | EA
04.424.144TS | 10886982318572 | 2.4MM VOLT(TM) CORTEX SCREW 44MM T8 STERILE | Trauma | EA
04.424.146 | 10886982318589 | 2.4MM VOLT(TM) CORTEX SCREW 46MM T8 | Trauma | EA
04.424.146TS | 10886982318596 | 2.4MM VOLT(TM) CORTEX SCREW 46MM T8 STERILE | Trauma | EA
04.424.148 | 10886982318602 | 2.4MM VOLT(TM) CORTEX SCREW 48MM T8 | Trauma | EA
04.424.148TS | 10886982318619 | 2.4MM VOLT(TM) CORTEX SCREW 48MM T8 STERILE | Trauma | EA
04.424.150 | 10886982318626 | 2.4MM VOLT(TM) CORTEX SCREW 50MM T8 | Trauma | EA
04.424.150TS | 10886982318633 | 2.4MM VOLT(TM) CORTEX SCREW 50MM T8 STERILE | Trauma | EA
04.424.152 | 10886982318640 | 2.4MM VOLT(TM) CORTEX SCREW 52MM T8 | Trauma | EA
04.424.152TS | 10886982318657 | 2.4MM VOLT(TM) CORTEX SCREW 52MM T8 STERILE | Trauma | EA
04.424.154 | 10886982318664 | 2.4MM VOLT(TM) CORTEX SCREW 54MM T8 | Trauma | EA
04.424.154TS | 10886982318671 | 2.4MM VOLT(TM) CORTEX SCREW 54MM T8 STERILE | Trauma | EA
04.424.156 | 10886982318688 | 2.4MM VOLT(TM) CORTEX SCREW 56MM T8 | Trauma | EA
04.424.156TS | 10886982318695 | 2.4MM VOLT(TM) CORTEX SCREW 56MM T8 STERILE | Trauma | EA
04.424.158 | 10886982318701 | 2.4MM VOLT(TM) CORTEX SCREW 58MM T8 | Trauma | EA
04.424.160 | 10886982318718 | 2.4MM VOLT(TM) CORTEX SCREW 60MM T8 | Trauma | EA
04.424.306 | 10886982318725 | 2.4MM VOLT(TM) LOCKING SCREW 6MM T8 | Trauma | EA
04.424.306TS | 10886982318732 | 2.4MM VOLT(TM) LOCKING SCREW 6MM T8 STERILE | Trauma | EA
04.424.307 | 10886982318749 | 2.4MM VOLT(TM) LOCKING SCREW 7MM T8 | Trauma | EA
04.424.307TS | 10886982318756 | 2.4MM VOLT(TM) LOCKING SCREW 7MM T8 STERILE | Trauma | EA
04.424.308 | 10886982318763 | 2.4MM VOLT(TM) LOCKING SCREW 8MM T8 | Trauma | EA
04.424.308TS | 10886982318770 | 2.4MM VOLT(TM) LOCKING SCREW 8MM T8 STERILE | Trauma | EA
04.424.309 | 10886982318787 | 2.4MM VOLT(TM) LOCKING SCREW 9MM T8 | Trauma | EA
04.424.309TS | 10886982318794 | 2.4MM VOLT(TM) LOCKING SCREW 9MM T8 STERILE | Trauma | EA
04.424.310 | 10886982318800 | 2.4MM VOLT(TM) LOCKING SCREW 10MM T8 | Trauma | EA
04.424.310TS | 10886982318817 | 2.4MM VOLT(TM) LOCKING SCREW 10MM T8 STERILE | Trauma | EA
04.424.311 | 10886982318824 | 2.4MM VOLT(TM) LOCKING SCREW 11MM T8 | Trauma | EA
04.424.311TS | 10886982318831 | 2.4MM VOLT(TM) LOCKING SCREW 11MM T8 STERILE | Trauma | EA
04.424.312 | 10886982318848 | 2.4MM VOLT(TM) LOCKING SCREW 12MM T8 | Trauma | EA
04.424.312TS | 10886982318855 | 2.4MM VOLT(TM) LOCKING SCREW 12MM T8 STERILE | Trauma | EA
04.424.313 | 10886982318862 | 2.4MM VOLT(TM) LOCKING SCREW 13MM T8 | Trauma | EA
04.424.313TS | 10886982318879 | 2.4MM VOLT(TM) LOCKING SCREW 13MM T8 STERILE | Trauma | EA
04.424.314 | 10886982318886 | 2.4MM VOLT(TM) LOCKING SCREW 14MM T8 | Trauma | EA
04.424.314TS | 10886982318893 | 2.4MM VOLT(TM) LOCKING SCREW 14MM T8 STERILE | Trauma | EA
04.424.315 | 10886982318909 | 2.4MM VOLT(TM) LOCKING SCREW 15MM T8 | Trauma | EA
04.424.315TS | 10886982318916 | 2.4MM VOLT(TM) LOCKING SCREW 15MM T8 STERILE | Trauma | EA
04.424.316 | 10886982318923 | 2.4MM VOLT(TM) LOCKING SCREW 16MM T8 | Trauma | EA
04.424.316TS | 10886982318930 | 2.4MM VOLT(TM) LOCKING SCREW 16MM T8 STERILE | Trauma | EA
04.424.317 | 10886982318947 | 2.4MM VOLT(TM) LOCKING SCREW 17MM T8 | Trauma | EA
04.424.317TS | 10886982318954 | 2.4MM VOLT(TM) LOCKING SCREW 17MM T8 STERILE | Trauma | EA
04.424.318 | 10886982318961 | 2.4MM VOLT(TM) LOCKING SCREW 18MM T8 | Trauma | EA
04.424.318TS | 10886982318978 | 2.4MM VOLT(TM) LOCKING SCREW 18MM T8 STERILE | Trauma | EA
04.424.319 | 10886982318985 | 2.4MM VOLT(TM) LOCKING SCREW 19MM T8 | Trauma | EA
04.424.319TS | 10886982318992 | 2.4MM VOLT(TM) LOCKING SCREW 19MM T8 STERILE | Trauma | EA
04.424.320 | 10886982319005 | 2.4MM VOLT(TM) LOCKING SCREW 20MM T8 | Trauma | EA
04.424.320TS | 10886982319012 | 2.4MM VOLT(TM) LOCKING SCREW 20MM T8 STERILE | Trauma | EA
04.424.322 | 10886982319029 | 2.4MM VOLT(TM) LOCKING SCREW 22MM T8 | Trauma | EA
04.424.322TS | 10886982319036 | 2.4MM VOLT(TM) LOCKING SCREW 22MM T8 STERILE | Trauma | EA
04.424.324 | 10886982319043 | 2.4MM VOLT(TM) LOCKING SCREW 24MM T8 | Trauma | EA
04.424.324TS | 10886982319050 | 2.4MM VOLT(TM) LOCKING SCREW 24MM T8 STERILE | Trauma | EA
04.424.326 | 10886982319067 | 2.4MM VOLT(TM) LOCKING SCREW 26MM T8 | Trauma | EA
04.424.326TS | 10886982319074 | 2.4MM VOLT(TM) LOCKING SCREW 26MM T8 STERILE | Trauma | EA
04.424.328 | 10886982319081 | 2.4MM VOLT(TM) LOCKING SCREW 28MM T8 | Trauma | EA
04.424.328TS | 10886982319098 | 2.4MM VOLT(TM) LOCKING SCREW 28MM T8 STERILE | Trauma | EA
04.424.330 | 10886982319104 | 2.4MM VOLT(TM) LOCKING SCREW 30MM T8 | Trauma | EA
04.424.330TS | 10886982319111 | 2.4MM VOLT(TM) LOCKING SCREW 30MM T8 STERILE | Trauma | EA
04.424.332 | 10886982319128 | 2.4MM VOLT(TM) LOCKING SCREW 32MM T8 | Trauma | EA
04.424.332TS | 10886982319135 | 2.4MM VOLT(TM) LOCKING SCREW 32MM T8 STERILE | Trauma | EA
04.424.334 | 10886982319142 | 2.4MM VOLT(TM) LOCKING SCREW 34MM T8 | Trauma | EA
04.424.334TS | 10886982319159 | 2.4MM VOLT(TM) LOCKING SCREW 34MM T8 STERILE | Trauma | EA
04.424.336 | 10886982319166 | 2.4MM VOLT(TM) LOCKING SCREW 36MM T8 | Trauma | EA
04.424.336TS | 10886982319173 | 2.4MM VOLT(TM) LOCKING SCREW 36MM T8 STERILE | Trauma | EA
04.424.338 | 10886982319180 | 2.4MM VOLT(TM) LOCKING SCREW 38MM T8 | Trauma | EA
04.424.338TS | 10886982319197 | 2.4MM VOLT(TM) LOCKING SCREW 38MM T8 STERILE | Trauma | EA
04.424.340 | 10886982319203 | 2.4MM VOLT(TM) LOCKING SCREW 40MM T8 | Trauma | EA
04.424.340TS | 10886982319210 | 2.4MM VOLT(TM) LOCKING SCREW 40MM T8 STERILE | Trauma | EA
04.424.342 | 10886982319227 | 2.4MM VOLT(TM) LOCKING SCREW 42MM T8 | Trauma | EA
04.424.342TS | 10886982319234 | 2.4MM VOLT(TM) LOCKING SCREW 42MM T8 STERILE | Trauma | EA
04.424.344 | 10886982319241 | 2.4MM VOLT(TM) LOCKING SCREW 44MM T8 | Trauma | EA
04.424.344TS | 10886982319258 | 2.4MM VOLT(TM) LOCKING SCREW 44MM T8 STERILE | Trauma | EA
04.424.346 | 10886982319265 | 2.4MM VOLT(TM) LOCKING SCREW 46MM T8 | Trauma | EA
04.424.346TS | 10886982319272 | 2.4MM VOLT(TM) LOCKING SCREW 46MM T8 STERILE | Trauma | EA
04.424.348 | 10886982319289 | 2.4MM VOLT(TM) LOCKING SCREW 48MM T8 | Trauma | EA
04.424.348TS | 10886982319296 | 2.4MM VOLT(TM) LOCKING SCREW 48MM T8 STERILE | Trauma | EA
04.424.350 | 10886982319302 | 2.4MM VOLT(TM) LOCKING SCREW 50MM T8 | Trauma | EA
04.424.350TS | 10886982319319 | 2.4MM VOLT(TM) LOCKING SCREW 50MM T8 STERILE | Trauma | EA
04.424.352 | 10886982319326 | 2.4MM VOLT(TM) LOCKING SCREW 52MM T8 | Trauma | EA
04.424.352TS | 10886982319333 | 2.4MM VOLT(TM) LOCKING SCREW 52MM T8 STERILE | Trauma | EA
04.424.354 | 10886982319340 | 2.4MM VOLT(TM) LOCKING SCREW 54MM T8 | Trauma | EA
04.424.354TS | 10886982319357 | 2.4MM VOLT(TM) LOCKING SCREW 54MM T8 STERILE | Trauma | EA
04.424.356 | 10886982319364 | 2.4MM VOLT(TM) LOCKING SCREW 56MM T8 | Trauma | EA
04.424.356TS | 10886982319371 | 2.4MM VOLT(TM) LOCKING SCREW 56MM T8 STERILE | Trauma | EA
04.424.358 | 10886982319388 | 2.4MM VOLT(TM) LOCKING SCREW 58MM T8 | Trauma | EA
04.424.360 | 10886982319395 | 2.4MM VOLT(TM) LOCKING SCREW 60MM T8 | Trauma | EA
02.424.158S | 10886982314192 | 2.4MM VOLT(TM) CORTEX SCREW 58MM T8 STERILE | Trauma | EA
02.424.160S | 10886982314208 | 2.4MM VOLT(TM) CORTEX SCREW 60MM T8 STERILE | Trauma | EA
02.424.165S | 10886982314215 | 2.4MM VOLT(TM) CORTEX SCREW 65MM T8 STERILE | Trauma | EA
02.424.170S | 10886982314253 | 2.4MM VOLT(TM) CORTEX SCREW 70MM T8 STERILE | Trauma | EA
02.424.175S | 10886982314260 | 2.4MM VOLT(TM) CORTEX SCREW 75MM T8 STERILE | Trauma | EA
02.424.180S | 10886982314284 | 2.4MM VOLT(TM) CORTEX SCREW 80MM T8 STERILE | Trauma | EA
02.424.185S | 10886982314291 | 2.4MM VOLT(TM) CORTEX SCREW 85MM T8 STERILE | Trauma | EA
02.424.190S | 10886982319401 | 2.4MM VOLT(TM) CORTEX SCREW 90MM T8 STERILE | Trauma | EA
02.424.358S | 10886982319418 | 2.4MM VOLT(TM) LOCKING SCREW 58MM T8 STERILE | Trauma | EA
02.424.360S | 10886982319425 | 2.4MM VOLT(TM) LOCKING SCREW 60MM T8 STERILE | Trauma | EA
02.424.365S | 10886982319432 | 2.4MM VOLT(TM) LOCKING SCREW 65MM T8 STERILE | Trauma | EA
02.424.370S | 10886982319449 | 2.4MM VOLT(TM) LOCKING SCREW 70MM T8 STERILE | Trauma | EA
02.424.375S | 10886982319456 | 2.4MM VOLT(TM) LOCKING SCREW 75MM T8 STERILE | Trauma | EA
02.424.380S | 10886982319463 | 2.4MM VOLT(TM) LOCKING SCREW 80MM T8 STERILE | Trauma | EA
02.424.385S | 10886982319470 | 2.4MM VOLT(TM) LOCKING SCREW 85MM T8 STERILE | Trauma | EA
02.424.390S | 10886982319487 | 2.4MM VOLT(TM) LOCKING SCREW 90MM T8 STERILE | Trauma | EA
04.424.158S | 10886982319494 | 2.4MM VOLT(TM) CORTEX SCREW 58MM T8 STERILE | Trauma | EA
04.424.160S | 10886982319500 | 2.4MM VOLT(TM) CORTEX SCREW 60MM T8 STERILE | Trauma | EA
04.424.165S | 10886982319517 | 2.4MM VOLT(TM) CORTEX SCREW 65MM T8 STERILE | Trauma | EA
04.424.170S | 10886982319524 | 2.4MM VOLT(TM) CORTEX SCREW 70MM T8 STERILE | Trauma | EA
04.424.175S | 10886982319531 | 2.4MM VOLT(TM) CORTEX SCREW 75MM T8 STERILE | Trauma | EA
04.424.180S | 10886982319548 | 2.4MM VOLT(TM) CORTEX SCREW 80MM T8 STERILE | Trauma | EA
04.424.185S | 10886982319555 | 2.4MM VOLT(TM) CORTEX SCREW 85MM T8 STERILE | Trauma | EA
04.424.190S | 10886982319562 | 2.4MM VOLT(TM) CORTEX SCREW 90MM T8 STERILE | Trauma | EA
04.424.358S | 10886982319579 | 2.4MM VOLT(TM) LOCKING SCREW 58MM T8 STERILE | Trauma | EA
04.424.360S | 10886982319586 | 2.4MM VOLT(TM) LOCKING SCREW 60MM T8 STERILE | Trauma | EA
04.424.365S | 10886982319593 | 2.4MM VOLT(TM) LOCKING SCREW 65MM T8 STERILE | Trauma | EA
04.424.370S | 10886982319609 | 2.4MM VOLT(TM) LOCKING SCREW 70MM T8 STERILE | Trauma | EA
04.424.375S | 10886982319616 | 2.4MM VOLT(TM) LOCKING SCREW 75MM T8 STERILE | Trauma | EA
04.424.380S | 10886982319623 | 2.4MM VOLT(TM) LOCKING SCREW 80MM T8 STERILE | Trauma | EA
04.424.385S | 10886982319630 | 2.4MM VOLT(TM) LOCKING SCREW 85MM T8 STERILE | Trauma | EA
04.424.390S | 10886982319647 | 2.4MM VOLT(TM) LOCKING SCREW 90MM T8 STERILE | Trauma | EA
VP4406.L3 | 10886982319654 | 1.5mm TPLO Plate, Left | Trauma | EA
VP4406.R3 | 10886982319661 | 1.5mm TPLO Plate, Right | Trauma | EA
VP4409.L3 | 10886982319678 | 2.7mm Offset TPLO Plate, Left | Trauma | EA
VP4409.R3 | 10886982319685 | 2.7mm Offset TPLO Plate, Right | Trauma | EA
VP4410.L3 | 10886982319692 | 3.5mm Small Offset TPLO Plate, Left | Trauma | EA
VP4412.L4 | 10886982319739 | 3.5mm Broad Offset TPLO Plate, Left | Trauma | EA
VP4412.R4 | 10886982319746 | 3.5mm Broad Offset TPLO Plate, Right | Trauma | EA
VP4413.L5 | 10886982319753 | 3.5mm Giant Breed TPLO Plate, Left | Trauma | EA
VP4413.R5 | 10886982319760 | 3.5mm Giant Breed TPLO Plate, Right | Trauma | EA
02.535.610TS | 10886982319784 | 4.0MM VOLT(TM) CANC SCR 10MM PART THRD T15 STERILE | Trauma | EA
02.535.612TS | 10886982319807 | 4.0MM VOLT(TM) CANC SCR 12MM PART THRD T15 STERILE | Trauma | EA
02.535.614TS | 10886982319821 | 4.0MM VOLT(TM) CANC SCR 14MM PART THRD T15 STERILE | Trauma | EA
02.535.616TS | 10886982319845 | 4.0MM VOLT(TM) CANC SCR 16MM PART THRD T15 STERILE | Trauma | EA
02.535.618TS | 10886982319869 | 4.0MM VOLT(TM) CANC SCR 18MM PART THRD T15 STERILE | Trauma | EA
02.535.620TS | 10886982319883 | 4.0MM VOLT(TM) CANC SCR 20MM PART THRD T15 STERILE | Trauma | EA
02.535.622TS | 10886982319906 | 4.0MM VOLT(TM) CANC SCR 22MM PART THRD T15 STERILE | Trauma | EA
02.535.624TS | 10886982319920 | 4.0MM VOLT(TM) CANC SCR 24MM PART THRD T15 STERILE | Trauma | EA
02.535.626TS | 10886982319944 | 4.0MM VOLT(TM) CANC SCR 26MM PART THRD T15 STERILE | Trauma | EA
02.535.628TS | 10886982319968 | 4.0MM VOLT(TM) CANC SCR 28MM PART THRD T15 STERILE | Trauma | EA
02.535.630TS | 10886982319982 | 4.0MM VOLT(TM) CANC SCR 30MM PART THRD T15 STERILE | Trauma | EA
02.535.640TS | 10886982320001 | 4.0MM VOLT(TM) CANC SCR 40MM PART THRD T15 STERILE | Trauma | EA
02.535.645TS | 10886982320025 | 4.0MM VOLT(TM) CANC SCR 45MM PART THRD T15 STERILE | Trauma | EA
02.535.650TS | 10886982320049 | 4.0MM VOLT(TM) CANC SCR 50MM PART THRD T15 STERILE | Trauma | EA
02.535.655TS | 10886982320063 | 4.0MM VOLT(TM) CANC SCR 55MM PART THRD T15 STERILE | Trauma | EA
02.535.695 | 10886982320148 | 4.0mm NEXGEN Cancellous Screw 95MM PART THRD T15 | Trauma | EA
02.535.700 | 10886982320155 | 4.0mm NEXGEN Cancellous Screw 100MM PART THRD T15 | Trauma | EA
02.535.810TS | 10886982320179 | 4.0MM VOLT(TM) CANC SCR 10MM FULL THRD T15 STERILE | Trauma | EA
02.535.812TS | 10886982320193 | 4.0MM VOLT(TM) CANC SCR 12MM FULL THRD T15 STERILE | Trauma | EA
02.535.814TS | 10886982320216 | 4.0MM VOLT(TM) CANC SCR 14MM FULL THRD T15 STERILE | Trauma | EA
02.535.816TS | 10886982320230 | 4.0MM VOLT(TM) CANC SCR 16MM FULL THRD T15 STERILE | Trauma | EA
02.535.818TS | 10886982320254 | 4.0MM VOLT(TM) CANC SCR 18MM FULL THRD T15 STERILE | Trauma | EA
02.535.820TS | 10886982320278 | 4.0MM VOLT(TM) CANC SCR 20MM FULL THRD T15 STERILE | Trauma | EA
02.535.822TS | 10886982320292 | 4.0MM VOLT(TM) CANC SCR 22MM FULL THRD T15 STERILE | Trauma | EA
02.535.824TS | 10886982320315 | 4.0MM VOLT(TM) CANC SCR 24MM FULL THRD T15 STERILE | Trauma | EA
02.535.826TS | 10886982320339 | 4.0MM VOLT(TM) CANC SCR 26MM FULL THRD T15 STERILE | Trauma | EA
02.535.828TS | 10886982320353 | 4.0MM VOLT(TM) CANC SCR 28MM FULL THRD T15 STERILE | Trauma | EA
02.535.830TS | 10886982320377 | 4.0MM VOLT(TM) CANC SCR 30MM FULL THRD T15 STERILE | Trauma | EA
02.535.832TS | 10886982320391 | 4.0MM VOLT(TM) CANC SCR 32MM FULL THRD T15 STERILE | Trauma | EA
02.535.834TS | 10886982320414 | 4.0MM VOLT(TM) CANC SCR 34MM FULL THRD T15 STERILE | Trauma | EA
02.535.836TS | 10886982320438 | 4.0MM VOLT(TM) CANC SCR 36MM FULL THRD T15 STERILE | Trauma | EA
02.535.838TS | 10886982320452 | 4.0MM VOLT(TM) CANC SCR 38MM FULL THRD T15 STERILE | Trauma | EA
02.535.840TS | 10886982320476 | 4.0MM VOLT(TM) CANC SCR 40MM FULL THRD T15 STERILE | Trauma | EA
02.535.845TS | 10886982320490 | 4.0MM VOLT(TM) CANC SCR 45MM FULL THRD T15 STERILE | Trauma | EA
02.535.850TS | 10886982320513 | 4.0MM VOLT(TM) CANC SCR 50MM FULL THRD T15 STERILE | Trauma | EA
02.535.855TS | 10886982320537 | 4.0MM VOLT(TM) CANC SCR 55MM FULL THRD T15 STERILE | Trauma | EA
02.535.895 | 10886982320612 | 4.0mm NEXGEN Cancellous Screw 95MM FULL THRD T15 | Trauma | EA
02.535.900 | 10886982320629 | 4.0mm NEXGEN Cancellous Screw 100MM FULL THRD T15 | Trauma | EA
04.535.610 | 10886982320636 | 4.0MM VOLT(TM) CANC SCR 10MM PART THRD T15 | Trauma | EA
04.535.610TS | 10886982320643 | 4.0MM VOLT(TM) CANC SCR 10MM PART THRD T15 STERILE | Trauma | EA
04.535.612 | 10886982320650 | 4.0MM VOLT(TM) CANC SCR 12MM PART THRD T15 | Trauma | EA
04.535.612TS | 10886982320667 | 4.0MM VOLT(TM) CANC SCR 12MM PART THRD T15 STERILE | Trauma | EA
04.535.614 | 10886982320674 | 4.0MM VOLT(TM) CANC SCR 14MM PART THRD T15 | Trauma | EA
04.535.614TS | 10886982320681 | 4.0MM VOLT(TM) CANC SCR 14MM PART THRD T15 STERILE | Trauma | EA
04.535.616 | 10886982320698 | 4.0MM VOLT(TM) CANC SCR 16MM PART THRD T15 | Trauma | EA
04.535.616TS | 10886982320704 | 4.0MM VOLT(TM) CANC SCR 16MM PART THRD T15 STERILE | Trauma | EA
04.535.618 | 10886982320711 | 4.0MM VOLT(TM) CANC SCR 18MM PART THRD T15 | Trauma | EA
04.535.618TS | 10886982320728 | 4.0MM VOLT(TM) CANC SCR 18MM PART THRD T15 STERILE | Trauma | EA
04.535.620 | 10886982320735 | 4.0MM VOLT(TM) CANC SCR 20MM PART THRD T15 | Trauma | EA
04.535.620TS | 10886982320742 | 4.0MM VOLT(TM) CANC SCR 20MM PART THRD T15 STERILE | Trauma | EA
04.535.622 | 10886982320759 | 4.0MM VOLT(TM) CANC SCR 22MM PART THRD T15 | Trauma | EA
04.535.622TS | 10886982320766 | 4.0MM VOLT(TM) CANC SCR 22MM PART THRD T15 STERILE | Trauma | EA
04.535.624 | 10886982320773 | 4.0MM VOLT(TM) CANC SCR 24MM PART THRD T15 | Trauma | EA
04.535.624TS | 10886982320780 | 4.0MM VOLT(TM) CANC SCR 24MM PART THRD T15 STERILE | Trauma | EA
04.535.626 | 10886982320797 | 4.0MM VOLT(TM) CANC SCR 26MM PART THRD T15 | Trauma | EA
04.535.626TS | 10886982320803 | 4.0MM VOLT(TM) CANC SCR 26MM PART THRD T15 STERILE | Trauma | EA
04.535.628 | 10886982320810 | 4.0MM VOLT(TM) CANC SCR 28MM PART THRD T15 | Trauma | EA
04.535.628TS | 10886982320827 | 4.0MM VOLT(TM) CANC SCR 28MM PART THRD T15 STERILE | Trauma | EA
04.535.630 | 10886982320834 | 4.0MM VOLT(TM) CANC SCR 30MM PART THRD T15 | Trauma | EA
04.535.630TS | 10886982320841 | 4.0MM VOLT(TM) CANC SCR 30MM PART THRD T15 STERILE | Trauma | EA
04.535.640 | 10886982320858 | 4.0MM VOLT(TM) CANC SCR 40MM PART THRD T15 | Trauma | EA
04.535.640TS | 10886982320865 | 4.0MM VOLT(TM) CANC SCR 40MM PART THRD T15 STERILE | Trauma | EA
04.535.645 | 10886982320872 | 4.0MM VOLT(TM) CANC SCR 45MM PART THRD T15 | Trauma | EA
04.535.645TS | 10886982320889 | 4.0MM VOLT(TM) CANC SCR 45MM PART THRD T15 STERILE | Trauma | EA
04.535.650 | 10886982320896 | 4.0MM VOLT(TM) CANC SCR 50MM PART THRD T15 | Trauma | EA
04.535.650TS | 10886982320902 | 4.0MM VOLT(TM) CANC SCR 50MM PART THRD T15 STERILE | Trauma | EA
04.535.655 | 10886982320919 | 4.0MM VOLT(TM) CANC SCR 55MM PART THRD T15 | Trauma | EA
04.535.655TS | 10886982320926 | 4.0MM VOLT(TM) CANC SCR 55MM PART THRD T15 STERILE | Trauma | EA
04.535.660 | 10886982320933 | 4.0MM VOLT(TM) CANC SCR 60MM PART THRD T15 | Trauma | EA
04.535.665 | 10886982320940 | 4.0MM VOLT(TM) CANC SCR 65MM PART THRD T15 | Trauma | EA
04.535.670 | 10886982320957 | 4.0MM VOLT(TM) CANC SCR 70MM PART THRD T15 | Trauma | EA
04.535.675 | 10886982320964 | 4.0MM VOLT(TM) CANC SCR 75MM PART THRD T15 | Trauma | EA
04.535.680 | 10886982320971 | 4.0MM VOLT(TM) CANC SCR 80MM PART THRD T15 | Trauma | EA
04.535.685 | 10886982320988 | 4.0MM VOLT(TM) CANC SCR 85MM PART THRD T15 | Trauma | EA
04.535.690 | 10886982320995 | 4.0MM VOLT(TM) CANC SCR 90MM PART THRD T15 | Trauma | EA
04.535.695 | 10886982321008 | 4.0mm NEXGEN Cancellous Screw 95MM PART THRD T15 | Trauma | EA
04.535.700 | 10886982321015 | 4.0mm NEXGEN Cancellous Screw 100MM PART THRD T15 | Trauma | EA
04.535.810 | 10886982321022 | 4.0MM VOLT(TM) CANC SCR 10MM FULL THRD T15 | Trauma | EA
04.535.810TS | 10886982321039 | 4.0MM VOLT(TM) CANC SCR 10MM FULL THRD T15 STERILE | Trauma | EA
04.535.812 | 10886982321046 | 4.0MM VOLT(TM) CANC SCR 12MM FULL THRD T15 | Trauma | EA
04.535.812TS | 10886982321053 | 4.0MM VOLT(TM) CANC SCR 12MM FULL THRD T15 STERILE | Trauma | EA
04.535.814 | 10886982321060 | 4.0MM VOLT(TM) CANC SCR 14MM FULL THRD T15 | Trauma | EA
04.535.814TS | 10886982321077 | 4.0MM VOLT(TM) CANC SCR 14MM FULL THRD T15 STERILE | Trauma | EA
04.535.816 | 10886982321084 | 4.0MM VOLT(TM) CANC SCR 16MM FULL THRD T15 | Trauma | EA
04.535.816TS | 10886982321091 | 4.0MM VOLT(TM) CANC SCR 16MM FULL THRD T15 STERILE | Trauma | EA
04.535.818 | 10886982321107 | 4.0MM VOLT(TM) CANC SCR 18MM FULL THRD T15 | Trauma | EA
04.535.818TS | 10886982321114 | 4.0MM VOLT(TM) CANC SCR 18MM FULL THRD T15 STERILE | Trauma | EA
04.535.820 | 10886982321121 | 4.0MM VOLT(TM) CANC SCR 20MM FULL THRD T15 | Trauma | EA
04.535.820TS | 10886982321138 | 4.0MM VOLT(TM) CANC SCR 20MM FULL THRD T15 STERILE | Trauma | EA
04.535.822 | 10886982321145 | 4.0MM VOLT(TM) CANC SCR 22MM FULL THRD T15 | Trauma | EA
04.535.822TS | 10886982321152 | 4.0MM VOLT(TM) CANC SCR 22MM FULL THRD T15 STERILE | Trauma | EA
04.535.824 | 10886982321169 | 4.0MM VOLT(TM) CANC SCR 24MM FULL THRD T15 | Trauma | EA
04.535.824TS | 10886982321176 | 4.0MM VOLT(TM) CANC SCR 24MM FULL THRD T15 STERILE | Trauma | EA
04.535.826 | 10886982321183 | 4.0MM VOLT(TM) CANC SCR 26MM FULL THRD T15 | Trauma | EA
04.535.826TS | 10886982321190 | 4.0MM VOLT(TM) CANC SCR 26MM FULL THRD T15 STERILE | Trauma | EA
04.535.828 | 10886982321206 | 4.0MM VOLT(TM) CANC SCR 28MM FULL THRD T15 | Trauma | EA
04.535.828TS | 10886982321213 | 4.0MM VOLT(TM) CANC SCR 28MM FULL THRD T15 STERILE | Trauma | EA
04.535.830 | 10886982321220 | 4.0MM VOLT(TM) CANC SCR 30MM FULL THRD T15 | Trauma | EA
04.535.830TS | 10886982321237 | 4.0MM VOLT(TM) CANC SCR 30MM FULL THRD T15 STERILE | Trauma | EA
04.535.832 | 10886982321244 | 4.0MM VOLT(TM) CANC SCR 32MM FULL THRD T15 | Trauma | EA
04.535.832TS | 10886982321251 | 4.0MM VOLT(TM) CANC SCR 32MM FULL THRD T15 STERILE | Trauma | EA
04.535.834 | 10886982321268 | 4.0MM VOLT(TM) CANC SCR 34MM FULL THRD T15 | Trauma | EA
04.535.834TS | 10886982321275 | 4.0MM VOLT(TM) CANC SCR 34MM FULL THRD T15 STERILE | Trauma | EA
04.535.836 | 10886982321282 | 4.0MM VOLT(TM) CANC SCR 36MM FULL THRD T15 | Trauma | EA
04.535.836TS | 10886982321299 | 4.0MM VOLT(TM) CANC SCR 36MM FULL THRD T15 STERILE | Trauma | EA
04.535.838 | 10886982321305 | 4.0MM VOLT(TM) CANC SCR 38MM FULL THRD T15 | Trauma | EA
04.535.838TS | 10886982321312 | 4.0MM VOLT(TM) CANC SCR 38MM FULL THRD T15 STERILE | Trauma | EA
04.535.840 | 10886982321329 | 4.0MM VOLT(TM) CANC SCR 40MM FULL THRD T15 | Trauma | EA
04.535.840TS | 10886982321336 | 4.0MM VOLT(TM) CANC SCR 40MM FULL THRD T15 STERILE | Trauma | EA
04.535.845 | 10886982321343 | 4.0MM VOLT(TM) CANC SCR 45MM FULL THRD T15 | Trauma | EA
04.535.845TS | 10886982321350 | 4.0MM VOLT(TM) CANC SCR 45MM FULL THRD T15 STERILE | Trauma | EA
04.535.850 | 10886982321367 | 4.0MM VOLT(TM) CANC SCR 50MM FULL THRD T15 | Trauma | EA
04.535.850TS | 10886982321374 | 4.0MM VOLT(TM) CANC SCR 50MM FULL THRD T15 STERILE | Trauma | EA
04.535.855 | 10886982321381 | 4.0MM VOLT(TM) CANC SCR 55MM FULL THRD T15 | Trauma | EA
04.535.855TS | 10886982321398 | 4.0MM VOLT(TM) CANC SCR 55MM FULL THRD T15 STERILE | Trauma | EA
04.535.860 | 10886982321404 | 4.0MM VOLT(TM) CANC SCR 60MM FULL THRD T15 | Trauma | EA
04.535.865 | 10886982321411 | 4.0MM VOLT(TM) CANC SCR 65MM FULL THRD T15 | Trauma | EA
04.535.870 | 10886982321428 | 4.0MM VOLT(TM) CANC SCR 70MM FULL THRD T15 | Trauma | EA
04.535.875 | 10886982321435 | 4.0MM VOLT(TM) CANC SCR 75MM FULL THRD T15 | Trauma | EA
04.535.880 | 10886982321442 | 4.0MM VOLT(TM) CANC SCR 80MM FULL THRD T15 | Trauma | EA
04.535.885 | 10886982321459 | 4.0MM VOLT(TM) CANC SCR 85MM FULL THRD T15 | Trauma | EA
04.535.890 | 10886982321466 | 4.0MM VOLT(TM) CANC SCR 90MM FULL THRD T15 | Trauma | EA
04.535.895 | 10886982321473 | 4.0mm NEXGEN Cancellous Screw 95MM FULL THRD T15 | Trauma | EA
04.535.900 | 10886982321480 | 4.0mm NEXGEN Cancellous Screw 100MM FULL THRD T15 | Trauma | EA
02.535.632TS | 10886982321503 | 4.0MM VOLT(TM) CANC SCR 32MM PART THRD T15 STERILE | Trauma | EA
02.535.634TS | 10886982321527 | 4.0MM VOLT(TM) CANC SCR 34MM PART THRD T15 STERILE | Trauma | EA
02.535.636TS | 10886982321541 | 4.0MM VOLT(TM) CANC SCR 36MM PART THRD T15 STERILE | Trauma | EA
02.535.638TS | 10886982321565 | 4.0MM VOLT(TM) CANC SCR 38MM PART THRD T15 STERILE | Trauma | EA
04.535.632 | 10886982321572 | 4.0MM VOLT(TM) CANC SCR 32MM PART THRD T15 | Trauma | EA
04.535.632TS | 10886982321589 | 4.0MM VOLT(TM) CANC SCR 32MM PART THRD T15 STERILE | Trauma | EA
04.535.634 | 10886982321596 | 4.0MM VOLT(TM) CANC SCR 34MM PART THRD T15 | Trauma | EA
04.535.634TS | 10886982321602 | 4.0MM VOLT(TM) CANC SCR 34MM PART THRD T15 STERILE | Trauma | EA
04.535.636 | 10886982321619 | 4.0MM VOLT(TM) CANC SCR 36MM PART THRD T15 | Trauma | EA
04.535.636TS | 10886982321626 | 4.0MM VOLT(TM) CANC SCR 36MM PART THRD T15 STERILE | Trauma | EA
04.535.638 | 10886982321633 | 4.0MM VOLT(TM) CANC SCR 38MM PART THRD T15 | Trauma | EA
02.535.660S | 10886982321640 | 4.0MM VOLT(TM) CANC SCR 60MM PART THRD T15 STERILE | Trauma | EA
02.535.665S | 10886982321657 | 4.0MM VOLT(TM) CANC SCR 65MM PART THRD T15 STERILE | Trauma | EA
02.535.670S | 10886982321664 | 4.0MM VOLT(TM) CANC SCR 70MM PART THRD T15 STERILE | Trauma | EA
02.535.675S | 10886982321671 | 4.0MM VOLT(TM) CANC SCR 75MM PART THRD T15 STERILE | Trauma | EA
02.535.680S | 10886982321688 | 4.0MM VOLT(TM) CANC SCR 80MM PART THRD T15 STERILE | Trauma | EA
02.535.685S | 10886982321695 | 4.0MM VOLT(TM) CANC SCR 85MM PART THRD T15 STERILE | Trauma | EA
02.535.690S | 10886982321701 | 4.0MM VOLT(TM) CANC SCR 90MM PART THRD T15 STERILE | Trauma | EA
02.535.695S | 10886982321718 | 4.0MM VOLT(TM) CANC SCR 95MM PART THRD T15 STERILE | Trauma | EA
02.535.700S | 10886982321725 | 4.0MM VOLT(TM) CANC SCR 100MM P THRD T15 STERILE | Trauma | EA
02.535.860S | 10886982321732 | 4.0MM VOLT(TM) CANC SCR 60MM FULL THRD T15 STERILE | Trauma | EA
02.535.865S | 10886982321749 | 4.0MM VOLT(TM) CANC SCR 65MM FULL THRD T15 STERILE | Trauma | EA
02.535.870S | 10886982321756 | 4.0MM VOLT(TM) CANC SCR 70MM FULL THRD T15 STERILE | Trauma | EA
02.535.875S | 10886982321763 | 4.0MM VOLT(TM) CANC SCR 75MM FULL THRD T15 STERILE | Trauma | EA
02.535.880S | 10886982321770 | 4.0MM VOLT(TM) CANC SCR 80MM FULL THRD T15 STERILE | Trauma | EA
02.535.885S | 10886982321787 | 4.0MM VOLT(TM) CANC SCR 85MM FULL THRD T15 STERILE | Trauma | EA
02.535.890S | 10886982321794 | 4.0MM VOLT(TM) CANC SCR 90MM FULL THRD T15 STERILE | Trauma | EA
02.535.895S | 10886982321800 | 4.0MM VOLT(TM) CANC SCR 95MM FULL THRD T15 STERILE | Trauma | EA
02.535.900S | 10886982321817 | 4.0MM VOLT(TM) CANC SCR 100MM F THRD T15 STERILE | Trauma | EA
04.535.660S | 10886982321824 | 4.0MM VOLT(TM) CANC SCR 60MM PART THRD T15 STERILE | Trauma | EA
04.535.665S | 10886982321831 | 4.0MM VOLT(TM) CANC SCR 65MM PART THRD T15 STERILE | Trauma | EA
04.535.670S | 10886982321848 | 4.0MM VOLT(TM) CANC SCR 70MM PART THRD T15 STERILE | Trauma | EA
04.535.675S | 10886982321855 | 4.0MM VOLT(TM) CANC SCR 75MM PART THRD T15 STERILE | Trauma | EA
04.535.680S | 10886982321862 | 4.0MM VOLT(TM) CANC SCR 80MM PART THRD T15 STERILE | Trauma | EA
04.535.685S | 10886982321879 | 4.0MM VOLT(TM) CANC SCR 85MM PART THRD T15 STERILE | Trauma | EA
04.535.690S | 10886982321886 | 4.0MM VOLT(TM) CANC SCR 90MM PART THRD T15 STERILE | Trauma | EA
04.535.695S | 10886982321893 | 4.0MM VOLT(TM) CANC SCR 95MM PART THRD T15 STERILE | Trauma | EA
04.535.700S | 10886982321909 | 4.0MM VOLT(TM) CANC SCR 100MM PART THRD T15 STERILE | Trauma | EA
04.535.860S | 10886982321916 | 4.0MM VOLT(TM) CANC SCR 60MM FULL THRD T15 STERILE | Trauma | EA
04.535.865S | 10886982321923 | 4.0MM VOLT(TM) CANC SCR 65MM FULL THRD T15 STERILE | Trauma | EA
04.535.870S | 10886982321930 | 4.0MM VOLT(TM) CANC SCR 70MM FULL THRD T15 STERILE | Trauma | EA
04.535.875S | 10886982321947 | 4.0MM VOLT(TM) CANC SCR 75MM FULL THRD T15 STERILE | Trauma | EA
04.535.880S | 10886982321954 | 4.0MM VOLT(TM) CANC SCR 80MM FULL THRD T15 STERILE | Trauma | EA
04.535.885S | 10886982321961 | 4.0MM VOLT(TM) CANC SCR 85MM FULL THRD T15 STERILE | Trauma | EA
04.535.890S | 10886982321978 | 4.0MM VOLT(TM) CANC SCR 90MM FULL THRD T15 STERILE | Trauma | EA
04.535.895S | 10886982321985 | 4.0MM VOLT(TM) CANC SCR 95MM FULL THRD T15 STERILE | Trauma | EA
04.535.900S | 10886982321992 | 4.0MM VOLT(TM) CANC SCR 100MM FULL THRD T15 STERILE | Trauma | EA
04.535.638TS | 10886982322005 | 4.0MM VOLT(TM) CANC SCR 38MM PART THRD T15 STERILE | Trauma | EA
1214L | 10886982322012 | UNIUM LIT PACK IFU & CHARTS | Trauma | EA
02.527.106TS | 10886982322036 | 2.7MM VOLT(TM) CORTEX SCREW L6MM T8 STERILE | Trauma | EA
02.527.107TS | 10886982322050 | 2.7MM VOLT(TM) CORTEX SCREW 7MM T8 STERILE | Trauma | EA
02.527.156TS | 10886982332837 | 2.7MM VOLT(TM) CORTEX SCREW 56MM T8 STERILE | Trauma | EA
02.527.346TS | 10886982333582 | 2.7MM VOLT(TM) LOCKING SCREW 46MM T8 STERILE | Trauma | EA
04.527.106 | 10886982324986 | 2.7MM VOLT(TM) CORTEX SCREW 6MM T8 | Trauma | EA
04.527.107 | 10886982324993 | 2.7MM VOLT(TM) CORTEX SCREW 7MM T8 | Trauma | EA
04.527.108 | 10886982325006 | 2.7MM VOLT(TM) CORTEX SCREW 8MM T8 | Trauma | EA
04.527.109 | 10886982325013 | 2.7MM VOLT(TM) CORTEX SCREW 9MM T8 | Trauma | EA
04.527.110 | 10886982325020 | 2.7MM VOLT(TM) CORTEX SCREW 10MM T8 | Trauma | EA
04.527.111 | 10886982325037 | 2.7MM VOLT(TM) CORTEX SCREW 11MM T8 | Trauma | EA
04.527.112 | 10886982325044 | 2.7MM VOLT(TM) CORTEX SCREW 12MM T8 | Trauma | EA
04.527.113 | 10886982325051 | 2.7MM VOLT(TM) CORTEX SCREW 13MM T8 | Trauma | EA
04.527.114 | 10886982325068 | 2.7MM VOLT(TM) CORTEX SCREW 14MM T8 | Trauma | EA
04.527.115 | 10886982325075 | 2.7MM VOLT(TM) CORTEX SCREW 15MM T8 | Trauma | EA
04.527.116 | 10886982325082 | 2.7MM VOLT(TM) CORTEX SCREW 16MM T8 | Trauma | EA
04.527.117 | 10886982325099 | 2.7MM VOLT(TM) CORTEX SCREW 17MM T8 | Trauma | EA
04.527.118 | 10886982325105 | 2.7MM VOLT(TM) CORTEX SCREW 18MM T8 | Trauma | EA
04.527.119 | 10886982325112 | 2.7MM VOLT(TM) CORTEX SCREW 19MM T8 | Trauma | EA
04.527.120 | 10886982325129 | 2.7MM VOLT(TM) CORTEX SCREW 20MM T8 | Trauma | EA
04.527.122 | 10886982325136 | 2.7MM VOLT(TM) CORTEX SCREW 22MM T8 | Trauma | EA
04.527.124 | 10886982325143 | 2.7MM VOLT(TM) CORTEX SCREW 24MM T8 | Trauma | EA
04.527.126 | 10886982325150 | 2.7MM VOLT(TM) CORTEX SCREW 26MM T8 | Trauma | EA
04.527.128 | 10886982325167 | 2.7MM VOLT(TM) CORTEX SCREW 28MM T8 | Trauma | EA
04.527.130 | 10886982325174 | 2.7MM VOLT(TM) CORTEX SCREW 30MM T8 | Trauma | EA
04.527.132 | 10886982325181 | 2.7MM VOLT(TM) CORTEX SCREW 32MM T8 | Trauma | EA
04.527.134 | 10886982325198 | 2.7MM VOLT(TM) CORTEX SCREW 34MM T8 | Trauma | EA
04.527.136 | 10886982325204 | 2.7MM VOLT(TM) CORTEX SCREW 36MM T8 | Trauma | EA
04.527.136TS | 10886982325211 | 2.7MM VOLT(TM) CORTEX SCREW 36MM T8 STERILE | Trauma | EA
04.527.138 | 10886982325228 | 2.7MM VOLT(TM) CORTEX SCREW 38MM T8 | Trauma | EA
04.527.140 | 10886982325235 | 2.7MM VOLT(TM) CORTEX SCREW 40MM T8 | Trauma | EA
04.527.142 | 10886982325242 | 2.7MM VOLT(TM) CORTEX SCREW 42MM T8 | Trauma | EA
02.527.108TS | 10886982322074 | 2.7MM VOLT(TM) CORTEX SCREW 8MM T8 STERILE | Trauma | EA
02.527.109TS | 10886982322098 | 2.7MM VOLT(TM) CORTEX SCREW 9MM T8 STERILE | Trauma | EA
02.527.110TS | 10886982322111 | 2.7MM VOLT(TM) CORTEX SCREW 10MM T8 STERILE | Trauma | EA
02.527.111TS | 10886982322135 | 2.7MM VOLT(TM) CORTEX SCREW 11MM T8 STERILE | Trauma | EA
02.527.112TS | 10886982322159 | 2.7MM VOLT(TM) CORTEX SCREW 12MM T8 STERILE | Trauma | EA
02.527.113TS | 10886982322173 | 2.7MM VOLT(TM) CORTEX SCREW 13MM T8 STERILE | Trauma | EA
02.527.114TS | 10886982322258 | 2.7MM VOLT(TM) CORTEX SCREW 14MM T8 STERILE | Trauma | EA
02.527.115TS | 10886982322272 | 2.7MM VOLT(TM) CORTEX SCREW 15MM T8 STERILE | Trauma | EA
02.527.116TS | 10886982322296 | 2.7MM VOLT(TM) CORTEX SCREW 16MM T8 STERILE | Trauma | EA
02.527.117TS | 10886982322319 | 2.7MM VOLT(TM) CORTEX SCREW 17MM T8 STERILE | Trauma | EA
02.527.118TS | 10886982322333 | 2.7MM VOLT(TM) CORTEX SCREW 18MM T8 STERILE | Trauma | EA
02.527.119TS | 10886982322463 | 2.7MM VOLT(TM) CORTEX SCREW 19MM T8 STERILE | Trauma | EA
02.527.120TS | 10886982322487 | 2.7MM VOLT(TM) CORTEX SCREW 20MM T8 STERILE | Trauma | EA
02.527.122TS | 10886982322630 | 2.7MM VOLT(TM) CORTEX SCREW 22MM T8 STERILE | Trauma | EA
02.527.124TS | 10886982322654 | 2.7MM VOLT(TM) CORTEX SCREW 24MM T8 STERILE | Trauma | EA
02.527.126TS | 10886982322975 | 2.7MM VOLT(TM) CORTEX SCREW 26MM T8 STERILE | Trauma | EA
02.527.128TS | 10886982332080 | 2.7MM VOLT(TM) CORTEX SCREW 28MM T8 STERILE | Trauma | EA
02.527.130TS | 10886982332103 | 2.7MM VOLT(TM) CORTEX SCREW 30MM T8 STERILE | Trauma | EA
02.527.132TS | 10886982332127 | 2.7MM VOLT(TM) CORTEX SCREW 32MM T8 STERILE | Trauma | EA
02.527.134TS | 10886982332141 | 2.7MM VOLT(TM) CORTEX SCREW 34MM T8 STERILE | Trauma | EA
02.527.136TS | 10886982332165 | 2.7MM VOLT(TM) CORTEX SCREW 36MM T8 STERILE | Trauma | EA
02.527.138TS | 10886982332189 | 2.7MM VOLT(TM) CORTEX SCREW 38MM T8 STERILE | Trauma | EA
02.527.140TS | 10886982332202 | 2.7MM VOLT(TM) CORTEX SCREW 40MM T8 STERILE | Trauma | EA
02.527.142TS | 10886982332226 | 2.7MM VOLT(TM) CORTEX SCREW 42MM T8 STERILE | Trauma | EA
02.527.144TS | 10886982332325 | 2.7MM VOLT(TM) CORTEX SCREW 44MM T8 STERILE | Trauma | EA
02.527.146TS | 10886982332349 | 2.7MM VOLT(TM) CORTEX SCREW 46MM T8 STERILE | Trauma | EA
02.527.148TS | 10886982332363 | 2.7MM VOLT(TM) CORTEX SCREW 48MM T8 STERILE | Trauma | EA
02.527.150TS | 10886982332387 | 2.7MM VOLT(TM) CORTEX SCREW 50MM T8 STERILE | Trauma | EA
02.527.152TS | 10886982332523 | 2.7MM VOLT(TM) CORTEX SCREW 52MM T8 STERILE | Trauma | EA
02.527.154TS | 10886982332677 | 2.7MM VOLT(TM) CORTEX SCREW 54MM T8 STERILE | Trauma | EA
02.527.306TS | 10886982333216 | 2.7MM VOLT(TM) LOCKING SCREW 6MM T8 STERILE | Trauma | EA
02.527.307TS | 10886982333230 | 2.7MM VOLT(TM) LOCKING SCREW 7MM T8 STERILE | Trauma | EA
02.527.308TS | 10886982333254 | 2.7MM VOLT(TM) LOCKING SCREW 8MM T8 STERILE | Trauma | EA
02.527.309TS | 10886982333278 | 2.7MM VOLT(TM) LOCKING SCREW 9MM T8 STERILE | Trauma | EA
02.527.310TS | 10886982333292 | 2.7MM VOLT(TM) LOCKING SCREW 10MM T8 STERILE | Trauma | EA
02.527.311TS | 10886982333315 | 2.7MM VOLT(TM) LOCKING SCREW 11MM T8 STERILE | Trauma | EA
02.527.312TS | 10886982333339 | 2.7MM VOLT(TM) LOCKING SCREW 12MM T8 STERILE | Trauma | EA
02.527.313TS | 10886982332998 | 2.7MM VOLT(TM) LOCKING SCREW 13MM T8 STERILE | Trauma | EA
02.527.314TS | 10886982333001 | 2.7MM VOLT(TM) LOCKING SCREW 14MM T8 STERILE | Trauma | EA
02.527.315TS | 10886982333018 | 2.7MM VOLT(TM) LOCKING SCREW 15MM T8 STERILE | Trauma | EA
02.527.316TS | 10886982333025 | 2.7MM VOLT(TM) LOCKING SCREW 16MM T8 STERILE | Trauma | EA
02.527.317TS | 10886982333032 | 2.7MM VOLT(TM) LOCKING SCREW 17MM T8 STERILE | Trauma | EA
02.527.318TS | 10886982333049 | 2.7MM VOLT(TM) LOCKING SCREW 18MM T8 STERILE | Trauma | EA
02.527.319TS | 10886982333056 | 2.7MM VOLT(TM) LOCKING SCREW 19MM T8 STERILE | Trauma | EA
02.527.320TS | 10886982333063 | 2.7MM VOLT(TM) LOCKING SCREW 20MM T8 STERILE | Trauma | EA
02.527.322TS | 10886982333070 | 2.7MM VOLT(TM) LOCKING SCREW 22MM T8 STERILE | Trauma | EA
02.527.324TS | 10886982333087 | 2.7MM VOLT(TM) LOCKING SCREW 24MM T8 STERILE | Trauma | EA
02.527.326TS | 10886982333094 | 2.7MM VOLT(TM) LOCKING SCREW 26MM T8 STERILE | Trauma | EA
02.527.328TS | 10886982333100 | 2.7MM VOLT(TM) LOCKING SCREW 28MM T8 STERILE | Trauma | EA
02.527.330TS | 10886982333117 | 2.7MM VOLT(TM) LOCKING SCREW 30MM T8 STERILE | Trauma | EA
02.527.332TS | 10886982333124 | 2.7MM VOLT(TM) LOCKING SCREW 32MM T8 STERILE | Trauma | EA
02.527.334TS | 10886982333131 | 2.7MM VOLT(TM) LOCKING SCREW 34MM T8 STERILE | Trauma | EA
02.527.336TS | 10886982334015 | 2.7MM VOLT(TM) LOCKING SCREW 36MM T8 STERILE | Trauma | EA
02.527.338TS | 10886982334022 | 2.7MM VOLT(TM) LOCKING SCREW 38MM T8 STERILE | Trauma | EA
02.527.340TS | 10886982334039 | 2.7MM VOLT(TM) LOCKING SCREW 40MM T8 STERILE | Trauma | EA
02.527.342TS | 10886982333544 | 2.7MM VOLT(TM) LOCKING SCREW 42MM T8 STERILE | Trauma | EA
02.527.344TS | 10886982333568 | 2.7MM VOLT(TM) LOCKING SCREW 44MM T8 STERILE | Trauma | EA
02.527.348TS | 10886982333605 | 2.7MM VOLT(TM) LOCKING SCREW 48MM T8 STERILE | Trauma | EA
02.527.350TS | 10886982333629 | 2.7MM VOLT(TM) LOCKING SCREW 50MM T8 STERILE | Trauma | EA
02.527.352TS | 10886982333643 | 2.7MM VOLT(TM) LOCKING SCREW 52MM T8 STERILE | Trauma | EA
02.527.354TS | 10886982333667 | 2.7MM VOLT(TM) LOCKING SCREW 54MM T8 STERILE | Trauma | EA
02.527.356TS | 10886982333681 | 2.7MM VOLT(TM) LOCKING SCREW 56MM T8 STERILE | Trauma | EA
04.527.106TS | 10886982333841 | 2.7MM VOLT(TM) CORTEX SCREW 6MM T8 STERILE | Trauma | EA
04.527.107TS | 10886982334046 | 2.7MM VOLT(TM) CORTEX SCREW 7MM T8 STERILE | Trauma | EA
04.527.108TS | 10886982334053 | 2.7MM VOLT(TM) CORTEX SCREW 8MM T8 STERILE | Trauma | EA
04.527.109TS | 10886982334060 | 2.7MM VOLT(TM) CORTEX SCREW 9MM T8 STERILE | Trauma | EA
04.527.110TS | 10886982334077 | 2.7MM VOLT(TM) CORTEX SCREW 10MM T8 STERILE | Trauma | EA
04.527.111TS | 10886982334084 | 2.7MM VOLT(TM) CORTEX SCREW 11MM T8 STERILE | Trauma | EA
04.527.112TS | 10886982334091 | 2.7MM VOLT(TM) CORTEX SCREW 12MM T8 STERILE | Trauma | EA
04.527.113TS | 10886982332844 | 2.7MM VOLT(TM) CORTEX SCREW 13MM T8 STERILE | Trauma | EA
04.527.114TS | 10886982332851 | 2.7MM VOLT(TM) CORTEX SCREW 14MM T8 STERILE | Trauma | EA
04.527.115TS | 10886982332868 | 2.7MM VOLT(TM) CORTEX SCREW 15MM T8 STERILE | Trauma | EA
04.527.116TS | 10886982332875 | 2.7MM VOLT(TM) CORTEX SCREW 16MM T8 STERILE | Trauma | EA
04.527.117TS | 10886982332882 | 2.7MM VOLT(TM) CORTEX SCREW 17MM T8 STERILE | Trauma | EA
04.527.118TS | 10886982332899 | 2.7MM VOLT(TM) CORTEX SCREW 18MM T8 STERILE | Trauma | EA
04.527.119TS | 10886982332905 | 2.7MM VOLT(TM) CORTEX SCREW 19MM T8 STERILE | Trauma | EA
04.527.120TS | 10886982332912 | 2.7MM VOLT(TM) CORTEX SCREW 20MM T8 STERILE | Trauma | EA
04.527.122TS | 10886982332929 | 2.7MM VOLT(TM) CORTEX SCREW 22MM T8 STERILE | Trauma | EA
04.527.124TS | 10886982332936 | 2.7MM VOLT(TM) CORTEX SCREW 24MM T8 STERILE | Trauma | EA
04.527.126TS | 10886982332943 | 2.7MM VOLT(TM) CORTEX SCREW 26MM T8 STERILE | Trauma | EA
04.527.128TS | 10886982332950 | 2.7MM VOLT(TM) CORTEX SCREW 28MM T8 STERILE | Trauma | EA
04.527.130TS | 10886982332967 | 2.7MM VOLT(TM) CORTEX SCREW 30MM T8 STERILE | Trauma | EA
04.527.132TS | 10886982332974 | 2.7MM VOLT(TM) CORTEX SCREW 32MM T8 STERILE | Trauma | EA
04.527.134TS | 10886982332981 | 2.7MM VOLT(TM) CORTEX SCREW 34MM T8 STERILE | Trauma | EA
04.527.138TS | 10886982333988 | 2.7MM VOLT(TM) CORTEX SCREW 38MM T8 STERILE | Trauma | EA
04.527.140TS | 10886982333995 | 2.7MM VOLT(TM) CORTEX SCREW 40MM T8 STERILE | Trauma | EA
04.527.142TS | 10886982334008 | 2.7MM VOLT(TM) CORTEX SCREW 42MM T8 STERILE | Trauma | EA
04.527.144 | 10886982322982 | 2.7MM VOLT(TM) CORTEX SCREW 44MM T8 | Trauma | EA
04.527.144TS | 10886982322999 | 2.7MM VOLT(TM) CORTEX SCREW 44MM T8 STERILE | Trauma | EA
04.527.146 | 10886982323002 | 2.7MM VOLT(TM) CORTEX SCREW 46MM T8 | Trauma | EA
04.527.146TS | 10886982323019 | 2.7MM VOLT(TM) CORTEX SCREW 46MM T8 STERILE | Trauma | EA
04.527.148 | 10886982323026 | 2.7MM VOLT(TM) CORTEX SCREW 48MM T8 | Trauma | EA
04.527.148TS | 10886982323033 | 2.7MM VOLT(TM) CORTEX SCREW 48MM T8 STERILE | Trauma | EA
04.527.150 | 10886982323040 | 2.7MM VOLT(TM) CORTEX SCREW 50MM T8 | Trauma | EA
04.527.150TS | 10886982323057 | 2.7MM VOLT(TM) CORTEX SCREW 50MM T8 STERILE | Trauma | EA
04.527.152 | 10886982323064 | 2.7MM VOLT(TM) CORTEX SCREW 52MM T8 | Trauma | EA
04.527.152TS | 10886982323071 | 2.7MM VOLT(TM) CORTEX SCREW 52MM T8 STERILE | Trauma | EA
04.527.154 | 10886982323088 | 2.7MM VOLT(TM) CORTEX SCREW 54MM T8 | Trauma | EA
04.527.154TS | 10886982323095 | 2.7MM VOLT(TM) CORTEX SCREW 54MM T8 STERILE | Trauma | EA
04.527.156 | 10886982323101 | 2.7MM VOLT(TM) CORTEX SCREW 56MM T8 | Trauma | EA
04.527.156TS | 10886982323118 | 2.7MM VOLT(TM) CORTEX SCREW 56MM T8 STERILE | Trauma | EA
04.527.158 | 10886982323125 | 2.7MM VOLT(TM) CORTEX SCREW 58MM T8 | Trauma | EA
04.527.160 | 10886982323132 | 2.7MM VOLT(TM) CORTEX SCREW 60MM T8 | Trauma | EA
04.527.165 | 10886982323149 | 2.7MM VOLT(TM) CORTEX SCREW 65MM T8 | Trauma | EA
04.527.170 | 10886982323156 | 2.7MM VOLT(TM) CORTEX SCREW 70MM T8 | Trauma | EA
04.527.175 | 10886982323163 | 2.7MM VOLT(TM) CORTEX SCREW 75MM T8 | Trauma | EA
04.527.180 | 10886982323170 | 2.7MM VOLT(TM) CORTEX SCREW 80MM T8 | Trauma | EA
04.527.185 | 10886982323187 | 2.7MM VOLT(TM) CORTEX SCREW 85MM T8 | Trauma | EA
04.527.190 | 10886982323194 | 2.7MM VOLT(TM) CORTEX SCREW 90MM T8 | Trauma | EA
04.527.306 | 10886982323200 | 2.7MM VOLT(TM) LOCKING SCREW 6MM T8 | Trauma | EA
04.527.306TS | 10886982323217 | 2.7MM VOLT(TM) LOCKING SCREW 6MM T8 STERILE | Trauma | EA
04.527.307 | 10886982323224 | 2.7MM VOLT(TM) LOCKING SCREW 7MM T8 | Trauma | EA
04.527.307TS | 10886982323231 | 2.7MM VOLT(TM) LOCKING SCREW 7MM T8 STERILE | Trauma | EA
04.527.308 | 10886982323248 | 2.7MM VOLT(TM) LOCKING SCREW 8MM T8 | Trauma | EA
04.527.308TS | 10886982323255 | 2.7MM VOLT(TM) LOCKING SCREW 8MM T8 STERILE | Trauma | EA
04.527.309 | 10886982323262 | 2.7MM VOLT(TM) LOCKING SCREW 9MM T8 | Trauma | EA
04.527.309TS | 10886982323279 | 2.7MM VOLT(TM) LOCKING SCREW 9MM T8 STERILE | Trauma | EA
04.527.310 | 10886982323286 | 2.7MM VOLT(TM) LOCKING SCREW 10MM T8 | Trauma | EA
04.527.310TS | 10886982323293 | 2.7MM VOLT(TM) LOCKING SCREW 10MM T8 STERILE | Trauma | EA
04.527.311 | 10886982323309 | 2.7MM VOLT(TM) LOCKING SCREW 11MM T8 | Trauma | EA
04.527.311TS | 10886982323316 | 2.7MM VOLT(TM) LOCKING SCREW 11MM T8 STERILE | Trauma | EA
04.527.312 | 10886982323323 | 2.7MM VOLT(TM) LOCKING SCREW 12MM T8 | Trauma | EA
04.527.312TS | 10886982323330 | 2.7MM VOLT(TM) LOCKING SCREW 12MM T8 STERILE | Trauma | EA
04.527.313 | 10886982323347 | 2.7MM VOLT(TM) LOCKING SCREW 13MM T8 | Trauma | EA
04.527.313TS | 10886982323354 | 2.7MM VOLT(TM) LOCKING SCREW 13MM T8 STERILE | Trauma | EA
04.527.314 | 10886982323361 | 2.7MM VOLT(TM) LOCKING SCREW 14MM T8 | Trauma | EA
04.527.314TS | 10886982323378 | 2.7MM VOLT(TM) LOCKING SCREW 14MM T8 STERILE | Trauma | EA
04.527.315 | 10886982323385 | 2.7MM VOLT(TM) LOCKING SCREW 15MM T8 | Trauma | EA
04.527.315TS | 10886982323392 | 2.7MM VOLT(TM) LOCKING SCREW 15MM T8 STERILE | Trauma | EA
04.527.316 | 10886982323408 | 2.7MM VOLT(TM) LOCKING SCREW 16MM T8 | Trauma | EA
04.527.316TS | 10886982323415 | 2.7MM VOLT(TM) LOCKING SCREW 16MM T8 STERILE | Trauma | EA
04.527.317 | 10886982323422 | 2.7MM VOLT(TM) LOCKING SCREW 17MM T8 | Trauma | EA
04.527.317TS | 10886982323439 | 2.7MM VOLT(TM) LOCKING SCREW 17MM T8 STERILE | Trauma | EA
04.527.318 | 10886982323446 | 2.7MM VOLT(TM) LOCKING SCREW 18MM T8 | Trauma | EA
04.527.318TS | 10886982323453 | 2.7MM VOLT(TM) LOCKING SCREW 18MM T8 STERILE | Trauma | EA
04.527.319 | 10886982323460 | 2.7MM VOLT(TM) LOCKING SCREW 19MM T8 | Trauma | EA
04.527.319TS | 10886982323477 | 2.7MM VOLT(TM) LOCKING SCREW 19MM T8 STERILE | Trauma | EA
04.527.320 | 10886982323484 | 2.7MM VOLT(TM) LOCKING SCREW 20MM T8 | Trauma | EA
04.527.320TS | 10886982323491 | 2.7MM VOLT(TM) LOCKING SCREW 20MM T8 STERILE | Trauma | EA
04.527.322 | 10886982323507 | 2.7MM VOLT(TM) LOCKING SCREW 22MM T8 | Trauma | EA
04.527.322TS | 10886982323514 | 2.7MM VOLT(TM) LOCKING SCREW 22MM T8 STERILE | Trauma | EA
04.527.324 | 10886982323521 | 2.7MM VOLT(TM) LOCKING SCREW 24MM T8 | Trauma | EA
04.527.324TS | 10886982323538 | 2.7MM VOLT(TM) LOCKING SCREW 24MM T8 STERILE | Trauma | EA
04.527.326 | 10886982323545 | 2.7MM VOLT(TM) LOCKING SCREW 26MM T8 | Trauma | EA
04.527.326TS | 10886982323552 | 2.7MM VOLT(TM) LOCKING SCREW 26MM T8 STERILE | Trauma | EA
04.527.328 | 10886982323569 | 2.7MM VOLT(TM) LOCKING SCREW 28MM T8 | Trauma | EA
04.527.328TS | 10886982323576 | 2.7MM VOLT(TM) LOCKING SCREW 28MM T8 STERILE | Trauma | EA
04.527.330 | 10886982323583 | 2.7MM VOLT(TM) LOCKING SCREW 30MM T8 | Trauma | EA
04.527.330TS | 10886982323590 | 2.7MM VOLT(TM) LOCKING SCREW 30MM T8 STERILE | Trauma | EA
04.527.332 | 10886982323606 | 2.7MM VOLT(TM) LOCKING SCREW 32MM T8 | Trauma | EA
04.527.332TS | 10886982323613 | 2.7MM VOLT(TM) LOCKING SCREW 32MM T8 STERILE | Trauma | EA
04.527.334 | 10886982323620 | 2.7MM VOLT(TM) LOCKING SCREW 34MM T8 | Trauma | EA
04.527.334TS | 10886982323637 | 2.7MM VOLT(TM) LOCKING SCREW 34MM T8 STERILE | Trauma | EA
04.527.336 | 10886982323644 | 2.7MM VOLT(TM) LOCKING SCREW 36MM T8 | Trauma | EA
04.527.336TS | 10886982323651 | 2.7MM VOLT(TM) LOCKING SCREW 36MM T8 STERILE | Trauma | EA
04.527.338 | 10886982323668 | 2.7MM VOLT(TM) LOCKING SCREW 38MM T8 | Trauma | EA
04.527.338TS | 10886982323675 | 2.7MM VOLT(TM) LOCKING SCREW 38MM T8 STERILE | Trauma | EA
04.527.340 | 10886982323682 | 2.7MM VOLT(TM) LOCKING SCREW 40MM T8 | Trauma | EA
04.527.340TS | 10886982323699 | 2.7MM VOLT(TM) LOCKING SCREW 40MM T8 STERILE | Trauma | EA
04.527.342 | 10886982323705 | 2.7MM VOLT(TM) LOCKING SCREW 42MM T8 | Trauma | EA
04.527.342TS | 10886982323712 | 2.7MM VOLT(TM) LOCKING SCREW 42MM T8 STERILE | Trauma | EA
04.527.344 | 10886982323729 | 2.7MM VOLT(TM) LOCKING SCREW 44MM T8 | Trauma | EA
04.527.344TS | 10886982323736 | 2.7MM VOLT(TM) LOCKING SCREW 44MM T8 STERILE | Trauma | EA
04.527.346 | 10886982323743 | 2.7MM VOLT(TM) LOCKING SCREW 46MM T8 | Trauma | EA
04.527.346TS | 10886982323750 | 2.7MM VOLT(TM) LOCKING SCREW 46MM T8 STERILE | Trauma | EA
04.527.348 | 10886982323767 | 2.7MM VOLT(TM) LOCKING SCREW 48MM T8 | Trauma | EA
04.527.348TS | 10886982323774 | 2.7MM VOLT(TM) LOCKING SCREW 48MM T8 STERILE | Trauma | EA
04.527.350 | 10886982323781 | 2.7MM VOLT(TM) LOCKING SCREW 50MM T8 | Trauma | EA
04.527.350TS | 10886982323798 | 2.7MM VOLT(TM) LOCKING SCREW 50MM T8 STERILE | Trauma | EA
04.527.352 | 10886982323804 | 2.7MM VOLT(TM) LOCKING SCREW 52MM T8 | Trauma | EA
04.527.352TS | 10886982323811 | 2.7MM VOLT(TM) LOCKING SCREW 52MM T8 STERILE | Trauma | EA
04.527.354 | 10886982323828 | 2.7MM VOLT(TM) LOCKING SCREW 54MM T8 | Trauma | EA
04.527.354TS | 10886982323835 | 2.7MM VOLT(TM) LOCKING SCREW 54MM T8 STERILE | Trauma | EA
04.527.356 | 10886982323842 | 2.7MM VOLT(TM) LOCKING SCREW 56MM T8 | Trauma | EA
04.527.356TS | 10886982323859 | 2.7MM VOLT(TM) LOCKING SCREW 56MM T8 STERILE | Trauma | EA
04.527.358 | 10886982323866 | 2.7MM VOLT(TM) LOCKING SCREW 58MM T8 | Trauma | EA
04.527.360 | 10886982323873 | 2.7MM VOLT(TM) LOCKING SCREW 60MM T8 | Trauma | EA
04.527.365 | 10886982323880 | 2.7MM VOLT(TM) LOCKING SCREW 65MM T8 | Trauma | EA
04.527.370 | 10886982323897 | 2.7MM VOLT(TM) LOCKING SCREW 70MM T8 | Trauma | EA
04.527.375 | 10886982323903 | 2.7MM VOLT(TM) LOCKING SCREW 75MM T8 | Trauma | EA
04.527.380 | 10886982323910 | 2.7MM VOLT(TM) LOCKING SCREW 80MM T8 | Trauma | EA
04.527.385 | 10886982323927 | 2.7MM VOLT(TM) LOCKING SCREW 85MM T8 | Trauma | EA
04.527.390 | 10886982323934 | 2.7MM VOLT(TM) LOCKING SCREW 90MM T8 | Trauma | EA
02.527.158S | 10886982323941 | 2.7MM VOLT(TM) CORTEX SCREW 58MM T8 STERILE | Trauma | EA
02.527.160S | 10886982323958 | 2.7MM VOLT(TM) CORTEX SCREW 60MM T8 STERILE | Trauma | EA
02.527.165S | 10886982323965 | 2.7MM VOLT(TM) CORTEX SCREW 65MM T8 STERILE | Trauma | EA
02.527.170S | 10886982323972 | 2.7MM VOLT(TM) CORTEX SCREW 70MM T8 STERILE | Trauma | EA
02.527.175S | 10886982323989 | 2.7MM VOLT(TM) CORTEX SCREW 75MM T8 STERILE | Trauma | EA
02.527.180S | 10886982323996 | 2.7MM VOLT(TM) CORTEX SCREW 80MM T8 STERILE | Trauma | EA
02.527.185S | 10886982324009 | 2.7MM VOLT(TM) CORTEX SCREW 85MM T8 STERILE | Trauma | EA
02.527.190S | 10886982324016 | 2.7MM VOLT(TM) CORTEX SCREW 90MM T8 STERILE | Trauma | EA
02.527.358S | 10886982324023 | 2.7MM VOLT(TM) LOCKING SCREW 58MM T8 STERILE | Trauma | EA
02.527.360S | 10886982324030 | 2.7MM VOLT(TM) LOCKING SCREW 60MM T8 STERILE | Trauma | EA
02.527.365S | 10886982324047 | 2.7MM VOLT(TM) LOCKING SCREW 65MM T8 STERILE | Trauma | EA
02.527.370S | 10886982324054 | 2.7MM VOLT(TM) LOCKING SCREW 70MM T8 STERILE | Trauma | EA
02.527.375S | 10886982324061 | 2.7MM VOLT(TM) LOCKING SCREW 75MM T8 STERILE | Trauma | EA
02.527.380S | 10886982324078 | 2.7MM VOLT(TM) LOCKING SCREW 80MM T8 STERILE | Trauma | EA
02.527.385S | 10886982324085 | 2.7MM VOLT(TM) LOCKING SCREW 85MM T8 STERILE | Trauma | EA
02.527.390S | 10886982324092 | 2.7MM VOLT(TM) LOCKING SCREW 90MM T8 STERILE | Trauma | EA
04.527.158S | 10886982324108 | 2.7MM VOLT(TM) CORTEX SCREW 58MM T8 STERILE | Trauma | EA
04.527.160S | 10886982324115 | 2.7MM VOLT(TM) CORTEX SCREW 60MM T8 STERILE | Trauma | EA
04.527.165S | 10886982324122 | 2.7MM VOLT(TM) CORTEX SCREW 65MM T8 STERILE | Trauma | EA
04.527.170S | 10886982324139 | 2.7MM VOLT(TM) CORTEX SCREW 70MM T8 STERILE | Trauma | EA
04.527.175S | 10886982324146 | 2.7MM VOLT(TM) CORTEX SCREW 75MM T8 STERILE | Trauma | EA
04.527.180S | 10886982324153 | 2.7MM VOLT(TM) CORTEX SCREW 80MM T8 STERILE | Trauma | EA
04.527.185S | 10886982324160 | 2.7MM VOLT(TM) CORTEX SCREW 85MM T8 STERILE | Trauma | EA
04.527.190S | 10886982324177 | 2.7MM VOLT(TM) CORTEX SCREW 90MM T8 STERILE | Trauma | EA
04.527.358S | 10886982324184 | 2.7MM VOLT(TM) LOCKING SCREW 58MM T8 STERILE | Trauma | EA
04.527.360S | 10886982324191 | 2.7MM VOLT(TM) LOCKING SCREW 60MM T8 STERILE | Trauma | EA
04.527.365S | 10886982324207 | 2.7MM VOLT(TM) LOCKING SCREW 65MM T8 STERILE | Trauma | EA
04.527.370S | 10886982324214 | 2.7MM VOLT(TM) LOCKING SCREW 70MM T8 STERILE | Trauma | EA
04.527.375S | 10886982324221 | 2.7MM VOLT(TM) LOCKING SCREW 75MM T8 STERILE | Trauma | EA
04.527.380S | 10886982324238 | 2.7MM VOLT(TM) LOCKING SCREW 80MM T8 STERILE | Trauma | EA
04.527.385S | 10886982324245 | 2.7MM VOLT(TM) LOCKING SCREW 85MM T8 STERILE | Trauma | EA
04.527.390S | 10886982324252 | 2.7MM VOLT(TM) LOCKING SCREW 90MM T8 STERILE | Trauma | EA
02.535.110TS | 10886982324276 | 3.5MM VOLT(TM) CORTEX SCREW 10MM T15 STERILE | Trauma | EA
02.535.112TS | 10886982324290 | 3.5MM VOLT(TM) CORTEX SCREW 12MM T15 STERILE | Trauma | EA
02.535.114TS | 10886982324313 | 3.5MM VOLT(TM) CORTEX SCREW 14MM T15 STERILE | Trauma | EA
02.535.116TS | 10886982324337 | 3.5MM VOLT(TM) CORTEX SCREW 16MM T15 STERILE | Trauma | EA
02.535.118TS | 10886982324351 | 3.5MM VOLT(TM) CORTEX SCREW 18MM T15 STERILE | Trauma | EA
02.535.120TS | 10886982324375 | 3.5MM VOLT(TM) CORTEX SCREW 20MM T15 STERILE | Trauma | EA
02.535.122TS | 10886982324399 | 3.5MM VOLT(TM) CORTEX SCREW 22MM T15 STERILE | Trauma | EA
02.535.124TS | 10886982324412 | 3.5MM VOLT(TM) CORTEX SCREW 24MM T15 STERILE | Trauma | EA
02.535.126TS | 10886982324436 | 3.5MM VOLT(TM) CORTEX SCREW 26MM T15 STERILE | Trauma | EA
02.535.128TS | 10886982324450 | 3.5MM VOLT(TM) CORTEX SCREW 28MM T15 STERILE | Trauma | EA
02.535.130TS | 10886982324474 | 3.5MM VOLT(TM) CORTEX SCREW 30MM T15 STERILE | Trauma | EA
02.535.132TS | 10886982324498 | 3.5MM VOLT(TM) CORTEX SCREW 32MM T15 STERILE | Trauma | EA
02.535.134TS | 10886982324511 | 3.5MM VOLT(TM) CORTEX SCREW 34MM T15 STERILE | Trauma | EA
02.535.136TS | 10886982324535 | 3.5MM VOLT(TM) CORTEX SCREW 36MM T15 STERILE | Trauma | EA
02.535.138TS | 10886982324559 | 3.5MM VOLT(TM) CORTEX SCREW 38MM T15 STERILE | Trauma | EA
02.535.140TS | 10886982324573 | 3.5MM VOLT(TM) CORTEX SCREW 40MM T15 STERILE | Trauma | EA
02.535.142TS | 10886982324597 | 3.5MM VOLT(TM) CORTEX SCREW 42MM T15 STERILE | Trauma | EA
02.535.144TS | 10886982324610 | 3.5MM VOLT(TM) CORTEX SCREW 44MM T15 STERILE | Trauma | EA
02.535.146TS | 10886982324634 | 3.5MM VOLT(TM) CORTEX SCREW 46MM T15 STERILE | Trauma | EA
02.535.148TS | 10886982324658 | 3.5MM VOLT(TM) CORTEX SCREW 48MM T15 STERILE | Trauma | EA
02.535.150TS | 10886982324672 | 3.5MM VOLT(TM) CORTEX SCREW 50MM T15 STERILE | Trauma | EA
02.535.152TS | 10886982324696 | 3.5MM VOLT(TM) CORTEX SCREW 52MM T15 STERILE | Trauma | EA
02.535.154TS | 10886982324719 | 3.5MM VOLT(TM) CORTEX SCREW 54MM T15 STERILE | Trauma | EA
02.535.156TS | 10886982324733 | 3.5MM VOLT(TM) CORTEX SCREW 56MM T15 STERILE | Trauma | EA
02.535.195 | 10886982324825 | 3.5mm NEXGEN Cortex Screw 95MM T15 | Trauma | EA
02.535.200 | 10886982324832 | 3.5mm NEXGEN Cortex Screw 100MM T15 | Trauma | EA
02.535.205 | 10886982324849 | 3.5mm NEXGEN Cortex Screw 105MM T15 | Trauma | EA
02.535.210 | 10886982324856 | 3.5mm NEXGEN Cortex Screw 110MM T15 | Trauma | EA
02.535.310TS | 10886982324870 | 3.5MM VOLT(TM) LOCKING SCREW 10MM T15 STERILE | Trauma | EA
02.535.312TS | 10886982324894 | 3.5MM VOLT(TM) LOCKING SCREW 12MM T15 STERILE | Trauma | EA
02.535.314TS | 10886982324917 | 3.5MM VOLT(TM) LOCKING SCREW 14MM T15 STERILE | Trauma | EA
02.535.316TS | 10886982324931 | 3.5MM VOLT(TM) LOCKING SCREW 16MM T15 STERILE | Trauma | EA
02.535.318TS | 10886982324955 | 3.5MM VOLT(TM) LOCKING SCREW 18MM T15 STERILE | Trauma | EA
02.535.320TS | 10886982324979 | 3.5MM VOLT(TM) LOCKING SCREW 20MM T15 STERILE | Trauma | EA
02.535.322TS | 10886982325266 | 3.5MM VOLT(TM) LOCKING SCREW 22MM T15 STERILE | Trauma | EA
02.535.324TS | 10886982325280 | 3.5MM VOLT(TM) LOCKING SCREW 24MM T15 STERILE | Trauma | EA
02.535.326TS | 10886982325303 | 3.5MM VOLT(TM) LOCKING SCREW 26MM T15 STERILE | Trauma | EA
02.535.328TS | 10886982325327 | 3.5MM VOLT(TM) LOCKING SCREW 28MM T15 STERILE | Trauma | EA
02.535.330TS | 10886982325341 | 3.5MM VOLT(TM) LOCKING SCREW 30MM T15 STERILE | Trauma | EA
02.535.332TS | 10886982325365 | 3.5MM VOLT(TM) LOCKING SCREW 32MM T15 STERILE | Trauma | EA
02.535.334TS | 10886982325389 | 3.5MM VOLT(TM) LOCKING SCREW 34MM T15 STERILE | Trauma | EA
02.535.336TS | 10886982325402 | 3.5MM VOLT(TM) LOCKING SCREW 36MM T15 STERILE | Trauma | EA
02.535.338TS | 10886982325426 | 3.5MM VOLT(TM) LOCKING SCREW 38MM T15 STERILE | Trauma | EA
02.535.340TS | 10886982325440 | 3.5MM VOLT(TM) LOCKING SCREW 40MM T15 STERILE | Trauma | EA
02.535.342TS | 10886982325464 | 3.5MM VOLT(TM) LOCKING SCREW 42MM T15 STERILE | Trauma | EA
02.535.344TS | 10886982325488 | 3.5MM VOLT(TM) LOCKING SCREW 44MM T15 STERILE | Trauma | EA
02.535.346TS | 10886982325501 | 3.5MM VOLT(TM) LOCKING SCREW 46MM T15 STERILE | Trauma | EA
02.535.348TS | 10886982325525 | 3.5MM VOLT(TM) LOCKING SCREW 48MM T15 STERILE | Trauma | EA
02.535.350TS | 10886982325549 | 3.5MM VOLT(TM) LOCKING SCREW 50MM T15 STERILE | Trauma | EA
02.535.352TS | 10886982325563 | 3.5MM VOLT(TM) LOCKING SCREW 52MM T15 STERILE | Trauma | EA
02.535.354TS | 10886982325587 | 3.5MM VOLT(TM) LOCKING SCREW 54MM T15 STERILE | Trauma | EA
02.535.356TS | 10886982325600 | 3.5MM VOLT(TM) LOCKING SCREW 56MM T15 STERILE | Trauma | EA
02.535.395 | 10886982325693 | 3.5mm NEXGEN Locking Screw 95MM T15 | Trauma | EA
02.535.400 | 10886982325709 | 3.5mm NEXGEN Locking Screw 100MM T15 | Trauma | EA
02.535.405 | 10886982325716 | 3.5mm NEXGEN Locking Screw 105MM T15 | Trauma | EA
02.535.410 | 10886982325723 | 3.5mm NEXGEN Locking Screw 110MM T15 | Trauma | EA
04.535.110 | 10886982325730 | 3.5MM VOLT(TM) CORTEX SCREW 10MM T15 | Trauma | EA
04.535.110TS | 10886982325747 | 3.5MM VOLT(TM) CORTEX SCREW 10MM T15 STERILE | Trauma | EA
04.535.112 | 10886982325754 | 3.5MM VOLT(TM) CORTEX SCREW 12MM T15 | Trauma | EA
04.535.112TS | 10886982325761 | 3.5MM VOLT(TM) CORTEX SCREW 12MM T15 STERILE | Trauma | EA
04.535.114 | 10886982325778 | 3.5MM VOLT(TM) CORTEX SCREW 14MM T15 | Trauma | EA
04.535.114TS | 10886982325785 | 3.5MM VOLT(TM) CORTEX SCREW 14MM T15 STERILE | Trauma | EA
04.535.116 | 10886982325792 | 3.5MM VOLT(TM) CORTEX SCREW 16MM T15 | Trauma | EA
04.535.116TS | 10886982325808 | 3.5MM VOLT(TM) CORTEX SCREW 16MM T15 STERILE | Trauma | EA
04.535.118 | 10886982325815 | 3.5MM VOLT(TM) CORTEX SCREW 18MM T15 | Trauma | EA
04.535.118TS | 10886982325822 | 3.5MM VOLT(TM) CORTEX SCREW 18MM T15 STERILE | Trauma | EA
04.535.120 | 10886982325839 | 3.5MM VOLT(TM) CORTEX SCREW 20MM T15 | Trauma | EA
04.535.120TS | 10886982325846 | 3.5MM VOLT(TM) CORTEX SCREW 20MM T15 STERILE | Trauma | EA
04.535.122 | 10886982325853 | 3.5MM VOLT(TM) CORTEX SCREW 22MM T15 | Trauma | EA
04.535.122TS | 10886982325860 | 3.5MM VOLT(TM) CORTEX SCREW 22MM T15 STERILE | Trauma | EA
04.535.124 | 10886982325877 | 3.5MM VOLT(TM) CORTEX SCREW 24MM T15 | Trauma | EA
04.535.124TS | 10886982325884 | 3.5MM VOLT(TM) CORTEX SCREW 24MM T15 STERILE | Trauma | EA
04.535.126 | 10886982325891 | 3.5MM VOLT(TM) CORTEX SCREW 26MM T15 | Trauma | EA
04.535.126TS | 10886982325907 | 3.5MM VOLT(TM) CORTEX SCREW 26MM T15 STERILE | Trauma | EA
04.535.128 | 10886982325914 | 3.5MM VOLT(TM) CORTEX SCREW 28MM T15 | Trauma | EA
04.535.128TS | 10886982325921 | 3.5MM VOLT(TM) CORTEX SCREW 28MM T15 STERILE | Trauma | EA
04.535.130 | 10886982325938 | 3.5MM VOLT(TM) CORTEX SCREW 30MM T15 | Trauma | EA
04.535.130TS | 10886982325945 | 3.5MM VOLT(TM) CORTEX SCREW 30MM T15 STERILE | Trauma | EA
04.535.132 | 10886982325952 | 3.5MM VOLT(TM) CORTEX SCREW 32MM T15 | Trauma | EA
04.535.132TS | 10886982325969 | 3.5MM VOLT(TM) CORTEX SCREW 32MM T15 STERILE | Trauma | EA
04.535.134 | 10886982325976 | 3.5MM VOLT(TM) CORTEX SCREW 34MM T15 | Trauma | EA
04.535.134TS | 10886982325983 | 3.5MM VOLT(TM) CORTEX SCREW 34MM T15 STERILE | Trauma | EA
04.535.136 | 10886982325990 | 3.5MM VOLT(TM) CORTEX SCREW 36MM T15 | Trauma | EA
04.535.136TS | 10886982326003 | 3.5MM VOLT(TM) CORTEX SCREW 36MM T15 STERILE | Trauma | EA
04.535.138 | 10886982326010 | 3.5MM VOLT(TM) CORTEX SCREW 38MM T15 | Trauma | EA
04.535.138TS | 10886982326027 | 3.5MM VOLT(TM) CORTEX SCREW 38MM T15 STERILE | Trauma | EA
04.535.140 | 10886982326034 | 3.5MM VOLT(TM) CORTEX SCREW 40MM T15 | Trauma | EA
04.535.140TS | 10886982326041 | 3.5MM VOLT(TM) CORTEX SCREW 40MM T15 STERILE | Trauma | EA
04.535.142 | 10886982326058 | 3.5MM VOLT(TM) CORTEX SCREW 42MM T15 | Trauma | EA
04.535.142TS | 10886982326065 | 3.5MM VOLT(TM) CORTEX SCREW 42MM T15 STERILE | Trauma | EA
04.535.144 | 10886982326072 | 3.5MM VOLT(TM) CORTEX SCREW 44MM T15 | Trauma | EA
04.535.144TS | 10886982326089 | 3.5MM VOLT(TM) CORTEX SCREW 44MM T15 STERILE | Trauma | EA
04.535.146 | 10886982326096 | 3.5MM VOLT(TM) CORTEX SCREW 46MM T15 | Trauma | EA
04.535.146TS | 10886982326102 | 3.5MM VOLT(TM) CORTEX SCREW 46MM T15 STERILE | Trauma | EA
04.535.148 | 10886982326119 | 3.5MM VOLT(TM) CORTEX SCREW 48MM T15 | Trauma | EA
04.535.148TS | 10886982326126 | 3.5MM VOLT(TM) CORTEX SCREW 48MM T15 STERILE | Trauma | EA
04.535.150 | 10886982326133 | 3.5MM VOLT(TM) CORTEX SCREW 50MM T15 | Trauma | EA
04.535.150TS | 10886982326140 | 3.5MM VOLT(TM) CORTEX SCREW 50MM T15 STERILE | Trauma | EA
04.535.152 | 10886982326157 | 3.5MM VOLT(TM) CORTEX SCREW 52MM T15 | Trauma | EA
04.535.152TS | 10886982326164 | 3.5MM VOLT(TM) CORTEX SCREW 52MM T15 STERILE | Trauma | EA
04.535.154 | 10886982326171 | 3.5MM VOLT(TM) CORTEX SCREW 54MM T15 | Trauma | EA
04.535.154TS | 10886982326188 | 3.5MM VOLT(TM) CORTEX SCREW 54MM T15 STERILE | Trauma | EA
04.535.156 | 10886982326195 | 3.5MM VOLT(TM) CORTEX SCREW 56MM T15 | Trauma | EA
04.535.156TS | 10886982326201 | 3.5MM VOLT(TM) CORTEX SCREW 56MM T15 STERILE | Trauma | EA
04.535.158 | 10886982326218 | 3.5MM VOLT(TM) CORTEX SCREW 58MM T15 | Trauma | EA
04.535.160 | 10886982326225 | 3.5MM VOLT(TM) CORTEX SCREW 60MM T15 | Trauma | EA
04.535.165 | 10886982326232 | 3.5MM VOLT(TM) CORTEX SCREW 65MM T15 | Trauma | EA
04.535.170 | 10886982326249 | 3.5MM VOLT(TM) CORTEX SCREW 70MM T15 | Trauma | EA
04.535.175 | 10886982326256 | 3.5MM VOLT(TM) CORTEX SCREW 75MM T15 | Trauma | EA
04.535.180 | 10886982326263 | 3.5MM VOLT(TM) CORTEX SCREW 80MM T15 | Trauma | EA
04.535.185 | 10886982326270 | 3.5MM VOLT(TM) CORTEX SCREW 85MM T15 | Trauma | EA
04.535.190 | 10886982326287 | 3.5MM VOLT(TM) CORTEX SCREW 90MM T15 | Trauma | EA
04.535.195 | 10886982326294 | 3.5mm NEXGEN Cortex Screw 95MM T15 | Trauma | EA
04.535.200 | 10886982326300 | 3.5mm NEXGEN Cortex Screw 100MM T15 | Trauma | EA
04.535.205 | 10886982326317 | 3.5mm NEXGEN Cortex Screw 105MM T15 | Trauma | EA
04.535.210 | 10886982326324 | 3.5mm NEXGEN Cortex Screw 110MM T15 | Trauma | EA
04.535.310 | 10886982326331 | 3.5MM VOLT(TM) LOCKING SCREW 10MM T15 | Trauma | EA
04.535.310TS | 10886982326348 | 3.5MM VOLT(TM) LOCKING SCREW 10MM T15 STERILE | Trauma | EA
04.535.312 | 10886982326355 | 3.5MM VOLT(TM) LOCKING SCREW 12MM T15 | Trauma | EA
04.535.312TS | 10886982326362 | 3.5MM VOLT(TM) LOCKING SCREW 12MM T15 STERILE | Trauma | EA
04.535.314 | 10886982326379 | 3.5MM VOLT(TM) LOCKING SCREW 14MM T15 | Trauma | EA
04.535.314TS | 10886982326386 | 3.5MM VOLT(TM) LOCKING SCREW 14MM T15 STERILE | Trauma | EA
04.535.316 | 10886982326393 | 3.5MM VOLT(TM) LOCKING SCREW 16MM T15 | Trauma | EA
04.535.316TS | 10886982326409 | 3.5MM VOLT(TM) LOCKING SCREW 16MM T15 STERILE | Trauma | EA
04.535.318 | 10886982326416 | 3.5MM VOLT(TM) LOCKING SCREW 18MM T15 | Trauma | EA
04.535.318TS | 10886982326423 | 3.5MM VOLT(TM) LOCKING SCREW 18MM T15 STERILE | Trauma | EA
04.535.320 | 10886982326430 | 3.5MM VOLT(TM) LOCKING SCREW 20MM T15 | Trauma | EA
04.535.320TS | 10886982326447 | 3.5MM VOLT(TM) LOCKING SCREW 20MM T15 STERILE | Trauma | EA
04.535.322 | 10886982326454 | 3.5MM VOLT(TM) LOCKING SCREW 22MM T15 | Trauma | EA
04.535.322TS | 10886982326461 | 3.5MM VOLT(TM) LOCKING SCREW 22MM T15 STERILE | Trauma | EA
04.535.324 | 10886982326478 | 3.5MM VOLT(TM) LOCKING SCREW 24MM T15 | Trauma | EA
04.535.324TS | 10886982326485 | 3.5MM VOLT(TM) LOCKING SCREW 24MM T15 STERILE | Trauma | EA
04.535.326 | 10886982326492 | 3.5MM VOLT(TM) LOCKING SCREW 26MM T15 | Trauma | EA
04.535.326TS | 10886982326508 | 3.5MM VOLT(TM) LOCKING SCREW 26MM T15 STERILE | Trauma | EA
04.535.328 | 10886982326515 | 3.5MM VOLT(TM) LOCKING SCREW 28MM T15 | Trauma | EA
04.535.328TS | 10886982326522 | 3.5MM VOLT(TM) LOCKING SCREW 28MM T15 STERILE | Trauma | EA
04.535.330 | 10886982326539 | 3.5MM VOLT(TM) LOCKING SCREW 30MM T15 | Trauma | EA
04.535.330TS | 10886982326546 | 3.5MM VOLT(TM) LOCKING SCREW 30MM T15 STERILE | Trauma | EA
04.535.332 | 10886982326553 | 3.5MM VOLT(TM) LOCKING SCREW 32MM T15 | Trauma | EA
04.535.332TS | 10886982326560 | 3.5MM VOLT(TM) LOCKING SCREW 32MM T15 STERILE | Trauma | EA
04.535.334 | 10886982326577 | 3.5MM VOLT(TM) LOCKING SCREW 34MM T15 | Trauma | EA
04.535.334TS | 10886982326584 | 3.5MM VOLT(TM) LOCKING SCREW 34MM T15 STERILE | Trauma | EA
04.535.336 | 10886982326591 | 3.5MM VOLT(TM) LOCKING SCREW 36MM T15 | Trauma | EA
04.535.336TS | 10886982326607 | 3.5MM VOLT(TM) LOCKING SCREW 36MM T15 STERILE | Trauma | EA
04.535.338 | 10886982326614 | 3.5MM VOLT(TM) LOCKING SCREW 38MM T15 | Trauma | EA
04.535.338TS | 10886982326621 | 3.5MM VOLT(TM) LOCKING SCREW 38MM T15 STERILE | Trauma | EA
04.535.340 | 10886982326638 | 3.5MM VOLT(TM) LOCKING SCREW 40MM T15 | Trauma | EA
04.535.340TS | 10886982326645 | 3.5MM VOLT(TM) LOCKING SCREW 40MM T15 STERILE | Trauma | EA
04.535.342 | 10886982326652 | 3.5MM VOLT(TM) LOCKING SCREW 42MM T15 | Trauma | EA
04.535.342TS | 10886982326669 | 3.5MM VOLT(TM) LOCKING SCREW 42MM T15 STERILE | Trauma | EA
04.535.344 | 10886982326676 | 3.5MM VOLT(TM) LOCKING SCREW 44MM T15 | Trauma | EA
04.535.344TS | 10886982326683 | 3.5MM VOLT(TM) LOCKING SCREW 44MM T15 STERILE | Trauma | EA
04.535.346 | 10886982326690 | 3.5MM VOLT(TM) LOCKING SCREW 46MM T15 | Trauma | EA
04.535.346TS | 10886982326706 | 3.5MM VOLT(TM) LOCKING SCREW 46MM T15 STERILE | Trauma | EA
04.535.348 | 10886982326713 | 3.5MM VOLT(TM) LOCKING SCREW 48MM T15 | Trauma | EA
04.535.348TS | 10886982326720 | 3.5MM VOLT(TM) LOCKING SCREW 48MM T15 STERILE | Trauma | EA
04.535.350 | 10886982326737 | 3.5MM VOLT(TM) LOCKING SCREW 50MM T15 | Trauma | EA
04.535.350TS | 10886982326744 | 3.5MM VOLT(TM) LOCKING SCREW 50MM T15 STERILE | Trauma | EA
04.535.352 | 10886982326751 | 3.5MM VOLT(TM) LOCKING SCREW 52MM T15 | Trauma | EA
04.535.352TS | 10886982326768 | 3.5MM VOLT(TM) LOCKING SCREW 52MM T15 STERILE | Trauma | EA
04.535.354 | 10886982326775 | 3.5MM VOLT(TM) LOCKING SCREW 54MM T15 | Trauma | EA
04.535.354TS | 10886982326782 | 3.5MM VOLT(TM) LOCKING SCREW 54MM T15 STERILE | Trauma | EA
04.535.356 | 10886982326799 | 3.5MM VOLT(TM) LOCKING SCREW 56MM T15 | Trauma | EA
04.535.356TS | 10886982326805 | 3.5MM VOLT(TM) LOCKING SCREW 56MM T15 STERILE | Trauma | EA
04.535.358 | 10886982326812 | 3.5MM VOLT(TM) LOCKING SCREW 58MM T15 | Trauma | EA
04.535.360 | 10886982326829 | 3.5MM VOLT(TM) LOCKING SCREW 60MM T15 | Trauma | EA
04.535.365 | 10886982326836 | 3.5MM VOLT(TM) LOCKING SCREW 65MM T15 | Trauma | EA
04.535.370 | 10886982326843 | 3.5MM VOLT(TM) LOCKING SCREW 70MM T15 | Trauma | EA
04.535.375 | 10886982326850 | 3.5MM VOLT(TM) LOCKING SCREW 75MM T15 | Trauma | EA
04.535.380 | 10886982326867 | 3.5MM VOLT(TM) LOCKING SCREW 80MM T15 | Trauma | EA
04.535.385 | 10886982326874 | 3.5MM VOLT(TM) LOCKING SCREW 85MM T15 | Trauma | EA
04.535.390 | 10886982326881 | 3.5MM VOLT(TM) LOCKING SCREW 90MM T15 | Trauma | EA
04.535.395 | 10886982326898 | 3.5mm NEXGEN Locking Screw 95MM T15 | Trauma | EA
04.535.400 | 10886982326904 | 3.5mm NEXGEN Locking Screw 100MM T15 | Trauma | EA
04.535.405 | 10886982326911 | 3.5mm NEXGEN Locking Screw 105MM T15 | Trauma | EA
04.535.410 | 10886982326928 | 3.5mm NEXGEN Locking Screw 110MM T15 | Trauma | EA
02.535.158S | 10886982326935 | 3.5MM VOLT(TM) CORTEX SCREW 58MM T15 STERILE | Trauma | EA
02.535.160S | 10886982326942 | 3.5MM VOLT(TM) CORTEX SCREW 60MM T15 STERILE | Trauma | EA
02.535.165S | 10886982326959 | 3.5MM VOLT(TM) CORTEX SCREW 65MM T15 STERILE | Trauma | EA
02.535.170S | 10886982326966 | 3.5MM VOLT(TM) CORTEX SCREW 70MM T15 STERILE | Trauma | EA
02.535.175S | 10886982326973 | 3.5MM VOLT(TM) CORTEX SCREW 75MM T15 STERILE | Trauma | EA
02.535.180S | 10886982326980 | 3.5MM VOLT(TM) CORTEX SCREW 80MM T15 STERILE | Trauma | EA
02.535.185S | 10886982326997 | 3.5MM VOLT(TM) CORTEX SCREW 85MM T15 STERILE | Trauma | EA
02.535.190S | 10886982327000 | 3.5MM VOLT(TM) CORTEX SCREW 90MM T15 STERILE | Trauma | EA
02.535.195S | 10886982327017 | 3.5MM VOLT(TM) CORTEX SCREW 95MM T15 STERILE | Trauma | EA
02.535.200S | 10886982327024 | 3.5MM VOLT(TM) CORTEX SCREW 100MM T15 STERILE | Trauma | EA
02.535.205S | 10886982327031 | 3.5MM VOLT(TM) CORTEX SCREW 105MM T15 STERILE | Trauma | EA
02.535.210S | 10886982327048 | 3.5MM VOLT(TM) CORTEX SCREW 110MM T15 STERILE | Trauma | EA
02.535.358S | 10886982327055 | 3.5MM VOLT(TM) LOCKING SCREW 58MM T15 STERILE | Trauma | EA
02.535.360S | 10886982327062 | 3.5MM VOLT(TM) LOCKING SCREW 60MM T15 STERILE | Trauma | EA
02.535.365S | 10886982327079 | 3.5MM VOLT(TM) LOCKING SCREW 65MM T15 STERILE | Trauma | EA
02.535.370S | 10886982327086 | 3.5MM VOLT(TM) LOCKING SCREW 70MM T15 STERILE | Trauma | EA
02.535.375S | 10886982327093 | 3.5MM VOLT(TM) LOCKING SCREW 75MM T15 STERILE | Trauma | EA
02.535.380S | 10886982327109 | 3.5MM VOLT(TM) LOCKING SCREW 80MM T15 STERILE | Trauma | EA
02.535.385S | 10886982327116 | 3.5MM VOLT(TM) LOCKING SCREW 85MM T15 STERILE | Trauma | EA
02.535.390S | 10886982327123 | 3.5MM VOLT(TM) LOCKING SCREW 90MM T15 STERILE | Trauma | EA
02.535.395S | 10886982327130 | 3.5MM VOLT(TM) LOCKING SCREW 95MM T15 STERILE | Trauma | EA
02.535.400S | 10886982327147 | 3.5MM VOLT(TM) LOCKING SCREW 100MM T15 STERILE | Trauma | EA
02.535.405S | 10886982327154 | 3.5MM VOLT(TM) LOCKING SCREW 105MM T15 STERILE | Trauma | EA
02.535.410S | 10886982327161 | 3.5MM VOLT(TM) LOCKING SCREW 110MM T15 STERILE | Trauma | EA
04.535.158S | 10886982327178 | 3.5MM VOLT(TM) CORTEX SCREW 58MM T15 STERILE | Trauma | EA
04.535.160S | 10886982327185 | 3.5MM VOLT(TM) CORTEX SCREW 60MM T15 STERILE | Trauma | EA
04.535.165S | 10886982327192 | 3.5MM VOLT(TM) CORTEX SCREW 65MM T15 STERILE | Trauma | EA
04.535.170S | 10886982327208 | 3.5MM VOLT(TM) CORTEX SCREW 70MM T15 STERILE | Trauma | EA
04.535.175S | 10886982327215 | 3.5MM VOLT(TM) CORTEX SCREW 75MM T15 STERILE | Trauma | EA
04.535.180S | 10886982327222 | 3.5MM VOLT(TM) CORTEX SCREW 80MM T15 STERILE | Trauma | EA
04.535.185S | 10886982327239 | 3.5MM VOLT(TM) CORTEX SCREW 85MM T15 STERILE | Trauma | EA
04.535.190S | 10886982327246 | 3.5MM VOLT(TM) CORTEX SCREW 90MM T15 STERILE | Trauma | EA
04.535.195S | 10886982327253 | 3.5MM VOLT(TM) CORTEX SCREW 95MM T15 STERILE | Trauma | EA
04.535.200S | 10886982327260 | 3.5MM VOLT(TM) CORTEX SCREW 100MM T15 STERILE | Trauma | EA
04.535.205S | 10886982327277 | 3.5MM VOLT(TM) CORTEX SCREW 105MM T15 STERILE | Trauma | EA
04.535.210S | 10886982327284 | 3.5MM VOLT(TM) CORTEX SCREW 110MM T15 STERILE | Trauma | EA
04.535.358S | 10886982327291 | 3.5MM VOLT(TM) LOCKING SCREW 58MM T15 STERILE | Trauma | EA
04.535.360S | 10886982327307 | 3.5MM VOLT(TM) LOCKING SCREW 60MM T15 STERILE | Trauma | EA
04.535.365S | 10886982327314 | 3.5MM VOLT(TM) LOCKING SCREW 65MM T15 STERILE | Trauma | EA
04.535.370S | 10886982327321 | 3.5MM VOLT(TM) LOCKING SCREW 70MM T15 STERILE | Trauma | EA
04.535.375S | 10886982327338 | 3.5MM VOLT(TM) LOCKING SCREW 75MM T15 STERILE | Trauma | EA
04.535.380S | 10886982327345 | 3.5MM VOLT(TM) LOCKING SCREW 80MM T15 STERILE | Trauma | EA
04.535.385S | 10886982327352 | 3.5MM VOLT(TM) LOCKING SCREW 85MM T15 STERILE | Trauma | EA
04.535.390S | 10886982327369 | 3.5MM VOLT(TM) LOCKING SCREW 90MM T15 STERILE | Trauma | EA
04.535.395S | 10886982327376 | 3.5MM VOLT(TM) LOCKING SCREW 95MM T15 STERILE | Trauma | EA
04.535.400S | 10886982327383 | 3.5MM VOLT(TM) LOCKING SCREW 100MM T15 STERILE | Trauma | EA
04.535.405S | 10886982327390 | 3.5MM VOLT(TM) LOCKING SCREW 105MM T15 STERILE | Trauma | EA
04.535.410S | 10886982327406 | 3.5MM VOLT(TM) LOCKING SCREW 110MM T15 STERILE | Trauma | EA
02.535.090S | 10886982327413 | 3.5MM VOLT(TM) 1/3 TUBULAR PL 10H/119MM/STERILE | Trauma | EA
04.535.090S | 10886982327420 | 3.5MM VOLT(TM) 1/3 TUBULAR PL 10H/119MM/STERILE | Trauma | EA
02.535.092S | 10886982327437 | 3.5MM VOLT(TM) 1/3 TUBULAR PL 12H/143MM/STERILE | Trauma | EA
04.535.092S | 10886982327444 | 3.5MM VOLT(TM) 1/3 TUBULAR PL 12H/143MM/STERILE | Trauma | EA
04.535.090 | 10886982327468 | 3.5MM VOLT(TM) 1/3 TUBULAR PL 10H/119MM | Trauma | EA
04.535.092 | 10886982327482 | 3.5MM VOLT(TM) 1/3 TUBULAR PL 12H/143MM | Trauma | EA
04.535.082 | 10886982327505 | 3.5MM VOLT(TM) 1/3 TUBULAR PL 2H/23MM | Trauma | EA
02.535.082S | 10886982327512 | 3.5MM VOLT(TM) 1/3 TUBULAR PL 2H/23MM/STERILE | Trauma | EA
04.535.082S | 10886982327529 | 3.5MM VOLT(TM) 1/3 TUBULAR PL 2H/23MM/STERILE | Trauma | EA
04.535.083 | 10886982327543 | 3.5MM VOLT(TM) 1/3 TUBULAR PL 3H/35MM | Trauma | EA
02.535.083S | 10886982327550 | 3.5MM VOLT(TM) 1/3 TUBULAR PL 3H/35MM/STERILE | Trauma | EA
04.535.083S | 10886982327567 | 3.5MM VOLT(TM) 1/3 TUBULAR PL 3H/35MM/STERILE | Trauma | EA
04.535.084 | 10886982327581 | 3.5MM VOLT(TM) 1/3 TUBULAR PL 4H/47MM | Trauma | EA
02.535.084S | 10886982327598 | 3.5MM VOLT(TM) 1/3 TUBULAR PL 4H/47MM/STERILE | Trauma | EA
04.535.084S | 10886982327604 | 3.5MM VOLT(TM) 1/3 TUBULAR PL 4H/47MM/STERILE | Trauma | EA
04.535.085 | 10886982327628 | 3.5MM VOLT(TM) 1/3 TUBULAR PL 5H/59MM | Trauma | EA
02.535.085S | 10886982327635 | 3.5MM VOLT(TM) 1/3 TUBULAR PL 5H/59MM/STERILE | Trauma | EA
04.535.085S | 10886982327642 | 3.5MM VOLT(TM) 1/3 TUBULAR PL 5H/59MM/STERILE | Trauma | EA
04.535.086 | 10886982327666 | 3.5MM VOLT(TM) 1/3 TUBULAR PL 6H/71MM | Trauma | EA
02.535.086S | 10886982327673 | 3.5MM VOLT(TM) 1/3 TUBULAR PL 6H/71MM/STERILE | Trauma | EA
04.535.086S | 10886982327680 | 3.5MM VOLT(TM) 1/3 TUBULAR PL 6H/71MM/STERILE | Trauma | EA
04.535.087 | 10886982327703 | 3.5MM VOLT(TM) 1/3 TUBULAR PL 7H/83MM | Trauma | EA
02.535.087S | 10886982327710 | 3.5MM VOLT(TM) 1/3 TUBULAR PL 7H/83MM/STERILE | Trauma | EA
04.535.087S | 10886982327727 | 3.5MM VOLT(TM) 1/3 TUBULAR PL 7H/83MM/STERILE | Trauma | EA
04.535.088 | 10886982327741 | 3.5MM VOLT(TM) 1/3 TUBULAR PL 8H/95MM | Trauma | EA
02.535.088S | 10886982327758 | 3.5MM VOLT(TM) 1/3 TUBULAR PL 8H/95MM/STERILE | Trauma | EA
04.535.088S | 10886982327765 | 3.5MM VOLT(TM) 1/3 TUBULAR PL 8H/95MM/STERILE | Trauma | EA
04.536.010 | 10886982327789 | 3.5MM VOLT(TM) METAPHYSEAL PL 10H/130MM | Trauma | EA
02.536.010S | 10886982327796 | 3.5MM VOLT(TM) METAPHYSEAL PL 10H/130MM/STERILE | Trauma | EA
04.536.010S | 10886982327802 | 3.5MM VOLT(TM) METAPHYSEAL PL 10H/130MM/STERILE | Trauma | EA
04.536.012 | 10886982327826 | 3.5MM VOLT(TM) METAPHYSEAL PL 12H/156MM | Trauma | EA
02.536.012S | 10886982327833 | 3.5MM VOLT(TM) METAPHYSEAL PL 12H/156MM/STERILE | Trauma | EA
04.536.012S | 10886982327840 | 3.5MM VOLT(TM) METAPHYSEAL PL 12H/156MM/STERILE | Trauma | EA
02.536.014S | 10886982327857 | 3.5MM VOLT(TM) METAPHYSEAL PL 14H/182MM/STERILE | Trauma | EA
04.536.014S | 10886982327864 | 3.5MM VOLT(TM) METAPHYSEAL PL 14H/182MM/STERILE | Trauma | EA
04.536.014 | 10886982327888 | 3.5MM VOLT(TM) METAPHYSEAL PL 14H/L182MM | Trauma | EA
02.536.016S | 10886982327895 | 3.5MM VOLT(TM) METAPHYSEAL PL 16H/208MM/STERILE | Trauma | EA
04.536.016S | 10886982327901 | 3.5MM VOLT(TM) METAPHYSEAL PL 16H/208MM/STERILE | Trauma | EA
04.536.016 | 10886982327925 | 3.5MM VOLT(TM) METAPHYSEAL PL 16H/L208MM | Trauma | EA
02.536.018S | 10886982327932 | 3.5MM VOLT(TM) METAPHYSEAL PL 18H/234MM/STERILE | Trauma | EA
04.536.018S | 10886982327949 | 3.5MM VOLT(TM) METAPHYSEAL PL 18H/234MM/STERILE | Trauma | EA
04.536.018 | 10886982327963 | 3.5MM VOLT(TM) METAPHYSEAL PL 18H/L234MM | Trauma | EA
02.536.020S | 10886982327970 | 3.5MM VOLT(TM) METAPHYSEAL PL 20H260MM/STERILE | Trauma | EA
04.536.020S | 10886982327987 | 3.5MM VOLT(TM) METAPHYSEAL PL 20H260MM/STERILE | Trauma | EA
04.536.007 | 10886982328007 | 3.5MM VOLT(TM) METAPHYSEAL PL 7H/87MM | Trauma | EA
02.536.007S | 10886982328014 | 3.5MM VOLT(TM) METAPHYSEAL PL 7H/87MM/STERILE | Trauma | EA
04.536.007S | 10886982328021 | 3.5MM VOLT(TM) METAPHYSEAL PL 7H/87MM/STERILE | Trauma | EA
04.536.008 | 10886982328045 | 3.5MM VOLT(TM) METAPHYSEAL PL 8H/104MM | Trauma | EA
02.536.008S | 10886982328052 | 3.5MM VOLT(TM) METAPHYSEAL PL 8H/104MM/STERILE | Trauma | EA
04.536.008S | 10886982328069 | 3.5MM VOLT(TM) METAPHYSEAL PL 8H/104MM/STERILE | Trauma | EA
04.535.060 | 10886982328083 | 3.5MM VOLT(TM) RECON PLATE 10H/118MM | Trauma | EA
02.535.060S | 10886982328090 | 3.5MM VOLT(TM) RECON PLATE 10H/118MM/STERILE | Trauma | EA
04.535.060S | 10886982328106 | 3.5MM VOLT(TM) RECON PLATE 10H/118MM/STERILE | Trauma | EA
04.535.062 | 10886982328120 | 3.5MM VOLT(TM) RECON PLATE 12H/142MM | Trauma | EA
02.535.062S | 10886982328137 | 3.5MM VOLT(TM) RECON PLATE 12H/142MM/STERILE | Trauma | EA
04.535.062S | 10886982328144 | 3.5MM VOLT(TM) RECON PLATE 12H/142MM/STERILE | Trauma | EA
02.535.064S | 10886982328151 | 3.5MM VOLT(TM) RECON PLATE 14H/166MM/STERILE | Trauma | EA
04.535.064S | 10886982328168 | 3.5MM VOLT(TM) RECON PLATE 14H/166MM/STERILE | Trauma | EA
02.535.064 | 10886982328175 | 3.5mm NEXGEN RECON PLATE 14H/L167MM | Trauma | EA
04.535.064 | 10886982328182 | 3.5mm NEXGEN RECON PLATE 14H/L167MM | Trauma | EA
02.535.066S | 10886982328199 | 3.5MM VOLT(TM) RECON PLATE 16H/190MM/STERILE | Trauma | EA
04.535.066S | 10886982328205 | 3.5MM VOLT(TM) RECON PLATE 16H/190MM/STERILE | Trauma | EA
02.535.066 | 10886982328212 | 3.5mm NEXGEN RECON PLATE 16H/L191MM | Trauma | EA
04.535.066 | 10886982328229 | 3.5mm NEXGEN RECON PLATE 16H/L191MM | Trauma | EA
02.535.068S | 10886982328236 | 3.5MM VOLT(TM) RECON PLATE 18H/214MM/STERILE | Trauma | EA
04.535.068S | 10886982328243 | 3.5MM VOLT(TM) RECON PLATE 18H/214MM/STERILE | Trauma | EA
02.535.068 | 10886982328250 | 3.5mm NEXGEN RECON PLATE 18H/L215MM | Trauma | EA
04.535.068 | 10886982328267 | 3.5mm NEXGEN RECON PLATE 18H/L215MM | Trauma | EA
02.535.070S | 10886982328274 | 3.5MM VOLT(TM) RECON PLATE 20H/238MM/STERILE | Trauma | EA
04.535.070S | 10886982328281 | 3.5MM VOLT(TM) RECON PLATE 20H/238MM/STERILE | Trauma | EA
02.535.072S | 10886982328298 | 3.5MM VOLT(TM) RECON PLATE 22H/262MM/STERILE | Trauma | EA
04.535.072S | 10886982328304 | 3.5MM VOLT(TM) RECON PLATE 22H/262MM/STERILE | Trauma | EA
04.535.054 | 10886982328328 | 3.5MM VOLT(TM) RECON PLATE 4H/46MM | Trauma | EA
02.535.054S | 10886982328335 | 3.5MM VOLT(TM) RECON PLATE 4H/46MM/STERILE | Trauma | EA
04.535.054S | 10886982328342 | 3.5MM VOLT(TM) RECON PLATE 4H/46MM/STERILE | Trauma | EA
04.535.055 | 10886982328366 | 3.5MM VOLT(TM) RECON PLATE 5H/58MM | Trauma | EA
02.535.055S | 10886982328373 | 3.5MM VOLT(TM) RECON PLATE 5H/58MM/STERILE | Trauma | EA
04.535.055S | 10886982328380 | 3.5MM VOLT(TM) RECON PLATE 5H/58MM/STERILE | Trauma | EA
04.535.056 | 10886982328403 | 3.5MM VOLT(TM) RECON PLATE 6H/70MM | Trauma | EA
02.535.056S | 10886982328410 | 3.5MM VOLT(TM) RECON PLATE 6H/70MM/STERILE | Trauma | EA
04.535.056S | 10886982328427 | 3.5MM VOLT(TM) RECON PLATE 6H/70MM/STERILE | Trauma | EA
04.535.057 | 10886982328441 | 3.5MM VOLT(TM) RECON PLATE 7H/82MM | Trauma | EA
02.535.057S | 10886982328458 | 3.5MM VOLT(TM) RECON PLATE 7H/82MM/STERILE | Trauma | EA
04.535.057S | 10886982328465 | 3.5MM VOLT(TM) RECON PLATE 7H/82MM/STERILE | Trauma | EA
04.535.058 | 10886982328489 | 3.5MM VOLT(TM) RECON PLATE 8H/94MM | Trauma | EA
02.535.058S | 10886982328496 | 3.5MM VOLT(TM) RECON PLATE 8H/94MM/STERILE | Trauma | EA
04.535.058S | 10886982328502 | 3.5MM VOLT(TM) RECON PLATE 8H/94MM/STERILE | Trauma | EA
04.535.059 | 10886982328526 | 3.5MM VOLT(TM) RECON PLATE 9H/106MM | Trauma | EA
02.535.059S | 10886982328533 | 3.5MM VOLT(TM) RECON PLATE 9H/106MM/STERILE | Trauma | EA
04.535.059S | 10886982328540 | 3.5MM VOLT(TM) RECON PLATE 9H/106MM/STERILE | Trauma | EA
04.535.010 | 10886982328564 | 3.5MM VOLT(TM) STRAIGHT PLATE 10H/137MM | Trauma | EA
02.535.010S | 10886982328571 | 3.5MM VOLT(TM) STRAIGHT PLATE 10H/137MM/STERILE | Trauma | EA
04.535.010S | 10886982328588 | 3.5MM VOLT(TM) STRAIGHT PLATE 10H/137MM/STERILE | Trauma | EA
04.535.012 | 10886982328601 | 3.5MM VOLT(TM) STRAIGHT PLATE 12H/163MM | Trauma | EA
02.535.012S | 10886982328618 | 3.5MM VOLT(TM) STRAIGHT PLATE 12H/163MM/STERILE | Trauma | EA
04.535.012S | 10886982328625 | 3.5MM VOLT(TM) STRAIGHT PLATE 12H/163MM/STERILE | Trauma | EA
04.535.014 | 10886982328649 | 3.5MM VOLT(TM) STRAIGHT PLATE 14H/189MM | Trauma | EA
02.535.014S | 10886982328656 | 3.5MM VOLT(TM) STRAIGHT PLATE 14H/189MM/STERILE | Trauma | EA
04.535.014S | 10886982328663 | 3.5MM VOLT(TM) STRAIGHT PLATE 14H/189MM/STERILE | Trauma | EA
02.535.016S | 10886982328670 | 3.5MM VOLT(TM) STRAIGHT PLATE 16H/215MM/STERILE | Trauma | EA
04.535.016S | 10886982328687 | 3.5MM VOLT(TM) STRAIGHT PLATE 16H/215MM/STERILE | Trauma | EA
04.535.016 | 10886982328700 | 3.5MM VOLT(TM) STRAIGHT PLATE 16H/L215MM | Trauma | EA
02.535.018S | 10886982328717 | 3.5MM VOLT(TM) STRAIGHT PLATE 18H/241MM/STERILE | Trauma | EA
04.535.018S | 10886982328724 | 3.5MM VOLT(TM) STRAIGHT PLATE 18H/241MM/STERILE | Trauma | EA
04.535.018 | 10886982328748 | 3.5MM VOLT(TM) STRAIGHT PLATE 18H/L241MM | Trauma | EA
02.535.020S | 10886982328755 | 3.5MM VOLT(TM) STRAIGHT PLATE 20H/267MM/STERILE | Trauma | EA
04.535.020S | 10886982328762 | 3.5MM VOLT(TM) STRAIGHT PLATE 20H/267MM/STERILE | Trauma | EA
02.535.022S | 10886982328779 | 3.5MM VOLT(TM) STRAIGHT PLATE 22H/293MM/STERILE | Trauma | EA
04.535.022S | 10886982328786 | 3.5MM VOLT(TM) STRAIGHT PLATE 22H/293MM/STERILE | Trauma | EA
04.535.004 | 10886982328809 | 3.5MM VOLT(TM) STRAIGHT PLATE 4H/59MM | Trauma | EA
02.535.004S | 10886982328816 | 3.5MM VOLT(TM) STRAIGHT PLATE 4H/59MM/STERILE | Trauma | EA
04.535.004S | 10886982328823 | 3.5MM VOLT(TM) STRAIGHT PLATE 4H/59MM/STERILE | Trauma | EA
04.535.005 | 10886982328847 | 3.5MM VOLT(TM) STRAIGHT PLATE 5H/72MM | Trauma | EA
02.535.005S | 10886982328854 | 3.5MM VOLT(TM) STRAIGHT PLATE 5H/72MM/STERILE | Trauma | EA
04.535.005S | 10886982328861 | 3.5MM VOLT(TM) STRAIGHT PLATE 5H/72MM/STERILE | Trauma | EA
04.535.006 | 10886982328885 | 3.5MM VOLT(TM) STRAIGHT PLATE 6H/85MM | Trauma | EA
02.535.006S | 10886982328892 | 3.5MM VOLT(TM) STRAIGHT PLATE 6H/85MM/STERILE | Trauma | EA
04.535.006S | 10886982328908 | 3.5MM VOLT(TM) STRAIGHT PLATE 6H/85MM/STERILE | Trauma | EA
04.535.007 | 10886982328922 | 3.5MM VOLT(TM) STRAIGHT PLATE 7H/98MM | Trauma | EA
02.535.007S | 10886982328939 | 3.5MM VOLT(TM) STRAIGHT PLATE 7H/98MM/STERILE | Trauma | EA
04.535.007S | 10886982328946 | 3.5MM VOLT(TM) STRAIGHT PLATE 7H/98MM/STERILE | Trauma | EA
04.535.008 | 10886982328960 | 3.5MM VOLT(TM) STRAIGHT PLATE 8H/111MM | Trauma | EA
02.535.008S | 10886982328977 | 3.5MM VOLT(TM) STRAIGHT PLATE 8H/111MM/STERILE | Trauma | EA
04.535.008S | 10886982328984 | 3.5MM VOLT(TM) STRAIGHT PLATE 8H/111MM/STERILE | Trauma | EA
04.535.009 | 10886982329004 | 3.5MM VOLT(TM) STRAIGHT PLATE 9H/124MM | Trauma | EA
02.535.009S | 10886982329011 | 3.5MM VOLT(TM) STRAIGHT PLATE 9H/124MM/STERILE | Trauma | EA
04.535.009S | 10886982329028 | 3.5MM VOLT(TM) STRAIGHT PLATE 9H/124MM/STERILE | Trauma | EA
03.019.036S | 10886982069740 | 2.0MM/4.8MM CARBIDE DRILL BIT STERILE | Trauma | EA
DEM.000.016 | 10886982000194 | MULTILOC PROX HUM NAIL PLASTIC DEMO MODEL | Trauma | EA
60.550.070 | 10886982249333 | GRAPHIC CASE F/BATTERY POWER LINE JOINT REPLACEMENT SET | Trauma | EA
60.550.071 | 10886982249340 | LID FOR BATTERY POWER LINE JOINT REPLACEMENT SET | Trauma | EA
60.550.072 | 10886982249357 | ATTACHMENT RACK F/BATTERY PWR LINE JOINT REPLACEMENT SET | Trauma | EA
60.124.204 | 10886982247971 | GRAPHIC CASE BASE F/3.5MM LCP PROXIMAL TIBIA PERCUTAN INSTR | Trauma | EA
60.124.205 | 10886982247988 | GRAPHIC CASE LID F/3.5MM LCP PROXIMAL TIBIA PERCUTAN INSTR | Trauma | EA
60.124.206 | 10886982247995 | GRAPHIC CASE F/3.5MM LCP PROX TIB LOW BEND PERCUTAN INSTR | Trauma | EA
60.124.207 | 10886982248008 | TRAY F/3.5MM LCP PROX TIB PL LOW BEND PERCUTAN AIMING ARMS | Trauma | EA
60.231.001 | 10886982248497 | TRAY FOR 4.5MM VA-LCP CURVED CONDYLAR PLATES/6-12 HOLES | Trauma | EA
60.231.002 | 10886982248503 | TRAY FOR 4.5MM VA-LCP CURVED CONDYLAR PLATES/14-18 HOLES | Trauma | EA
60.231.003 | 10886982248510 | GRAPHIC CASE LID F/4.5MM VA- LCP CURVED CONDYLAR PLATE SET | Trauma | EA
60.231.004 | 10886982248527 | GRAPHIC CASE BASE F/4.5MM VA- LCP CURVED CONDYLAR PLATE SET | Trauma | EA
60.231.007 | 10886982248534 | GRAPHIC CSE LID F/4.5MM VA-LCP CRVD CONDYLAR AIMING INSTR SET | Trauma | EA
60.231.008 | 10886982248541 | GRAPHIC CSE BASE 4.5MM VA-LCP CRVD CONDYLAR AIMING INSTR SET | Trauma | EA
60.231.012 | 10886982248558 | FULL LENGTH TRAY F/4.5MM VA- LCP INSTRUMENT AND SCREW SET | Trauma | EA
60.231.013 | 10886982248565 | GRAPHIC CASE BASE F/4.5MM VA- LCP INSTRUMENT AND SCREW SET | Trauma | EA
60.231.014 | 10886982248572 | GRAPHIC CASE LID F/4.5MM VA- LCP INSTRUMENT AND SCREW SET | Trauma | EA
60.231.018 | 10886982248619 | 1/3 TRAY FOR 4.5MM VA-LCP INSTR AND SCREW SET - TRAY 1 | Trauma | EA
60.231.019 | 10886982248626 | 1/3 TRAY FOR 4.5MM VA-LCP INSTR AND SCREW SET - TRAY 2 | Trauma | EA
NA0450 | 10886982002112 | SHIPPING CASE FOR SYNSONIC WELD NAIL SYSTEM | Trauma | EA
01.004.305 | 10886982019257 | SUPRAPATELLAR INSTRUMENT SET FOR TIBIA NAIL-EX | Trauma | EA
01.004.305E | 10886982019264 | SUPRAPATELLAR INSTRUMENT SET EVAL FOR TIBIAL NAIL-EX | Trauma | EA
01.221.001E | 10886982025876 | OSSE-LIGN CABLE SYSTEM INSTRUMENT SET - EVAL | Trauma | EA
01.221.001 | 10886982025869 | OSSE-LIGN CABLE SYSTEM INSTRUMENT SET | Trauma | EA
60.116.524 | 20886982246728 | SCREW TYPE PUSH PIN/VA SPHERICAL F/MODULAR GC SYSTEM | Trauma | P5
D89 | 10886982000507 | NUT FOR INTER-LOCK SCREWDRIVER | Trauma | EA
60.550.141 | 10886982249432 | LID/NYLON/FOR TRAUMA RECON SYSTEM GRAPHIC CASE | Trauma | EA
60.550.143 | 10886982249449 | INSERT TRAY/NYLON/FOR TRAUMA RECON SYSTEM GRAPHIC CASE | Trauma | EA
530.601VLN | 10886982239952 | UNIVERSAL BATTERY CHARGER VETERINARY LOANER | Trauma | EA
03.221.018 | 10886982076786 | Ã2.0MM CABLE LOCK FOR PISTOL GRIP CABLE TENSIONER | Trauma | EA
02.117.403 | 10886982036544 | 2.7MM/3.5MM VA-LCP MEDIAL DISTAL HUMERUS PL/3H/RT/95MM | Trauma | EA
02.117.405 | 10886982036582 | 2.7MM/3.5MM VA-LCP MEDIAL DISTAL HUMERUS PL/5H/RT/121MM | Trauma | EA
02.117.407 | 10886982036629 | 2.7MM/3.5MM VA-LCP MEDIAL DISTAL HUMERUS PL/7H/RT/147MM | Trauma | EA
02.117.409 | 10886982036650 | 2.7MM/3.5MM VA-LCP MEDIAL DISTAL HUMERUS PL/9H/RT/173MM | Trauma | EA
02.117.411 | 10886982036681 | 2.7MM/3.5MM VA-LCP MEDIAL DISTAL HUMERUS PL/11H/RT/199MM | Trauma | EA
02.117.413 | 10886982036704 | 2.7MM/3.5MM VA-LCP MEDIAL DISTAL HUMERUS PL/13H/RT/225MM | Trauma | EA
02.117.503 | 10886982036766 | 2.7MM/3.5MM VA-LCP MEDIAL DISTAL HUMERUS PL/3H/LT/95MM | Trauma | EA
02.117.505 | 10886982036803 | 2.7MM/3.5MM VA-LCP MEDIAL DISTAL HUMERUS PL/5H/LT/121MM | Trauma | EA
02.117.507 | 10886982036841 | 2.7MM/3.5MM VA-LCP MEDIAL DISTAL HUMERUS PL/7H/LT/147MM | Trauma | EA
02.117.509 | 10886982036872 | 2.7MM/3.5MM VA-LCP MEDIAL DISTAL HUMERUS PL/9H/LT/173MM | Trauma | EA
02.117.511 | 10886982036902 | 2.7MM/3.5MM VA-LCP MEDIAL DISTAL HUMERUS PL/11H/LT/199MM | Trauma | EA
02.117.513 | 10886982036926 | 2.7MM/3.5MM VA-LCP MEDIAL DISTAL HUMERUS PL/13H/LT/225MM | Trauma | EA
04.117.403 | 10886982106124 | 2.7MM/3.5MM TI VA-LCP MEDIAL DISTAL HUMERUS PL/3H/RT/95MM | Trauma | EA
04.117.405 | 10886982106162 | 2.7MM/3.5MM TI VA-LCP MEDIAL DISTAL HUMERUS PL/5H/RT/121MM | Trauma | EA
04.117.407 | 10886982106209 | 2.7MM/3.5MM TI VA-LCP MEDIAL DISTAL HUMERUS PL/7H/RT/147MM | Trauma | EA
04.117.409 | 10886982106230 | 2.7MM/3.5MM TI VA-LCP MEDIAL DISTAL HUMERUS PL/9H/RT/173MM | Trauma | EA
04.117.411 | 10886982106261 | 2.7MM/3.5MM TI VA-LCP MEDIAL DISTAL HUMERUS PL/11H/RT/199MM | Trauma | EA
04.117.202S | 10886982105677 | 2.7MM/3.5MM TI VA-LCP POSTLAT DHP 2H/RT/75MM-SHORT-STER | Trauma | EA
04.117.206S | 10886982105738 | 2.7MM/3.5MM TI VA-LCP POSTLAT DHP 6H/RT/127MM-LONG-STER | Trauma | EA
04.117.208S | 10886982105776 | 2.7MM/3.5MM TI VA-LCP POSTLAT DHP 8H/RT/153MM-XLNG-STER | Trauma | EA
04.117.210S | 10886982105813 | 2.7MM/3.5MM TI VA-LCP POSTLAT DHP 10H/RT/179MM-STER | Trauma | EA
04.117.413 | 10886982106285 | 2.7MM/3.5MM TI VA-LCP MEDIAL DISTAL HUMERUS PL/13H/RT/225MM | Trauma | EA
04.117.212S | 10886982105844 | 2.7MM/3.5MM TI VA-LCP POSTLAT DHP 12H/RT/205MM-STER | Trauma | EA
04.117.302S | 10886982105899 | 2.7MM/3.5MM TI VA-LCP POSTLAT DHP 2H/LT/75MM-SHORT-STER | Trauma | EA
04.117.503 | 10886982106346 | 2.7MM/3.5MM TI VA-LCP MEDIAL DISTAL HUMERUS PL/3H/LT/95MM | Trauma | EA
04.117.505 | 10886982106384 | 2.7MM/3.5MM TI VA-LCP MEDIAL DISTAL HUMERUS PL/5H/LT/121MM | Trauma | EA
04.117.507 | 10886982106421 | 2.7MM/3.5MM TI VA-LCP MEDIAL DISTAL HUMERUS PL/7H/LT/147MM | Trauma | EA
04.117.306S | 10886982105950 | 2.7MM/3.5MM TI VA-LCP POSTLAT DHP 6H/LT/127MM-LONG-STER | Trauma | EA
04.117.509 | 10886982106452 | 2.7MM/3.5MM TI VA-LCP MEDIAL DISTAL HUMERUS PL/9H/LT/173MM | Trauma | EA
04.117.308S | 10886982105998 | 2.7MM/3.5MM TI VA-LCP POSTLAT DHP 8H/LT/153MM-XLNG-STER | Trauma | EA
04.117.511 | 10886982106483 | 2.7MM/3.5MM TI VA-LCP MEDIAL DISTAL HUMERUS PL/11H/LT/199MM | Trauma | EA
04.117.310S | 10886982106032 | 2.7MM/3.5MM TI VA-LCP POSTLAT DHP 10H/LT/179MM-STER | Trauma | EA
04.117.312S | 10886982106063 | 2.7MM/3.5MM TI VA-LCP POSTLAT DHP 12H/LT/205MM-STER | Trauma | EA
04.117.513 | 10886982106506 | 2.7MM/3.5MM TI VA-LCP MEDIAL DISTAL HUMERUS PL/13H/LT/225MM | Trauma | EA
02.117.202 | 10886982036087 | 2.7MM/3.5MM VA-LCP POSTLAT DSTL HUM PL 2H/RT/75MM-SHORT | Trauma | EA
02.117.206 | 10886982036148 | 2.7MM/3.5MM VA-LCP POSTLAT DSTL HUM PL 6H/RT/127MM-LONG | Trauma | EA
02.117.208 | 10886982036186 | 2.7MM/3.5MM VA-LCP POSTLAT DSTL HUM PL 8H/RT/153MM-XLNG | Trauma | EA
02.117.210 | 10886982036223 | 2.7MM/3.5MM VA-LCP POSTLAT DSTL HUM PL/10H/RT/194MM | Trauma | EA
02.117.212 | 10886982036254 | 2.7MM/3.5MM VA-LCP POSTLAT DSTL HUM PL/12H/RT/219MM | Trauma | EA
02.117.302 | 10886982036308 | 2.7MM/3.5MM VA-LCP POSTLAT DSTL HUM PL 2H/LT/75MM-SHORT | Trauma | EA
02.117.306 | 10886982036360 | 2.7MM/3.5MM VA-LCP POSTLAT DSTL HUM PL 6H/LT/127MM-LONG | Trauma | EA
02.117.308 | 10886982036407 | 2.7MM/3.5MM VA-LCP POSTLAT DSTL HUM PL 8H/LT/153MM-XLNG | Trauma | EA
02.117.310 | 10886982036445 | 2.7MM/3.5MM VA-LCP POSTLAT DSTL HUM PL/10H/LT/194MM | Trauma | EA
02.117.312 | 10886982036476 | 2.7MM/3.5MM VA-LCP POSTLAT DSTL HUM PL/12H/LT/219MM | Trauma | EA
04.117.603S | 10886982106575 | 2.7MM/3.5MM TI VA-LCP EXT MEDL DSTL HUM PL/3H/RT/98MM-STER | Trauma | EA
04.117.605S | 10886982106612 | 2.7MM/3.5MM TI VA-LCP EXT MEDL DSTL HUM PL/5H/RT/124MM-STER | Trauma | EA
04.117.607S | 10886982106650 | 2.7MM/3.5MM TI VA-LCP EXT MEDL DSTL HUM PL/7H/RT/150MM-STER | Trauma | EA
04.117.609S | 10886982106681 | 2.7MM/3.5MM TI VA-LCP EXT MEDL DSTL HUM PL/9H/RT/176MM-STER | Trauma | EA
04.117.611S | 10886982106711 | 2.7MM/3.5MM TI VA-LCP EXT MEDL DSTL HUM PL/11H/RT/202MM-STER | Trauma | EA
04.117.613S | 10886982106735 | 2.7MM/3.5MM TI VA-LCP EXT MEDL DSTL HUM PL/13H/RT/228MM-STER | Trauma | EA
04.117.703S | 10886982106797 | 2.7MM/3.5MM TI VA-LCP EXT MEDL DSTL HUM PL/3H/LT/98MM-STER | Trauma | EA
04.117.705S | 10886982106834 | 2.7MM/3.5MM TI VA-LCP EXT MEDL DSTL HUM PL/5H/LT/124MM-STER | Trauma | EA
04.117.707S | 10886982106872 | 2.7MM/3.5MM TI VA-LCP EXT MEDL DSTL HUM PL/7H/LT/150MM-STER | Trauma | EA
04.117.709S | 10886982106902 | 2.7MM/3.5MM TI VA-LCP EXT MEDL DSTL HUM PL/9H/LT/176MM-STER | Trauma | EA
04.117.711S | 10886982106933 | 2.7MM/3.5MM TI VA-LCP EXT MEDL DSTL HUM PL/11H/LT/202MM-STER | Trauma | EA
04.117.713S | 10886982106957 | 2.7MM/3.5MM TI VA-LCP EXT MEDL DSTL HUM PL/13H/LT/228MM-STER | Trauma | EA
04.117.603 | 10886982106568 | 2.7MM/3.5MM TI VA-LCP EXT MEDL DSTL HUM PL/3H/RT/98MM | Trauma | EA
02.117.403S | 10886982036551 | 2.7MM/3.5MM VA-LCP MEDIAL DSTL HUM PL/3H/RT/95MM-STER | Trauma | EA
02.117.405S | 10886982036599 | 2.7MM/3.5MM VA-LCP MEDIAL DSTL HUM PL/5H/RT/121MM-STER | Trauma | EA
04.117.605 | 10886982106605 | 2.7MM/3.5MM TI VA-LCP EXT MEDL DSTL HUM PL/5H/RT/124MM | Trauma | EA
02.117.407S | 10886982036636 | 2.7MM/3.5MM VA-LCP MEDIAL DSTL HUM PL/7H/RT/147MM-STER | Trauma | EA
04.117.607 | 10886982106643 | 2.7MM/3.5MM TI VA-LCP EXT MEDL DSTL HUM PL/7H/RT/150MM | Trauma | EA
04.117.609 | 10886982106674 | 2.7MM/3.5MM TI VA-LCP EXT MEDL DSTL HUM PL/9H/RT/176MM | Trauma | EA
04.117.611 | 10886982106704 | 2.7MM/3.5MM TI VA-LCP EXT MEDL DSTL HUM PL/11H/RT/202MM | Trauma | EA
04.117.613 | 10886982106728 | 2.7MM/3.5MM TI VA-LCP EXT MEDL DSTL HUM PL/13H/RT/228MM | Trauma | EA
02.117.409S | 10886982036667 | 2.7MM/3.5MM VA-LCP MEDIAL DSTL HUM PL/9H/RT/173MM-STER | Trauma | EA
02.117.411S | 10886982036698 | 2.7MM/3.5MM VA-LCP MEDIAL DSTL HUM PL/11H/RT/199MM-STER | Trauma | EA
02.117.413S | 10886982036711 | 2.7MM/3.5MM VA-LCP MEDIAL DSTL HUM PL/13H/RT/225MM-STER | Trauma | EA
02.117.503S | 10886982036773 | 2.7MM/3.5MM VA-LCP MEDIAL DSTL HUM PL/3H/LT/95MM-STER | Trauma | EA
02.117.505S | 10886982036810 | 2.7MM/3.5MM VA-LCP MEDIAL DSTL HUM PL/5H/LT/121MM-STER | Trauma | EA
02.117.507S | 10886982036858 | 2.7MM/3.5MM VA-LCP MEDIAL DSTL HUM PL/7H/LT/147MM-STER | Trauma | EA
02.117.509S | 10886982036889 | 2.7MM/3.5MM VA-LCP MEDIAL DSTL HUM PL/9H/LT/173MM-STER | Trauma | EA
02.117.511S | 10886982036919 | 2.7MM/3.5MM VA-LCP MEDIAL DSTL HUM PL/11H/LT/199MM-STER | Trauma | EA
02.117.513S | 10886982036933 | 2.7MM/3.5MM VA-LCP MEDIAL DSTL HUM PL/13H/LT/225MM-STER | Trauma | EA
04.117.703 | 10886982106780 | 2.7MM/3.5MM TI VA-LCP EXT MEDL DSTL HUM PL/3H/LT/98MM | Trauma | EA
04.117.705 | 10886982106827 | 2.7MM/3.5MM TI VA-LCP EXT MEDL DSTL HUM PL/5H/LT/124MM | Trauma | EA
04.117.707 | 10886982106865 | 2.7MM/3.5MM TI VA-LCP EXT MEDL DSTL HUM PL/7H/LT/150MM | Trauma | EA
04.117.709 | 10886982106896 | 2.7MM/3.5MM TI VA-LCP EXT MEDL DSTL HUM PL/9H/LT/176MM | Trauma | EA
04.117.711 | 10886982106926 | 2.7MM/3.5MM TI VA-LCP EXT MEDL DSTL HUM PL/11H/LT/202MM | Trauma | EA
04.117.713 | 10886982106940 | 2.7MM/3.5MM TI VA-LCP EXT MEDL DSTL HUM PL/13H/LT/228MM | Trauma | EA
04.117.403S | 10886982106131 | 2.7MM/3.5MM TI VA-LCP MEDIAL DSTL HUM PL/3H/RT/95MM-STER | Trauma | EA
02.117.603S | 10886982036995 | 2.7MM/3.5MM VA-LCP EXT MEDL DSTL HUM PL/3H/RT/98MM-STER | Trauma | EA
02.117.605S | 10886982037039 | 2.7MM/3.5MM VA-LCP EXT MEDL DSTL HUM PL/5H/RT/124MM-STER | Trauma | EA
02.117.607S | 10886982037077 | 2.7MM/3.5MM VA-LCP EXT MEDL DSTL HUM PL/7H/RT/150MM-STER | Trauma | EA
02.117.609S | 10886982037107 | 2.7MM/3.5MM VA-LCP EXT MEDL DSTL HUM PL/9H/RT/176MM-STER | Trauma | EA
02.117.611S | 10886982037138 | 2.7MM/3.5MM VA-LCP EXT MEDL DSTL HUM PL/11H/RT/202MM-STER | Trauma | EA
02.117.613S | 10886982037152 | 2.7MM/3.5MM VA-LCP EXT MEDL DSTL HUM PL/13H/RT/228MM-STER | Trauma | EA
02.117.703S | 10886982037213 | 2.7MM/3.5MM VA-LCP EXT MEDL DSTL HUM PL/3H/LT/98MM-STER | Trauma | EA
02.117.705S | 10886982037251 | 2.7MM/3.5MM VA-LCP EXT MEDL DSTL HUM PL/5H/LT/124MM-STER | Trauma | EA
02.117.707S | 10886982037299 | 2.7MM/3.5MM VA-LCP EXT MEDL DSTL HUM PL/7H/LT/150MM-STER | Trauma | EA
02.117.709S | 10886982037329 | 2.7MM/3.5MM VA-LCP EXT MEDL DSTL HUM PL/9H/LT/176MM-STER | Trauma | EA
02.117.711S | 10886982037350 | 2.7MM/3.5MM VA-LCP EXT MEDL DSTL HUM PL/11H/LT/202MM-STER | Trauma | EA
02.117.713S | 10886982037374 | 2.7MM/3.5MM VA-LCP EXT MEDL DSTL HUM PL/13H/LT/228MM-STER | Trauma | EA
04.117.202 | 10886982105660 | 2.7MM/3.5MM TI VA-LCP POSTLAT DSTL HUM PL 2H/RT/75MM-SHORT | Trauma | EA
04.117.206 | 10886982105721 | 2.7MM/3.5MM TI VA-LCP POSTLAT DSTL HUM PL 6H/RT/127MM-LONG | Trauma | EA
04.117.208 | 10886982105769 | 2.7MM/3.5MM TI VA-LCP POSTLAT DSTL HUM PL 8H/RT/153MM-XLNG | Trauma | EA
04.117.210 | 10886982105806 | 2.7MM/3.5MM TI VA-LCP POSTLAT DSTL HUM PL/10H/RT/194MM | Trauma | EA
04.117.212 | 10886982105837 | 2.7MM/3.5MM TI VA-LCP POSTLAT DSTL HUM PL/12H/RT/219MM | Trauma | EA
04.117.302 | 10886982105882 | 2.7MM/3.5MM TI VA-LCP POSTLAT DSTL HUM PL 2H/LT/75MM-SHORT | Trauma | EA
04.117.306 | 10886982105943 | 2.7MM/3.5MM TI VA-LCP POSTLAT DSTL HUM PL 6H/LT/127MM-LONG | Trauma | EA
04.117.308 | 10886982105981 | 2.7MM/3.5MM TI VA-LCP POSTLAT DSTL HUM PL 8H/LT/153MM-XLNG | Trauma | EA
04.117.310 | 10886982106025 | 2.7MM/3.5MM TI VA-LCP POSTLAT DSTL HUM PL/10H/LT/194MM | Trauma | EA
04.117.312 | 10886982106056 | 2.7MM/3.5MM TI VA-LCP POSTLAT DSTL HUM PL/12H/LT/219MM | Trauma | EA
02.117.002 | 10886982035646 | 2.7 MM/3.5 MM VA-LCP POSTLAT DHP-LAT SUPT 2H/RT/75MM-SHORT | Trauma | EA
02.117.006 | 10886982035707 | 2.7 MM/3.5 MM VA-LCP POSTLAT DHP-LAT SUPT 6H/RT/127MM-LONG | Trauma | EA
02.117.008 | 10886982035745 | 2.7 MM/3.5 MM VA-LCP POSTLAT DHP-LAT SUPT 8H/RT/153MM-XLNG | Trauma | EA
02.117.010 | 10886982035783 | 2.7MM/3.5MM VA-LCP LATERAL DSTL HUM PL/10H/RT/184MM | Trauma | EA
02.117.012 | 10886982035813 | 2.7MM/3.5MM VA-LCP LATERAL DSTL HUM PL/12H/RT/210MM | Trauma | EA
02.117.102 | 10886982035868 | 2.7 MM/3.5 MM VA-LCP POSTLAT DHP-LAT SUPT 2H/LT/75MM-SHORT | Trauma | EA
02.117.106 | 10886982035929 | 2.7MM/3.5MM VA-LCP POSTLAT DHP-LAT SUPT 6H/LT/127MM-LONG | Trauma | EA
02.117.108 | 10886982035967 | 2.7 MM/3.5 MM VA-LCP POSTLAT DHP-LAT SUPT 8H/LT/153MM-XLNG | Trauma | EA
02.117.110 | 10886982036001 | 2.7MM/3.5MM VA-LCP LATERAL DSTL HUM PL/10H/LT/184MM | Trauma | EA
02.117.112 | 10886982036032 | 2.7MM/3.5MM VA-LCP LATERAL DSTL HUM PL/12H/LT/210MM | Trauma | EA
04.117.405S | 10886982106179 | 2.7MM/3.5MM TI VA-LCP MEDIAL DSTL HUM PL/5H/RT/121MM-STER | Trauma | EA
04.117.409S | 10886982106247 | 2.7MM/3.5MM TI VA-LCP MEDIAL DSTL HUM PL/9H/RT/173MM-STER | Trauma | EA
04.117.411S | 10886982106278 | 2.7MM/3.5MM TI VA-LCP MEDIAL DSTL HUM PL/11H/RT/199MM-STER | Trauma | EA
04.117.413S | 10886982106292 | 2.7MM/3.5MM TI VA-LCP MEDIAL DSTL HUM PL/13H/RT/225MM-STER | Trauma | EA
04.117.503S | 10886982106353 | 2.7MM/3.5MM TI VA-LCP MEDIAL DSTL HUM PL/3H/LT/95MM-STER | Trauma | EA
04.117.505S | 10886982106391 | 2.7MM/3.5MM TI VA-LCP MEDIAL DSTL HUM PL/5H/LT/121MM-STER | Trauma | EA
04.117.507S | 10886982106438 | 2.7MM/3.5MM TI VA-LCP MEDIAL DSTL HUM PL/7H/LT/147MM-STER | Trauma | EA
04.117.509S | 10886982106469 | 2.7MM/3.5MM TI VA-LCP MEDIAL DSTL HUM PL/9H/LT/173MM-STER | Trauma | EA
04.117.511S | 10886982106490 | 2.7MM/3.5MM TI VA-LCP MEDIAL DSTL HUM PL/11H/LT/199MM-STER | Trauma | EA
04.117.513S | 10886982106513 | 2.7MM/3.5MM TI VA-LCP MEDIAL DSTL HUM PL/13H/LT/225MM-STER | Trauma | EA
04.117.407S | 10886982106216 | 2.7MM/3.5MM TI VA-LCP MEDIAL DSTL HUM PL/7H/RT/147MM-STER | Trauma | EA
02.117.202S | 10886982036094 | 2.7MM/3.5MM VA-LCP POSTLAT DHP 2H/RT/75MM-SHORT-STER | Trauma | EA
02.117.206S | 10886982036155 | 2.7MM/3.5MM VA-LCP POSTLAT DHP 6H/RT/127MM-LONG-STER | Trauma | EA
02.117.208S | 10886982036193 | 2.7MM/3.5MM VA-LCP POSTLAT DHP 8H/RT/153MM-XLNG-STER | Trauma | EA
02.117.210S | 10886982036230 | 2.7MM/3.5MM VA-LCP POSTLAT DHP 10H/RT/179MM-STER | Trauma | EA
02.117.212S | 10886982036261 | 2.7MM/3.5MM VA-LCP POSTLAT DHP 12H/RT/205MM-STER | Trauma | EA
02.117.302S | 10886982036315 | 2.7MM/3.5MM VA-LCP POSTLAT DHP 2H/LT/75MM-SHORT-STER | Trauma | EA
02.117.306S | 10886982036377 | 2.7MM/3.5MM VA-LCP POSTLAT DHP 6H/LT/127MM-LONG-STER | Trauma | EA
02.117.308S | 10886982036414 | 2.7MM/3.5MM VA-LCP POSTLAT DHP 8H/LT/153MM-XLNG-STER | Trauma | EA
02.117.310S | 10886982036452 | 2.7MM/3.5MM VA-LCP POSTLAT DHP 10H/LT/179MM-STER | Trauma | EA
02.117.312S | 10886982036483 | 2.7MM/3.5MM VA-LCP POSTLAT DHP 12H/LT/205MM-STER | Trauma | EA
04.117.002 | 10886982105226 | 2.7MM/3.5MM TI VA-LCP POSTLAT DHP-LAT SUPT 2H/RT/75MM-SHORT | Trauma | EA
04.117.006 | 10886982105288 | 2.7MM/3.5MM TI VA-LCP POSTLAT DHP-LAT SUPT 6H/RT/127MM-LONG | Trauma | EA
04.117.008 | 10886982105325 | 2.7MM/3.5MM TI VA-LCP POSTLAT DHP-LAT SUPT 8H/RT/153MM-XLNG | Trauma | EA
04.117.010 | 10886982105363 | 2.7MM/3.5MM TI VA-LCP LATERAL DSTL HUM PL/10H/RT/184MM | Trauma | EA
04.117.012 | 10886982105394 | 2.7MM/3.5MM TI VA-LCP LATERAL DSTL HUM PL/12H/RT/210MM | Trauma | EA
01.112.200 | 10886982022967 | SUP/SUP-ANT/ANT CLAVICLE PLATE INSTR/IMPL SET | Trauma | EA
04.117.102 | 10886982105448 | 2.7MM/3.5MM TI VA-LCP POSTLAT DHP-LAT SUPT 2H/LT/75MM-SHORT | Trauma | EA
04.117.106 | 10886982105509 | 2.7MM/3.5MM TI VA-LCP POSTLAT DHP-LAT SUPT 6H/LT/127MM-LONG | Trauma | EA
04.117.108 | 10886982105547 | 2.7MM/3.5MM TI VA-LCP POSTLAT DHP-LAT SUPT 8H/LT/153MM-XLNG | Trauma | EA
04.117.110 | 10886982105585 | 2.7MM/3.5MM TI VA-LCP LATERAL DSTL HUM PL/10H/LT/184MM | Trauma | EA
04.117.112 | 10886982105615 | 2.7MM/3.5MM TI VA-LCP LATERAL DSTL HUM PL/12H/LT/210MM | Trauma | EA
01.112.201 | 10886982022981 | ANT CLAVICLE PLATE INSTR/IMPL SET | Trauma | EA
01.112.203 | 10886982023001 | SUP/SUP-ANT CLAVICLE PLATE INSTRUMENT/IMPLANT SET | Trauma | EA
01.112.288 | 10886982023018 | 2.7MM VA LOCKING AND 2.4MM CORTEX SCREW SET F/CLAVICLE | Trauma | EA
01.112.290 | 10886982023025 | 2.7MM LOCKING AND 2.4MM CORTEX SCREW SET F/CLAVICLE | Trauma | EA
01.112.292 | 10886982023032 | 2.7MM VA LCKNG/2.7MM LCKNG/ 2.4MM CORTEX SCREW SET F/CLAV | Trauma | EA
01.112.294 | 10886982023049 | SUPERIOR CLAVICLE PLATE SET | Trauma | EA
01.112.296 | 10886982023056 | SUP-ANT CLAVICLE PLATE SET | Trauma | EA
01.112.298 | 10886982023063 | ANT CLAVICLE PLATE SET | Trauma | EA
01.112.400 | 10886982023070 | TI SUP/SUP-ANT/ANT CLAVICLE PLATE INSTR/IMPL SET | Trauma | EA
01.112.401 | 10886982023094 | TI ANT CLAVICLE PLATE INSTR/IMPL SET | Trauma | EA
01.112.403 | 10886982023100 | TI SUP/SUP-ANT CLAV PLATE INSTRUMENT/IMPLANT SET | Trauma | EA
01.112.488 | 10886982023223 | 2.7MM TI VA LOCKING AND 2.4MM TI CORTEX SCREW SET F/CLAVICLE | Trauma | EA
01.112.201FE | 10886982022998 | ANT CLAVICLE PLATE INSTR/IMPL FIELD EQUIPMENT SET | Trauma | EA
01.112.490 | 10886982023230 | 2.7MM TI LOCKING AND 2.4MM TI CORTEX SCREW SET F/CLAVICLE | Trauma | EA
01.112.492 | 10886982023247 | 2.7MM TI VA LCKNG/2.7MM TI LCKNG/2.4MM TI CRTX SCR SET | Trauma | EA
01.112.494 | 10886982023254 | TI SUPERIOR CLAVICLE PLATE SET | Trauma | EA
01.112.496 | 10886982023261 | TI SUP-ANT CLAVICLE PLATE SET | Trauma | EA
01.112.498 | 10886982023278 | TI ANT CLAVICLE PLATE SET | Trauma | EA
01.112.200E | 10886982022974 | SUP/SUP-ANT/ANT CLAVICLE PLATE INSTR/IMPL EVAL SET | Trauma | EA
01.112.400E | 10886982023087 | TI SUP/SUP-ANT/ANT CLAVICLE PLATE INSTR/IMPL EVAL SET | Trauma | EA
02.117.603 | 10886982036988 | 2.7MM/3.5MM VA-LCP EXT MEDL DSTL HUM PL/3H/RT/98MM | Trauma | EA
02.117.605 | 10886982037022 | 2.7MM/3.5MM VA-LCP EXT MEDL DSTL HUM PL/5H/RT/124MM | Trauma | EA
02.117.607 | 10886982037060 | 2.7MM/3.5MM VA-LCP EXT MEDL DSTL HUM PL/7H/RT/150MM | Trauma | EA
02.117.609 | 10886982037091 | 2.7MM/3.5MM VA-LCP EXT MEDL DSTL HUM PL/9H/RT/176MM | Trauma | EA
02.117.611 | 10886982037121 | 2.7MM/3.5MM VA-LCP EXT MEDL DSTL HUM PL/11H/RT/202MM | Trauma | EA
02.117.613 | 10886982037145 | 2.7MM/3.5MM VA-LCP EXT MEDL DSTL HUM PL/13H/RT/228MM | Trauma | EA
02.117.703 | 10886982037206 | 2.7MM/3.5MM VA-LCP EXT MEDL DSTL HUM PL/3H/LT/98MM | Trauma | EA
02.117.705 | 10886982037244 | 2.7MM/3.5MM VA-LCP EXT MEDL DSTL HUM PL/5H/LT/124MM | Trauma | EA
02.117.707 | 10886982037282 | 2.7MM/3.5MM VA-LCP EXT MEDL DSTL HUM PL/7H/LT/150MM | Trauma | EA
02.117.709 | 10886982037312 | 2.7MM/3.5MM VA-LCP EXT MEDL DSTL HUM PL/9H/LT/176MM | Trauma | EA
02.117.711 | 10886982037343 | 2.7MM/3.5MM VA-LCP EXT MEDL DSTL HUM PL/11H/LT/202MM | Trauma | EA
02.117.713 | 10886982037367 | 2.7MM/3.5MM VA-LCP EXT MEDL DSTL HUM PL/13H/LT/228M | Trauma | EA
60.550.045 | 10886982249241 | GRAPHIC CASE FOR TRAUMA RECON SYSTEM JOINT REPLACEMENT SET | Trauma | EA
04.117.002S | 10886982105233 | 2.7/3.5 TI VA-LCP POSTLAT DHP- LAT SUPT 2H/RT/75MM-SHRT-STER | Trauma | EA
04.117.006S | 10886982105295 | 2.7/3.5 TI VA-LCP POSTLAT DHP- LAT SUPT 6H/RT/127MM-LONG-STER | Trauma | EA
04.117.008S | 10886982105332 | 2.7/3.5 TI VA-LCP POSTLAT DHP- LAT SUPT 8H/RT/153MM-XLNG-STER | Trauma | EA
04.117.010S | 10886982105370 | 2.7/3.5 TI VA-LCP POSTLAT DHP- LAT SUPT 10H/RT/179MM-STER | Trauma | EA
04.117.012S | 10886982105400 | 2.7/3.5 TI VA-LCP POSTLAT DHP- LAT SUPT 12H/RT/205MM-STER | Trauma | EA
04.117.102S | 10886982105455 | 2.7/3.5 TI VA-LCP POSTLAT DHP- LAT SUPT 2H/LT/75MM-SHRT-STER | Trauma | EA
04.117.106S | 10886982105516 | 2.7/3.5 TI VA-LCP POSTLAT DHP- LAT SUPT 6H/LT/127MM-LONG-STER | Trauma | EA
04.117.108S | 10886982105554 | 2.7/3.5 TI VA-LCP POSTLAT DHP- LAT SUPT 8H/LT/153MM-XLNG-STER | Trauma | EA
04.117.110S | 10886982105592 | 2.7/3.5 TI VA-LCP POSTLAT DHP- LAT SUPT 10H/LT/179MM-STER | Trauma | EA
04.117.112S | 10886982105622 | 2.7/3.5 TI VA-LCP POSTLAT DHP- LAT SUPT 12H/LT/205MM-STER | Trauma | EA
SD323.034 | 10886982005168 | 1.8MM THREADED DRILL GUIDE WITH DEPTH GAUGE | Trauma | EA
01.115.000 | 10886982023421 | 2.4MM VA-LCP DORSAL DISTAL RADIUS PLATE MODULE SET | Trauma | EA
01.115.000FE | 10886982023445 | 2.4MM VA-LCP DORSAL DSTL RAD PL MODULE FIELD EQUIPMENT SET | Trauma | EA
01.115.001 | 10886982023452 | 2.4MM TI VA-LCP DORSAL DISTAL RADIUS PLATE MODULE SET | Trauma | EA
01.115.001FE | 10886982023476 | 2.4MM TI VA-LCP DORSAL DISTAL RAD PL MODULE FIELD EQUIP SET | Trauma | EA
02.117.002S | 10886982035653 | 2.7/3.5MM VA-LCP POSTLAT DHP- LAT SUPT 2H/RT/75MM-SHRT-STER | Trauma | EA
02.117.006S | 10886982035714 | 2.7/3.5MM VA-LCP POSTLAT DHP- LAT SUPT 6H/RT/127MM-LONG-STER | Trauma | EA
02.117.008S | 10886982035752 | 2.7/3.5MM VA-LCP POSTLAT DHP- LAT SUPT 8H/RT/153MM-XLNG-STER | Trauma | EA
02.117.010S | 10886982035790 | 2.7/3.5MM VA-LCP POSTLAT DHP- LAT SUPT 10H/RT/179MM-STER | Trauma | EA
02.117.012S | 10886982035820 | 2.7/3.5MM VA-LCP POSTLAT DHP- LAT SUPT 12H/RT/205MM-STER | Trauma | EA
02.117.102S | 10886982035875 | 2.7/3.5MM VA-LCP POSTLAT DHP- LAT SUPT 2H/LT/75MM-SHRT-STER | Trauma | EA
02.117.106S | 10886982035936 | 2.7/3.5MM VA-LCP POSTLAT DHP- LAT SUPT 6H/LT/127MM-LONG-STER | Trauma | EA
02.117.108S | 10886982035974 | 2.7/3.5MM VA-LCP POSTLAT DHP- LAT SUPT 8H/LT/153MM-XLNG-STER | Trauma | EA
02.117.110S | 10886982036018 | 2.7/3.5MM VA-LCP POSTLAT DHP- LAT SUPT 10H/LT/179MM-STER | Trauma | EA
02.117.112S | 10886982036049 | 2.7/3.5MM VA-LCP POSTLAT DHP- LAT SUPT 12H/LT/205MM-STER | Trauma | EA
05.001.230 | 10886982130136 | T-HANDLE/TORQUE LIMITING FOR TRAUMA RECON SYSTEM | Trauma | EA
01.115.000E | 10886982023438 | 2.4MM VA-LCP DORSAL DISTAL RADIUS PLATE MODULE EVAL SET | Trauma | EA
01.115.001E | 10886982023469 | 2.4MM TI VA-LCP DORSAL DISTAL RADIUS PLATE MODULE EVAL SET | Trauma | EA
01.115.010 | 10886982023483 | 2.4MM VA-LCP DORSAL DISTAL RADIUS PLATE BIN SET | Trauma | EA
01.115.010FE | 10886982023490 | 2.4MM VA-LCP DORSAL DISTAL RAD PL BIN FIELD EQUIPMENT SET | Trauma | EA
01.115.011 | 10886982023506 | 2.4MM TI VA-LCP DORSAL DISTAL RADIUS PLATE BIN SET | Trauma | EA
01.115.011FE | 10886982023513 | 2.4MM TI VA-LCP DORSAL DISTAL RAD PL BIN FIELD EQUIPMENT SET | Trauma | EA
01.001.300.1E | 10886982018687 | 7/150MM-9/240MM HUMERAL NAIL-EX SET | Trauma | EA
01.001.300.2E | 10886982018694 | 9/250MM-11/310MM HUMERAL NAIL-EX SET | Trauma | EA
01.001.300.3E | 10886982018700 | HUMERAL NAIL-EX SCREWS/BLADES/END CAP SET | Trauma | EA
01.003.006.1E | 10886982018953 | 9MM LFN RECON NAIL SET | Trauma | EA
01.003.006.2E | 10886982018960 | 10MM LFN RECON NAIL SET | Trauma | EA
01.003.300.1E | 10886982019073 | LAT ENTRY FEMORAL RECON NAIL INSTRUMENT METRO EVAL SET | Trauma | EA
01.004.300.1E | 10886982019110 | 8MM-9MM TIBIAL NAIL-EX NAIL SET | Trauma | EA
01.004.300.2E | 10886982019127 | 10MM-11MM TIBIAL NAIL-EX NAIL SET | Trauma | EA
01.004.300.3E | 10886982019134 | 12MM-13MM TIBIAL NAIL-EX NAIL SET | Trauma | EA
01.004.300.4E | 10886982019141 | TIBIAL NAIL-EX SCREW/END CAP SET | Trauma | EA
01.003.006.3E | 10886982018977 | 11MM LFN RECON NAIL SET | Trauma | EA
01.003.006.4E | 10886982018984 | 12MM LFN RECON NAIL SET | Trauma | EA
01.003.006.5E | 10886982018991 | 13MM LFN RECON NAIL SET | Trauma | EA
01.004.303.1E | 10886982019202 | 8MM-9MM TIBIAL NAIL-EX PROX BEND SET | Trauma | EA
01.004.303.2E | 10886982019219 | 10MM-11MM TIBIAL NAIL-EX PROX BEND SET | Trauma | EA
01.004.303.3E | 10886982019226 | 12MM-13MM TIBIAL NAIL-EX PROX BEND SET | Trauma | EA
01.004.303.4E | 10886982019233 | TIBIAL NAIL-EX PROX BEND SCREW/END CAP SET | Trauma | EA
01.003.006.6E | 10886982019004 | 14MM LFN RECON NAIL SET | Trauma | EA
01.007.001E | 10886982019356 | ORTHOPEDIC TRAUMA SCREWDRIVER METRO EVAL SET | Trauma | EA
01.007.002.1E | 10886982019370 | OLECRANON OSTEOTOMY NAIL AND SCREW IMPLANT METRO EVAL SET | Trauma | EA
01.008.003.1E | 10886982019417 | 10MM-13MM HINDFOOT ARTHRODESIS NAIL-EX SET | Trauma | EA
01.008.003.2E | 10886982019424 | HINDFOOT ARTHRODESIS NAIL/SCREW/BLADE/END CAP SET | Trauma | EA
01.003.006.7E | 10886982019011 | 15MM LFN RECON NAIL SET | Trauma | EA
01.003.006.8E | 10886982019028 | 16MM LFN RECON NAIL SET | Trauma | EA
01.013.303.4E | 10886982019622 | 13/220MM-14/320MM RAFN NAIL SET | Trauma | EA
01.013.303.5E | 10886982019639 | 14/340MM-15/440MM RAFN NAIL SET | Trauma | EA
01.013.303.6E | 10886982019646 | RAFN SCREW/BLADE/END CAP SET | Trauma | EA
01.031.001.1E | 10886982020017 | 8.2MM ALFN NAIL SET | Trauma | EA
01.031.001.2E | 10886982020024 | 9MM ALFN NAIL SET | Trauma | EA
01.025.002.1E | 10886982019820 | ASLS SCREW/SLEEVE SET #1 | Trauma | EA
01.025.002.2E | 10886982019837 | ASLS SCREW/SLEEVE SET #2 | Trauma | EA
01.122.033E | 10886982024848 | PROXIMAL HUMERUS INSTRUMENT METRO EVAL SET | Trauma | EA
01.112.012.1E | 10886982022509 | 3.5MM LCP CLAVICLE HOOK PLATE IMPLANT METRO EVAL SET | Trauma | EA
01.111.150.1E | 10886982021793 | 6.5MM MIDFOOT FUSION BOLT METRO EVAL SET | Trauma | EA
01.031.001E | 10886982020055 | ALFN INSTRUMENT METRO EVAL SET | Trauma | EA
01.031.001.4E | 10886982020048 | ALFN SCREW/END CAP SET | Trauma | EA
01.031.001.3E | 10886982020031 | 10MM ALFN NAIL SET | Trauma | EA
105.309.1E | 10886982134998 | RIA METRO EVAL SET | Trauma | EA
105.643.1E | 10886982136718 | 10/170MM-11/300MM 130Â° TFN NAIL SET | Trauma | EA
105.924.1E | 10886982137562 | ORTHOPEDIC CABLE IMPLANT METRO EVAL SET | Trauma | EA
105.643.2E | 10886982136725 | 11/320MM-12/380MM 130Â° TFN NAIL SET | Trauma | EA
105.643.3E | 10886982136732 | 12/400MM-14/440MM 130Â° TFN NAIL SET | Trauma | EA
105.643.4E | 10886982136749 | TFN SCREW/BLADE/END CAP SET | Trauma | EA
105.71.1E | 10886982137180 | TI ELASTIC NAIL AND END CAP IMPLANT METRO EVAL SET | Trauma | EA
01.710.002E | 10886982027528 | CHRONOS SET (WITH BONE MARROW ASPIRATION) METRO EVAL SET | Trauma | EA
01.013.303.3E | 10886982019615 | 10/400MM-13/200MM RAFN NAIL SET | Trauma | EA
01.013.303.2E | 10886982019608 | 10/280MM-11/380MM RAFN NAIL SET | Trauma | EA
01.013.303.1E | 10886982019592 | 9/160MM-10/260MM RAFN NAIL SET | Trauma | EA
01.701.001E | 10886982027511 | NORIAN SET METRO EVAL SET | Trauma | EA
01.003.006.9E | 10886982019035 | LFN SCREW/END CAP SET | Trauma | EA
01.401.007E | 10886982027351 | GENERAL SHOULDER INSTRUMENT METRO EVAL SET | Trauma | EA
01.401.006.1E | 10886982027337 | EPOCA IMPLANT METRO EVAL SET | Trauma | EA
01.211.219.1E | 10886982025425 | 2.4/2.7MM VA-LCP FOREFOOT MIDFOOT SYSTEM METRO EVAL SET | Trauma | EA
60.116.032 | 10886982243942 | INSTRUMENT TRAY F/SMALL FRAG RETRACTOR/FORCEPS 1/3 LENGTH | Trauma | EA
04.117.101S | 10886982105431 | 2.7MM/3.5MM TI VA-LCP LAT DSTL HUM PL/1H/LT/68MM-STER | Trauma | EA
04.117.101 | 10886982105424 | 2.7MM/3.5MM TI VA-LCP LAT DSTL HUM PL/1H/LT/68MM | Trauma | EA
04.117.001S | 10886982105219 | 2.7MM/3.5MM TI VA-LCP LAT DSTL HUM PL/1H/RT/68MM-STER | Trauma | EA
04.117.001 | 10886982105202 | 2.7MM/3.5MM TI VA-LCP LAT DSTL HUM PL/1H/RT/68MM | Trauma | EA
01.226.010 | 10886982026095 | 1.5/2.4/3.0MM HCS INSTRUMENT SET | Trauma | EA
01.226.030 | 10886982026118 | 2.4MM HEADLESS COMPRESSION SCREW STERILE SET | Trauma | EA
01.226.031 | 10886982026125 | 2.4MM TI HEADLESS COMPRESSION SCREW STERILE SET | Trauma | EA
01.226.033 | 10886982026194 | 3.0MM HEADLESS COMPRESSION SCREW STERILE SET | Trauma | EA
01.226.035 | 10886982026255 | 3.0MM TI HEADLESS COMPRESSION SCREW STERILE SET | Trauma | EA
01.230.025 | 10886982026576 | 1.5MM HEADLESS COMPRESSION SCREW STERILE SET | Trauma | EA
01.230.026 | 10886982026583 | 1.5MM TI HEADLESS COMPRESSION SCREW STERILE SET | Trauma | EA
02.117.001 | 10886982035622 | 2.7MM/3.5MM VA-LCP LAT DSTL HUMERUS PL/1H/RT/68MM | Trauma | EA
02.117.101 | 10886982035844 | 2.7MM/3.5MM VA-LCP LAT DSTL HUMERUS PL/1H/LT/68MM | Trauma | EA
02.117.101S | 10886982035851 | 2.7MM/3.5MM VA-LCP LAT DSTL HUMERUS PL/1H/LT/68MM-STER | Trauma | EA
02.117.001S | 10886982035639 | 2.7/3.5MM VA-LCP LAT DSTL HUMERUS PL/1H/RT/68MM-STER | Trauma | EA
02.117.201 | 10886982036063 | 2.7MM/3.5MM VA-LCP POSTLAT DSTL HUM PL/1H/RT/79MM | Trauma | EA
02.117.301 | 10886982036285 | 2.7MM/3.5MM VA-LCP POSTLAT DSTL HUM PL/1H/LT/79MM | Trauma | EA
04.117.201 | 10886982105646 | 2.7MM/3.5MM TI VA-LCP POSTLAT DSTL HUM PL/1H/RT/79MM | Trauma | EA
04.117.301 | 10886982105868 | 2.7MM/3.5MM TI VA-LCP POSTLAT DSTL HUM PL/1H/LT/79MM | Trauma | EA
02.117.201S | 10886982036070 | 2.7MM/3.5MM VA-LCP POSTLAT DSTL HUM PL/1H/RT/79MM-STERILE | Trauma | EA
02.117.301S | 10886982036292 | 2.7MM/3.5MM VA-LCP POSTLAT DSTL HUM PL/1H/LT/79MM-STERILE | Trauma | EA
04.117.201S | 10886982105653 | 2.7MM/3.5MM TI VA-LCP POSTLAT DSTL HUM PL/1H/RT/79MM-STERILE | Trauma | EA
04.117.301S | 10886982105875 | 2.7MM/3.5MM TI VA-LCP POSTLAT DSTL HUM PL/1H/LT/79MM-STERILE | Trauma | EA
SD394.06 | 10886982006622 | SMALL DISTRACTOR EXTENDED LENGTH | Trauma | EA
01.211.001 | 10886982025272 | JOINT PREPARATION INSTRUMENT SET | Trauma | EA
01.211.002 | 10886982025302 | COMPRESSION DISTRACTION INSTRUMENT SET | Trauma | EA
01.211.003 | 10886982025319 | BONE HARVESTING INSTRUMENT SET | Trauma | EA
01.211.001FE1 | 10886982025296 | ORTHOPEDIC FOOT INSTRUMENTS SET | Trauma | EA
01.211.001E | 10886982025289 | ORTHOPEDIC FOOT INSTRUMENTS EVALUATION SET | Trauma | EA
01.111.517 | 10886982022356 | 1/3 INSTR TRAY SET F/DSTL RAD RETRACTORS/HOOK/ELEVATORS | Trauma | EA
01.111.516 | 10886982022349 | 1/3 INSTR TRAY SET F/DSTL RAD FORCEPS AND BENDING PLIERS | Trauma | EA
SD03.120.001 | 10886982002815 | SHORT PERIARTICULAR AIMING ARM FOR 4.5MM LCP PROX TIBIA PL-RT | Trauma | EA
SD03.120.004 | 10886982002822 | SHORT PERIARTICULAR AIMING ARM FOR 4.5MM LCP PROX TIBIA PL-LT | Trauma | EA
62.019.105 | 10886982251039 | XLRG STERILIZATION CONTAINER EXTENDED-FIVE HIGH/SOLID BASE | Trauma | EA
03.231.021 | 10886982077493 | GUIDE BLOCK F/4.5MM VA-LCP CURVED CONDYLAR PLATE-LEFT | Trauma | EA
03.231.022 | 10886982077509 | GUIDE BLOCK F/4.5MM VA-LCP CURVED CONDYLAR PLATE-RIGHT | Trauma | EA
62.016.004 | 10886982251008 | STERILIZATION CONTAINER FULL-FOUR HIGH/SOLID BASE | Trauma | EA
08.901.001D | 10886982131942 | HEMOSTATIC BONE PUTTY-DEMO | Trauma | EA
01.111.308E | 10886982021878 | 2.4MM TI VAL INTERCARPAL FUSION PLATE SET-EVAL | Trauma | EA
105.647 | 10886982136848 | RADIOLUCENT INSERTION HANDLE FOR TFN - SET | Trauma | EA
01.111.307E | 10886982021847 | 2.4MM VAL INTERCARPAL FUSION PLATE SET-EVAL | Trauma | EA
105.647FE | 10886982136855 | RADIOLUCENT INSERTION HANDLE FOR TFN - FIELD EQUIPMENT SET | Trauma | EA
01.111.307EPA | 10886982021854 | 2.4MM VA-LCP INTERCARPAL FUSION PLATE SET | Trauma | EA
01.111.307 | 10886982021830 | 2.4MM VAL INTERCARPAL FUSION PLATE SET | Trauma | EA
01.111.308 | 10886982021861 | 2.4MM TI VAL INTERCARPAL FUSION PLATE SET | Trauma | EA
01.001.598.97 | 10886982018908 | PIEZOELECTRIC SYSTEM SET | Trauma | EA
03.402.742 | 10886982080462 | HEAD HOLDER FOR RADIAL HEAD PROSTHESIS | Trauma | EA
VP4500.16 | 10886982012289 | 2.4MM/2.7MM/3.5MM PANCARPAL ARTHRODESIS PLATE/16 HOLES | Trauma | EA
H66 | 10886982001658 | SLIDER FOR INTER-LOCK SCREWDRIVER/8MM HEX/310MM | Trauma | EA
H67 | 10886982001665 | SLIDER FOR INTER-LOCK SCREWDRIVER/SD40/389MM | Trauma | EA
60.550.180 | 10886982249517 | GRAPHIC CASE/NYLON/FOR BATTERY POWER LINE II SET | Trauma | EA
60.550.181 | 10886982249524 | LID FOR BATTERY POWER LINE II GRAPHIC CASE | Trauma | EA
60.550.183 | 10886982249531 | INSERT TRAY FOR BATTERY POWER LINE II GRAPHIC CASE | Trauma | EA
05.001.400.97LN | 10886982130327 | CONSOLE F/PIEZOELECTRIC SYSTEM-LOANER | Trauma | EA
05.001.401.97LN | 10886982130341 | HAND PIECE F/PIEZOELECTRIC SYSTEM-LOANER | Trauma | EA
05.001.402.97LN | 10886982130365 | FOOT PEDAL F/PIEZOELECTRIC SYSTEM-LOANER | Trauma | EA
VB1025.10S | 20886982007985 | HEMOSTATIC BONE PUTTY STERILE | Trauma | TP
02.108.413 | 10886982030078 | PEDIATRIC LCP CONDYLAR PLATE 3.5MM/90Â°/9 HOLES | Trauma | EA
02.108.423 | 10886982030153 | PEDIATRIC LCP CONDYLAR PLATE 5.0MM/90Â°/9 HOLES | Trauma | EA
02.108.413S | 10886982030085 | PEDIATRIC LCP CONDYLAR PLATE 3.5MM/90Â°/9 HOLES-STERILE | Trauma | EA
02.108.423S | 10886982030160 | PEDIATRIC LCP CONDYLAR PLATE 5.0MM/90Â°/9 HOLES-STERILE | Trauma | EA
03.221.055 | 10886982076847 | OSSE-LIGN FLIP ANCHOR INSERTER OUTER TUBE ASSEMBLY | Trauma | EA
03.221.056 | 10886982076854 | OSSE-LIGN FLIP ANCHOR INSERTER INNER TUBE ASSEMBLY | Trauma | EA
03.221.057 | 10886982076861 | OSSE-LIGN FLIP ANCHOR INSERTER COMPRESSION SPRING | Trauma | EA
03.221.058 | 10886982076878 | OSSE-LIGN CRIMPER RADIAL SPRING | Trauma | EA
03.221.059 | 10886982076885 | OSSE-LIGN CRIMPER INNER TUBE | Trauma | EA
03.221.060 | 10886982076892 | OSSE-LIGN CRIMPER NUT | Trauma | EA
03.221.061 | 10886982076908 | OSSE-LIGN CUTTER INNER BLADE | Trauma | EA
03.221.062 | 10886982076915 | OSSE-LIGN CUTTER OUTER BLADE | Trauma | EA
03.221.063 | 10886982076922 | OSSE-LIGN CUTTER CAP | Trauma | EA
03.900.100.97S | 10886982080714 | BMA HARVESTER W/ FLEX SHFT 11GA/14CM NEEDLE-STERILE | Trauma | EA
02.118.016 | 10886982037862 | 2.7/3.5MM VA-LCP MEDIAL DISTAL TIBIA PLATE/18 HOLES/RIGHT | Trauma | EA
02.118.018 | 10886982037909 | 2.7/3.5MM VA-LCP MEDIAL DISTAL TIBIA PLATE/20 HOLES/RIGHT | Trauma | EA
02.118.019 | 10886982037923 | 2.7/3.5MM VA-LCP MEDIAL DISTAL TIBIA PLATE/20 HOLES/LEFT | Trauma | EA
02.118.017 | 10886982037886 | 2.7/3.5MM VA-LCP MEDIAL DISTAL TIBIA PLATE/18 HOLES/LEFT | Trauma | EA
02.118.102 | 10886982037947 | 2.7/3.5MM VA-LCP ANTEROMEDIAL DISTAL TIBIA PL/4 HOLES/RIGHT | Trauma | EA
02.118.103 | 10886982037961 | 2.7/3.5MM VA-LCP ANTEROMEDIAL DISTAL TIBIA PL/4 HOLES/LEFT | Trauma | EA
02.118.104 | 10886982037985 | 2.7/3.5MM VA-LCP ANTEROMEDIAL DISTAL TIBIA PL/6 HOLES/RIGHT | Trauma | EA
02.118.105 | 10886982038005 | 2.7/3.5MM VA-LCP ANTEROMEDIAL DISTAL TIBIA PL/6 HOLES/LEFT | Trauma | EA
02.118.106 | 10886982038029 | 2.7/3.5MM VA-LCP ANTEROMEDIAL DISTAL TIBIA PL/8 HOLES/RIGHT | Trauma | EA
02.118.107 | 10886982038043 | 2.7/3.5MM VA-LCP ANTEROMEDIAL DISTAL TIBIA PL/8 HOLES/LEFT | Trauma | EA
02.118.108 | 10886982038067 | 2.7/3.5MM VA-LCP ANTEROMEDIAL DISTAL TIBIA PL/10 HOLES/RIGHT | Trauma | EA
02.118.109 | 10886982038081 | 2.7/3.5MM VA-LCP ANTEROMEDIAL DISTAL TIBIA PL/10 HOLES/LEFT | Trauma | EA
02.118.110 | 10886982038104 | 2.7/3.5MM VA-LCP ANTEROMEDIAL DISTAL TIBIA PL/12 HOLES/RIGHT | Trauma | EA
02.118.111 | 10886982038128 | 2.7/3.5MM VA-LCP ANTEROMEDIAL DISTAL TIBIA PL/12 HOLES/LEFT | Trauma | EA
02.118.112 | 10886982038142 | 2.7/3.5MM VA-LCP ANTEROMEDIAL DISTAL TIBIA PL/14 HOLES/RIGHT | Trauma | EA
02.118.113 | 10886982038166 | 2.7/3.5MM VA-LCP ANTEROMEDIAL DISTAL TIBIA PL/14 HOLES/LEFT | Trauma | EA
02.118.114 | 10886982038180 | 2.7/3.5MM VA-LCP ANTEROMEDIAL DISTAL TIBIA PL/16 HOLES/RIGHT | Trauma | EA
02.118.115 | 10886982038203 | 2.7/3.5MM VA-LCP ANTEROMEDIAL DISTAL TIBIA PL/16 HOLES/LEFT | Trauma | EA
02.118.116 | 10886982038227 | 2.7/3.5MM VA-LCP ANTEROMEDIAL DISTAL TIBIA PL/18 HOLES/RIGHT | Trauma | EA
02.118.117 | 10886982038241 | 2.7/3.5MM VA-LCP ANTEROMEDIAL DISTAL TIBIA PL/18 HOLES/LEFT | Trauma | EA
02.118.118 | 10886982038265 | 2.7/3.5MM VA-LCP ANTEROMEDIAL DISTAL TIBIA PL/20 HOLES/RIGHT | Trauma | EA
02.118.119 | 10886982038289 | 2.7/3.5MM VA-LCP ANTEROMEDIAL DISTAL TIBIA PL/20 HOLES/LEFT | Trauma | EA
02.118.218 | 10886982038623 | 2.7/3.5MM VA-LCP ANTEROLATERAL DISTAL TIBIA PL/20 HOLES/RIGHT | Trauma | EA
02.118.219 | 10886982038647 | 2.7/3.5MM VA-LCP ANTEROLATERAL DISTAL TIBIA PL/20 HOLES/LEFT | Trauma | EA
04.118.002 | 10886982107169 | 2.7/3.5MM TI VA-LCP MEDL DSTL TIBIA PLATE/4 HOLES/RIGHT | Trauma | EA
04.118.003 | 10886982107183 | 2.7/3.5MM TI VA-LCP MEDL DSTL TIBIA PLATE/4 HOLES/LEFT | Trauma | EA
04.118.004 | 10886982107206 | 2.7/3.5MM TI VA-LCP MEDL DSTL TIBIA PLATE/6 HOLES/RIGHT | Trauma | EA
04.118.005 | 10886982107220 | 2.7/3.5MM TI VA-LCP MEDL DSTL TIBIA PLATE/6 HOLES/LEFT | Trauma | EA
04.118.006 | 10886982107244 | 2.7/3.5MM TI VA-LCP MEDL DSTL TIBIA PLATE/8 HOLES/RIGHT | Trauma | EA
04.118.007 | 10886982107268 | 2.7/3.5MM TI VA-LCP MEDL DSTL TIBIA PLATE/8 HOLES/LEFT | Trauma | EA
04.118.008 | 10886982107282 | 2.7/3.5MM TI VA-LCP MEDL DSTL TIBIA PLATE/10 HOLES/RIGHT | Trauma | EA
04.118.009 | 10886982107305 | 2.7/3.5MM TI VA-LCP MEDL DSTL TIBIA PLATE/10 HOLES/LEFT | Trauma | EA
04.118.010 | 10886982107329 | 2.7/3.5MM TI VA-LCP MEDL DSTL TIBIA PLATE/12 HOLES/RIGHT | Trauma | EA
04.118.011 | 10886982107343 | 2.7/3.5MM TI VA-LCP MEDL DSTL TIBIA PLATE/12 HOLES/LEFT | Trauma | EA
04.118.012 | 10886982107367 | 2.7/3.5MM TI VA-LCP MEDL DSTL TIBIA PLATE/14 HOLES/RIGHT | Trauma | EA
04.118.013 | 10886982107381 | 2.7/3.5MM TI VA-LCP MEDL DSTL TIBIA PLATE/14 HOLES/LEFT | Trauma | EA
04.118.102S | 10886982107534 | 2.7/3.5MM TI VA-LCP ANTEROMEDL DISTAL TIBIA PL/4 H/RT-STER | Trauma | EA
04.118.014 | 10886982107404 | 2.7/3.5MM TI VA-LCP MEDL DSTL TIBIA PLATE/16 HOLES/RIGHT | Trauma | EA
04.118.015 | 10886982107428 | 2.7/3.5MM TI VA-LCP MEDL DSTL TIBIA PLATE/16 HOLES/LEFT | Trauma | EA
04.118.016 | 10886982107442 | 2.7/3.5MM TI VA-LCP MEDL DSTL TIBIA PLATE/18 HOLES/RIGHT | Trauma | EA
04.118.017 | 10886982107466 | 2.7/3.5MM TI VA-LCP MEDL DSTL TIBIA PLATE/18 HOLES/LEFT | Trauma | EA
04.118.018 | 10886982107480 | 2.7/3.5MM TI VA-LCP MEDL DSTL TIBIA PLATE/20 HOLES/RIGHT | Trauma | EA
04.118.019 | 10886982107503 | 2.7/3.5MM TI VA-LCP MEDL DSTL TIBIA PLATE/20 HOLES/LEFT | Trauma | EA
04.118.202S | 10886982107893 | 2.7/3.5MM TI VA-LCP ANTEROLAT DISTAL TIBIA PL/4H/RT-STER | Trauma | EA
04.118.203S | 10886982107916 | 2.7/3.5MM TI VA-LCP ANTEROLAT DISTAL TIBIA PL/4H/LT-STER | Trauma | EA
04.118.204S | 10886982107930 | 2.7/3.5MM TI VA-LCP ANTEROLAT DISTAL TIBIA PL/6H/RT-STER | Trauma | EA
04.118.205S | 10886982107954 | 2.7/3.5MM TI VA-LCP ANTEROLAT DISTAL TIBIA PL/6H/LT-STER | Trauma | EA
04.118.206S | 10886982107978 | 2.7/3.5MM TI VA-LCP ANTEROLAT DISTAL TIBIA PL/8H/RT-STER | Trauma | EA
04.118.207S | 10886982107992 | 2.7/3.5MM TI VA-LCP ANTEROLAT DISTAL TIBIA PL/8H/LT-STER | Trauma | EA
04.118.208S | 10886982108012 | 2.7/3.5MM TI VA-LCP ANTEROLAT DISTAL TIBIA PL/10H/RT-STER | Trauma | EA
04.118.209S | 10886982108036 | 2.7/3.5MM TI VA-LCP ANTEROLAT DISTAL TIBIA PL/10H/LT-STER | Trauma | EA
04.118.210S | 10886982108050 | 2.7/3.5MM TI VA-LCP ANTEROLAT DISTAL TIBIA PL/12H/RT-STER | Trauma | EA
04.118.211S | 10886982108074 | 2.7/3.5MM TI VA-LCP ANTEROLAT DISTAL TIBIA PL/12H/LT-STER | Trauma | EA
04.118.212S | 10886982108098 | 2.7/3.5MM TI VA-LCP ANTEROLAT DISTAL TIBIA PL/14H/RT-STER | Trauma | EA
04.118.213S | 10886982108111 | 2.7/3.5MM TI VA-LCP ANTEROLAT DISTAL TIBIA PL/14H/LT-STER | Trauma | EA
04.118.214S | 10886982108135 | 2.7/3.5MM TI VA-LCP ANTEROLAT DISTAL TIBIA PL/16H/RT-STER | Trauma | EA
04.118.215S | 10886982108159 | 2.7/3.5MM TI VA-LCP ANTEROLAT DISTAL TIBIA PL/16H/LT-STER | Trauma | EA
04.118.216S | 10886982108173 | 2.7/3.5MM TI VA-LCP ANTEROLAT DISTAL TIBIA PL/18H/RT-STER | Trauma | EA
04.118.217S | 10886982108197 | 2.7/3.5MM TI VA-LCP ANTEROLAT DISTAL TIBIA PL/18H/LT-STER | Trauma | EA
04.118.218S | 10886982108210 | 2.7/3.5MM TI VA-LCP ANTEROLAT DISTAL TIBIA PL/20H/RT-STER | Trauma | EA
04.118.219S | 10886982108234 | 2.7/3.5MM TI VA-LCP ANTEROLAT DISTAL TIBIA PL/20H/LT-STER | Trauma | EA
02.118.603 | 10886982039903 | 2.7MM VA-LOCKING 1/3 TUBULAR PL W/ COLLAR/3 H/33MM | Trauma | EA
02.118.604 | 10886982039927 | 2.7MM VA-LOCKING 1/3 TUBULAR PL W/ COLLAR/4 H/45MM | Trauma | EA
02.118.605 | 10886982039941 | 2.7MM VA-LOCKING 1/3 TUBULAR PL W/ COLLAR/5 H/57MM | Trauma | EA
02.118.606 | 10886982039965 | 2.7MM VA-LOCKING 1/3 TUBULAR PL W/ COLLAR/6 H/69MM | Trauma | EA
02.118.607 | 10886982039989 | 2.7MM VA-LOCKING 1/3 TUBULAR PL W/ COLLAR/7 H/81MM | Trauma | EA
02.118.608 | 10886982040008 | 2.7MM VA-LOCKING 1/3 TUBULAR PL W/ COLLAR/8 H/93MM | Trauma | EA
02.118.609 | 10886982040022 | 2.7MM VA-LOCKING 1/3 TUBULAR PL W/ COLLAR/9 H/105MM | Trauma | EA
02.118.610 | 10886982040046 | 2.7MM VA-LOCKING 1/3 TUBULAR PL W/ COLLAR/10 H/117MM | Trauma | EA
02.118.612 | 10886982040060 | 2.7MM VA-LOCKING 1/3 TUBULAR PL W/ COLLAR/12 H/141MM | Trauma | EA
04.118.202 | 10886982107886 | 2.7/3.5MM TI VA-LCP ANTEROLAT DISTAL TIBIA PL/4 HOLES/RIGHT | Trauma | EA
04.118.203 | 10886982107909 | 2.7/3.5MM TI VA-LCP ANTEROLAT DISTAL TIBIA PL/4 HOLES/LEFT | Trauma | EA
04.118.204 | 10886982107923 | 2.7/3.5MM TI VA-LCP ANTEROLAT DISTAL TIBIA PL/6 HOLES/RIGHT | Trauma | EA
04.118.205 | 10886982107947 | 2.7/3.5MM TI VA-LCP ANTEROLAT DISTAL TIBIA PL/6 HOLES/LEFT | Trauma | EA
04.118.206 | 10886982107961 | 2.7/3.5MM TI VA-LCP ANTEROLAT DISTAL TIBIA PL/8 HOLES/RIGHT | Trauma | EA
04.118.207 | 10886982107985 | 2.7/3.5MM TI VA-LCP ANTEROLAT DISTAL TIBIA PL/8 HOLES/LEFT | Trauma | EA
04.118.208 | 10886982108005 | 2.7/3.5MM TI VA-LCP ANTEROLAT DISTAL TIBIA PL/10 HOLES/RIGHT | Trauma | EA
04.118.209 | 10886982108029 | 2.7/3.5MM TI VA-LCP ANTEROLAT DISTAL TIBIA PL/10 HOLES/LEFT | Trauma | EA
04.118.210 | 10886982108043 | 2.7/3.5MM TI VA-LCP ANTEROLAT DISTAL TIBIA PL/12 HOLES/RIGHT | Trauma | EA
04.118.211 | 10886982108067 | 2.7/3.5MM TI VA-LCP ANTEROLAT DISTAL TIBIA PL/12 HOLES/LEFT | Trauma | EA
04.118.212 | 10886982108081 | 2.7/3.5MM TI VA-LCP ANTEROLAT DISTAL TIBIA PL/14 HOLES/RIGHT | Trauma | EA
04.118.213 | 10886982108104 | 2.7/3.5MM TI VA-LCP ANTEROLAT DISTAL TIBIA PL/14 HOLES/LEFT | Trauma | EA
04.118.214 | 10886982108128 | 2.7/3.5MM TI VA-LCP ANTEROLAT DISTAL TIBIA PL/16 HOLES/RIGHT | Trauma | EA
04.118.215 | 10886982108142 | 2.7/3.5MM TI VA-LCP ANTEROLAT DISTAL TIBIA PL/16 HOLES/LEFT | Trauma | EA
04.118.216 | 10886982108166 | 2.7/3.5MM TI VA-LCP ANTEROLAT DISTAL TIBIA PL/18 HOLES/RIGHT | Trauma | EA
04.118.217 | 10886982108180 | 2.7/3.5MM TI VA-LCP ANTEROLAT DISTAL TIBIA PL/18 HOLES/LEFT | Trauma | EA
04.118.218 | 10886982108203 | 2.7/3.5MM TI VA-LCP ANTEROLAT DISTAL TIBIA PL/20 HOLES/RIGHT | Trauma | EA
04.118.219 | 10886982108227 | 2.7/3.5MM TI VA-LCP ANTEROLAT DISTAL TIBIA PL/20 HOLES/LEFT | Trauma | EA
04.118.103S | 10886982107558 | 2.7/3.5MM TI VA-LCP ANTEROMEDL DISTAL TIBIA PL/4 H/LT-STER | Trauma | EA
04.118.104S | 10886982107572 | 2.7/3.5MM TI VA-LCP ANTEROMEDL DISTAL TIBIA PL/6 H/RT-STER | Trauma | EA
04.118.105S | 10886982107596 | 2.7/3.5MM TI VA-LCP ANTEROMEDL DISTAL TIBIA PL/6 H/LT-STER | Trauma | EA
04.118.106S | 10886982107619 | 2.7/3.5MM TI VA-LCP ANTEROMEDL DISTAL TIBIA PL/8 H/RT-STER | Trauma | EA
04.118.107S | 10886982107633 | 2.7/3.5MM TI VA-LCP ANTEROMEDL DISTAL TIBIA PL/8 H/LT-STER | Trauma | EA
04.118.108S | 10886982107657 | 2.7/3.5MM TI VA-LCP ANTEROMEDL DISTAL TIBIA PL/10 H/RT-STER | Trauma | EA
04.118.109S | 10886982107671 | 2.7/3.5MM TI VA-LCP ANTEROMEDL DISTAL TIBIA PL/10 H/LT-STER | Trauma | EA
04.118.603S | 10886982109491 | 2.7MM TI VA-LCKNG 1/3 TUBULAR PL W/COLLAR/3 H/33MM-STERILE | Trauma | EA
04.118.604S | 10886982109514 | 2.7MM TI VA-LCKNG 1/3 TUBULAR PL W/COLLAR/4 H/45MM-STERILE | Trauma | EA
04.118.605S | 10886982109538 | 2.7MM TI VA-LCKNG 1/3 TUBULAR PL W/COLLAR/5 H/57MM-STERILE | Trauma | EA
04.118.110S | 10886982107695 | 2.7/3.5MM TI VA-LCP ANTEROMEDL DISTAL TIBIA PL/12 H/RT-STER | Trauma | EA
04.118.606S | 10886982109552 | 2.7MM TI VA-LCKNG 1/3 TUBULAR PL W/COLLAR/6 H/69MM-STERILE | Trauma | EA
04.118.111S | 10886982107718 | 2.7/3.5MM TI VA-LCP ANTEROMEDL DISTAL TIBIA PL/12 H/LT-STER | Trauma | EA
04.118.607S | 10886982109576 | 2.7MM TI VA-LCKNG 1/3 TUBULAR PL W/COLLAR/7 H/81MM-STERILE | Trauma | EA
04.118.608S | 10886982109590 | 2.7MM TI VA-LCKNG 1/3 TUBULAR PL W/COLLAR/8 H/93MM-STERILE | Trauma | EA
04.118.609S | 10886982109613 | 2.7MM TI VA-LCKNG 1/3 TUBULAR PL W/COLLAR/9 H/105MM-STERILE | Trauma | EA
04.118.112S | 10886982107732 | 2.7/3.5MM TI VA-LCP ANTEROMEDL DISTAL TIBIA PL/14 H/RT-STER | Trauma | EA
04.118.610S | 10886982109637 | 2.7MM TI VA-LCKNG 1/3 TUBULAR PL W/COLLAR/10 H/117MM-STERILE | Trauma | EA
04.118.113S | 10886982107756 | 2.7/3.5MM TI VA-LCP ANTEROMEDL DISTAL TIBIA PL/14 H/LT-STER | Trauma | EA
04.118.612S | 10886982109651 | 2.7MM TI VA-LCKNG 1/3 TUBULAR PL W/COLLAR/12 H/141MM-STERILE | Trauma | EA
04.118.114S | 10886982107770 | 2.7/3.5MM TI VA-LCP ANTEROMEDL DISTAL TIBIA PL/16 H/RT-STER | Trauma | EA
04.118.115S | 10886982107794 | 2.7/3.5MM TI VA-LCP ANTEROMEDL DISTAL TIBIA PL/16 H/LT-STER | Trauma | EA
04.118.116S | 10886982107817 | 2.7/3.5MM TI VA-LCP ANTEROMEDL DISTAL TIBIA PL/18 H/RT-STER | Trauma | EA
04.118.117S | 10886982107831 | 2.7/3.5MM TI VA-LCP ANTEROMEDL DISTAL TIBIA PL/18 H/LT-STER | Trauma | EA
04.118.118S | 10886982107855 | 2.7/3.5MM TI VA-LCP ANTEROMEDL DISTAL TIBIA PL/20 H/RT-STER | Trauma | EA
04.118.119S | 10886982107879 | 2.7/3.5MM TI VA-LCP ANTEROMEDL DISTAL TIBIA PL/20 H/LT-STER | Trauma | EA
04.118.603 | 10886982109484 | 2.7MM TI VA-LCKNG 1/3 TUBULAR PL W/ COLLAR/3 H/33MM | Trauma | EA
04.118.604 | 10886982109507 | 2.7MM TI VA-LCKNG 1/3 TUBULAR PL W/ COLLAR/4 H/45MM | Trauma | EA
04.118.605 | 10886982109521 | 2.7MM TI VA-LCKNG 1/3 TUBULAR PL W/ COLLAR/5 H/57MM | Trauma | EA
04.118.606 | 10886982109545 | 2.7MM TI VA-LCKNG 1/3 TUBULAR PL W/ COLLAR/6 H/69MM | Trauma | EA
04.118.607 | 10886982109569 | 2.7MM TI VA-LCKNG 1/3 TUBULAR PL W/ COLLAR/7 H/81MM | Trauma | EA
04.118.608 | 10886982109583 | 2.7MM TI VA-LCKNG 1/3 TUBULAR PL W/ COLLAR/8 H/93MM | Trauma | EA
04.118.609 | 10886982109606 | 2.7MM TI VA-LCKNG 1/3 TUBULAR PL W/ COLLAR/9 H/105MM | Trauma | EA
04.118.610 | 10886982109620 | 2.7MM TI VA-LCKNG 1/3 TUBULAR PL W/ COLLAR/10 H/117MM | Trauma | EA
04.118.612 | 10886982109644 | 2.7MM TI VA-LCKNG 1/3 TUBULAR PL W/ COLLAR/12 H/141MM | Trauma | EA
02.118.603S | 10886982039910 | 2.7MM VA-LOCKING 1/3 TUBULAR PL W/COLLAR/3 H/33MM-STERILE | Trauma | EA
02.118.604S | 10886982039934 | 2.7MM VA-LOCKING 1/3 TUBULAR PL W/COLLAR/4 H/45MM-STERILE | Trauma | EA
02.118.605S | 10886982039958 | 2.7MM VA-LOCKING 1/3 TUBULAR PL W/COLLAR/5 H/57MM-STERILE | Trauma | EA
02.118.606S | 10886982039972 | 2.7MM VA-LOCKING 1/3 TUBULAR PL W/COLLAR/6 H/69MM-STERILE | Trauma | EA
02.118.607S | 10886982039996 | 2.7MM VA-LOCKING 1/3 TUBULAR PL W/COLLAR/7 H/81MM-STERILE | Trauma | EA
02.118.608S | 10886982040015 | 2.7MM VA-LOCKING 1/3 TUBULAR PL W/COLLAR/8 H/93MM-STERILE | Trauma | EA
02.118.609S | 10886982040039 | 2.7MM VA-LOCKING 1/3 TUBULAR PL W/COLLAR/9 H/105MM-STERILE | Trauma | EA
02.118.610S | 10886982040053 | 2.7MM VA-LOCKING 1/3 TUBULAR PL W/COLLAR/10 H/117MM-STERILE | Trauma | EA
02.118.612S | 10886982040077 | 2.7MM VA-LOCKING 1/3 TUBULAR PL W/COLLAR/12 H/141MM-STERILE | Trauma | EA
04.118.102 | 10886982107527 | 2.7/3.5MM TI VA-LCP ANTEROMEDL DISTAL TIBIA PL/4 HOLES/RIGHT | Trauma | EA
04.118.103 | 10886982107541 | 2.7/3.5MM TI VA-LCP ANTEROMEDL DISTAL TIBIA PL/4 HOLES/LEFT | Trauma | EA
04.118.104 | 10886982107565 | 2.7/3.5MM TI VA-LCP ANTEROMEDL DISTAL TIBIA PL/6 HOLES/RIGHT | Trauma | EA
04.118.105 | 10886982107589 | 2.7/3.5MM TI VA-LCP ANTEROMEDL DISTAL TIBIA PL/6 HOLES/LEFT | Trauma | EA
04.118.106 | 10886982107602 | 2.7/3.5MM TI VA-LCP ANTEROMEDL DISTAL TIBIA PL/8 HOLES/RIGHT | Trauma | EA
04.118.107 | 10886982107626 | 2.7/3.5MM TI VA-LCP ANTEROMEDL DISTAL TIBIA PL/8 HOLES/LEFT | Trauma | EA
04.118.108 | 10886982107640 | 2.7/3.5MM TI VA-LCP ANTEROMEDL DISTAL TIBIA PL/10 HOLES/RIGHT | Trauma | EA
04.118.109 | 10886982107664 | 2.7/3.5MM TI VA-LCP ANTEROMEDL DISTAL TIBIA PL/10 HOLES/LEFT | Trauma | EA
04.118.110 | 10886982107688 | 2.7/3.5MM TI VA-LCP ANTEROMEDL DISTAL TIBIA PL/12 HOLES/RIGHT | Trauma | EA
04.118.111 | 10886982107701 | 2.7/3.5MM TI VA-LCP ANTEROMEDL DISTAL TIBIA PL/12 HOLES/LEFT | Trauma | EA
04.118.112 | 10886982107725 | 2.7/3.5MM TI VA-LCP ANTEROMEDL DISTAL TIBIA PL/14 HOLES/RIGHT | Trauma | EA
04.118.113 | 10886982107749 | 2.7/3.5MM TI VA-LCP ANTEROMEDL DISTAL TIBIA PL/14 HOLES/LEFT | Trauma | EA
04.118.114 | 10886982107763 | 2.7/3.5MM TI VA-LCP ANTEROMEDL DISTAL TIBIA PL/16 HOLES/RIGHT | Trauma | EA
04.118.115 | 10886982107787 | 2.7/3.5MM TI VA-LCP ANTEROMEDL DISTAL TIBIA PL/16 HOLES/LEFT | Trauma | EA
04.118.116 | 10886982107800 | 2.7/3.5MM TI VA-LCP ANTEROMEDL DISTAL TIBIA PL/18 HOLES/RIGHT | Trauma | EA
04.118.117 | 10886982107824 | 2.7/3.5MM TI VA-LCP ANTEROMEDL DISTAL TIBIA PL/18 HOLES/LEFT | Trauma | EA
04.118.118 | 10886982107848 | 2.7/3.5MM TI VA-LCP ANTEROMEDL DISTAL TIBIA PL/20 HOLES/RIGHT | Trauma | EA
04.118.119 | 10886982107862 | 2.7/3.5MM TI VA-LCP ANTEROMEDL DISTAL TIBIA PL/20 HOLES/LEFT | Trauma | EA
02.118.108S | 10886982038074 | 2.7/3.5MM VA-LCP ANTEROMEDIAL DISTAL TIBIA PL/10 H/RT-STER | Trauma | EA
02.118.109S | 10886982038098 | 2.7/3.5MM VA-LCP ANTEROMEDIAL DISTAL TIBIA PL/10 H/LT-STER | Trauma | EA
02.118.112S | 10886982038159 | 2.7/3.5MM VA-LCP ANTEROMEDIAL DISTAL TIBIA PL/14 H/RT-STER | Trauma | EA
02.118.113S | 10886982038173 | 2.7/3.5MM VA-LCP ANTEROMEDIAL DISTAL TIBIA PL/14 H/LT-STER | Trauma | EA
02.118.116S | 10886982038234 | 2.7/3.5MM VA-LCP ANTEROMEDIAL DISTAL TIBIA PL/18 H/RT-STER | Trauma | EA
02.118.117S | 10886982038258 | 2.7/3.5MM VA-LCP ANTEROMEDIAL DISTAL TIBIA PL/18 H/LT-STER | Trauma | EA
02.118.118S | 10886982038272 | 2.7/3.5MM VA-LCP ANTEROMEDIAL DISTAL TIBIA PL/20 H/RT-STER | Trauma | EA
02.118.119S | 10886982038296 | 2.7/3.5MM VA-LCP ANTEROMEDIAL DISTAL TIBIA PL/20 H/LT-STER | Trauma | EA
04.118.302 | 10886982108241 | 2.7MM TI VA-LCP DISTAL TIBIA L-PLATE/4 HOLES/RIGHT | Trauma | EA
04.118.303 | 10886982108265 | 2.7MM TI VA-LCP DISTAL TIBIA L-PLATE/4 HOLES/LEFT | Trauma | EA
04.118.304 | 10886982108289 | 2.7MM TI VA-LCP DISTAL TIBIA L-PLATE/6 HOLES/RIGHT | Trauma | EA
04.118.002S | 10886982107176 | 2.7/3.5MM TI VA-LCP MEDL DSTL TIBIA PLATE/4 HOLES/RT-STER | Trauma | EA
04.118.003S | 10886982107190 | 2.7/3.5MM TI VA-LCP MEDL DSTL TIBIA PLATE/4 HOLES/LT-STER | Trauma | EA
04.118.004S | 10886982107213 | 2.7/3.5MM TI VA-LCP MEDL DSTL TIBIA PLATE/6 HOLES/RT-STER | Trauma | EA
04.118.005S | 10886982107237 | 2.7/3.5MM TI VA-LCP MEDL DSTL TIBIA PLATE/6 HOLES/LT-STER | Trauma | EA
04.118.006S | 10886982107251 | 2.7/3.5MM TI VA-LCP MEDL DSTL TIBIA PLATE/8 HOLES/RT-STER | Trauma | EA
04.118.007S | 10886982107275 | 2.7/3.5MM TI VA-LCP MEDL DSTL TIBIA PLATE/8 HOLES/LT-STER | Trauma | EA
04.118.008S | 10886982107299 | 2.7/3.5MM TI VA-LCP MEDL DSTL TIBIA PLATE/10 HOLES/RT-STER | Trauma | EA
04.118.009S | 10886982107312 | 2.7/3.5MM TI VA-LCP MEDL DSTL TIBIA PLATE/10 HOLES/LT-STER | Trauma | EA
04.118.010S | 10886982107336 | 2.7/3.5MM TI VA-LCP MEDL DSTL TIBIA PLATE/12 HOLES/RT-STER | Trauma | EA
04.118.011S | 10886982107350 | 2.7/3.5MM TI VA-LCP MEDL DSTL TIBIA PLATE/12 HOLES/LT-STER | Trauma | EA
04.118.012S | 10886982107374 | 2.7/3.5MM TI VA-LCP MEDL DSTL TIBIA PLATE/14 HOLES/RT-STER | Trauma | EA
04.118.013S | 10886982107398 | 2.7/3.5MM TI VA-LCP MEDL DSTL TIBIA PLATE/14 HOLES/LT-STER | Trauma | EA
04.118.014S | 10886982107411 | 2.7/3.5MM TI VA-LCP MEDL DSTL TIBIA PLATE/16 HOLES/RT-STER | Trauma | EA
04.118.015S | 10886982107435 | 2.7/3.5MM TI VA-LCP MEDL DSTL TIBIA PLATE/16 HOLES/LT-STER | Trauma | EA
04.118.016S | 10886982107459 | 2.7/3.5MM TI VA-LCP MEDL DSTL TIBIA PLATE/18 HOLES/RT-STER | Trauma | EA
04.118.017S | 10886982107473 | 2.7/3.5MM TI VA-LCP MEDL DSTL TIBIA PLATE/18 HOLES/LT-STER | Trauma | EA
04.118.018S | 10886982107497 | 2.7/3.5MM TI VA-LCP MEDL DSTL TIBIA PLATE/20 HOLES/RT-STER | Trauma | EA
04.118.019S | 10886982107510 | 2.7/3.5MM TI VA-LCP MEDL DSTL TIBIA PLATE/20 HOLES/LT-STER | Trauma | EA
04.118.305 | 10886982108302 | 2.7MM TI VA-LCP DISTAL TIBIA L-PLATE/6 HOLES/LEFT | Trauma | EA
04.118.306 | 10886982108326 | 2.7MM TI VA-LCP DISTAL TIBIA T-PLATE/4 HOLES | Trauma | EA
04.118.307 | 10886982108340 | 2.7MM TI VA-LCP DISTAL TIBIA T-PLATE/6 HOLES | Trauma | EA
02.118.016S | 10886982037879 | 2.7/3.5MM VA-LCP MEDIAL DISTAL TIBIA PLATE/18 HOLES/RT-STER | Trauma | EA
02.118.017S | 10886982037893 | 2.7/3.5MM VA-LCP MEDIAL DISTAL TIBIA PLATE/18 HOLES/LT-STER | Trauma | EA
02.118.018S | 10886982037916 | 2.7/3.5MM VA-LCP MEDIAL DISTAL TIBIA PLATE/20 HOLES/RT-STER | Trauma | EA
02.118.019S | 10886982037930 | 2.7/3.5MM VA-LCP MEDIAL DISTAL TIBIA PLATE/20 HOLES/LT-STER | Trauma | EA
02.118.218S | 10886982038630 | 2.7/3.5MM VA-LCP ANTEROLATERAL DISTAL TIBIA PL/20 H/RT-STER | Trauma | EA
02.118.219S | 10886982038654 | 2.7/3.5MM VA-LCP ANTEROLATERAL DISTAL TIBIA PL/20 H/LT-STER | Trauma | EA
04.118.302S | 10886982108258 | 2.7MM TI VA-LCP DISTAL TIBIA L-PLATE/4 HOLES/RIGHT-STERILE | Trauma | EA
04.118.303S | 10886982108272 | 2.7MM TI VA-LCP DISTAL TIBIA L-PLATE/4 HOLES/LEFT-STERILE | Trauma | EA
04.118.304S | 10886982108296 | 2.7MM TI VA-LCP DISTAL TIBIA L-PLATE/6 HOLES/RIGHT-STERILE | Trauma | EA
04.118.305S | 10886982108319 | 2.7MM TI VA-LCP DISTAL TIBIA L-PLATE/6 HOLES/LEFT-STERILE | Trauma | EA
04.118.306S | 10886982108333 | 2.7MM TI VA-LCP DISTAL TIBIA T-PLATE/4 HOLES-STERILE | Trauma | EA
04.118.307S | 10886982108357 | 2.7MM TI VA-LCP DISTAL TIBIA T-PLATE/6 HOLES-STERILE | Trauma | EA
09.213.022S | 10886982131980 | 3.7MM COCR DYNAMIC LOCKING SCREW SLF-TPNG/22MM-STERILE | Trauma | EA
09.213.024S | 10886982131997 | 3.7MM COCR DYNAMIC LOCKING SCREW SLF-TPNG/24MM-STERILE | Trauma | EA
09.213.026S | 10886982132000 | 3.7MM COCR DYNAMIC LOCKING SCREW SLF-TPNG/26MM-STERILE | Trauma | EA
09.213.028S | 10886982132017 | 3.7MM COCR DYNAMIC LOCKING SCREW SLF-TPNG/28MM-STERILE | Trauma | EA
09.213.030S | 10886982132024 | 3.7MM COCR DYNAMIC LOCKING SCREW SLF-TPNG/30MM-STERILE | Trauma | EA
09.213.032S | 10886982132031 | 3.7MM COCR DYNAMIC LOCKING SCREW SLF-TPNG/32MM-STERILE | Trauma | EA
09.213.034S | 10886982132048 | 3.7MM COCR DYNAMIC LOCKING SCREW SLF-TPNG/34MM-STERILE | Trauma | EA
09.213.036S | 10886982132055 | 3.7MM COCR DYNAMIC LOCKING SCREW SLF-TPNG/36MM-STERILE | Trauma | EA
09.213.038S | 10886982132062 | 3.7MM COCR DYNAMIC LOCKING SCREW SLF-TPNG/38MM-STERILE | Trauma | EA
09.213.040S | 10886982132079 | 3.7MM COCR DYNAMIC LOCKING SCREW SLF-TPNG/40MM-STERILE | Trauma | EA
09.213.042S | 10886982132086 | 3.7MM COCR DYNAMIC LOCKING SCREW SLF-TPNG/42MM-STERILE | Trauma | EA
09.213.044S | 10886982132093 | 3.7MM COCR DYNAMIC LOCKING SCREW SLF-TPNG/44MM-STERILE | Trauma | EA
09.213.046S | 10886982132109 | 3.7MM COCR DYNAMIC LOCKING SCREW SLF-TPNG/46MM-STERILE | Trauma | EA
09.213.048S | 10886982132116 | 3.7MM COCR DYNAMIC LOCKING SCREW SLF-TPNG/48MM-STERILE | Trauma | EA
09.213.050S | 10886982132123 | 3.7MM COCR DYNAMIC LOCKING SCREW SLF-TPNG/50MM-STERILE | Trauma | EA
09.213.055S | 10886982132154 | 3.7MM COCR DYNAMIC LOCKING SCREW SLF-TPNG/55MM-STERILE | Trauma | EA
09.213.060S | 10886982132185 | 3.7MM COCR DYNAMIC LOCKING SCREW SLF-TPNG/60MM-STERILE | Trauma | EA
09.213.065S | 10886982132192 | 3.7MM COCR DYNAMIC LOCKING SCREW SLF-TPNG/65MM-STERILE | Trauma | EA
09.213.070S | 10886982132208 | 3.7MM COCR DYNAMIC LOCKING SCREW SLF-TPNG/70MM-STERILE | Trauma | EA
09.223.030S | 10886982132321 | 5.0MM COCR DYNAMIC LOCKING SCREW SLF-TPNG/30MM-STERILE | Trauma | EA
09.223.032S | 10886982132338 | 5.0MM COCR DYNAMIC LOCKING SCREW SLF-TPNG/32MM-STERILE | Trauma | EA
09.223.034S | 10886982132345 | 5.0MM COCR DYNAMIC LOCKING SCREW SLF-TPNG/34MM-STERILE | Trauma | EA
09.223.036S | 10886982132352 | 5.0MM COCR DYNAMIC LOCKING SCREW SLF-TPNG/36MM-STERILE | Trauma | EA
09.223.038S | 10886982132369 | 5.0MM COCR DYNAMIC LOCKING SCREW SLF-TPNG/38MM-STERILE | Trauma | EA
09.223.040S | 10886982132376 | 5.0MM COCR DYNAMIC LOCKING SCREW SLF-TPNG/40MM-STERILE | Trauma | EA
09.223.042S | 10886982132383 | 5.0MM COCR DYNAMIC LOCKING SCREW SLF-TPNG/42MM-STERILE | Trauma | EA
09.223.044S | 10886982132390 | 5.0MM COCR DYNAMIC LOCKING SCREW SLF-TPNG/44MM-STERILE | Trauma | EA
09.223.046S | 10886982132406 | 5.0MM COCR DYNAMIC LOCKING SCREW SLF-TPNG/46MM-STERILE | Trauma | EA
09.223.048S | 10886982132413 | 5.0MM COCR DYNAMIC LOCKING SCREW SLF-TPNG/48MM-STERILE | Trauma | EA
09.223.050S | 10886982132420 | 5.0MM COCR DYNAMIC LOCKING SCREW SLF-TPNG/50MM-STERILE | Trauma | EA
09.223.055S | 10886982132437 | 5.0MM COCR DYNAMIC LOCKING SCREW SLF-TPNG/55MM-STERILE | Trauma | EA
09.223.060S | 10886982132444 | 5.0MM COCR DYNAMIC LOCKING SCREW SLF-TPNG/60MM-STERILE | Trauma | EA
09.223.065S | 10886982132451 | 5.0MM COCR DYNAMIC LOCKING SCREW SLF-TPNG/65MM-STERILE | Trauma | EA
09.223.070S | 10886982132468 | 5.0MM COCR DYNAMIC LOCKING SCREW SLF-TPNG/70MM-STERILE | Trauma | EA
09.223.075S | 10886982132475 | 5.0MM COCR DYNAMIC LOCKING SCREW SLF-TPNG/75MM-STERILE | Trauma | EA
09.223.080S | 10886982132482 | 5.0MM COCR DYNAMIC LOCKING SCREW SLF-TPNG/80MM-STERILE | Trauma | EA
09.223.085S | 10886982132499 | 5.0MM COCR DYNAMIC LOCKING SCREW SLF-TPNG/85MM-STERILE | Trauma | EA
09.223.090S | 10886982132505 | 5.0MM COCR DYNAMIC LOCKING SCREW SLF-TPNG/90MM-STERILE | Trauma | EA
09.213.075S | 10886982132215 | 3.7MM COCR DYNAMIC LOCKING SCREW SLF-TPNG/75MM-STERILE | Trauma | EA
09.213.080S | 10886982132222 | 3.7MM COCR DYNAMIC LOCKING SCREW SLF-TPNG/80MM-STERILE | Trauma | EA
09.213.085S | 10886982132239 | 3.7MM COCR DYNAMIC LOCKING SCREW SLF-TPNG/85MM-STERILE | Trauma | EA
09.213.090S | 10886982132246 | 3.7MM COCR DYNAMIC LOCKING SCREW SLF-TPNG/90MM-STERILE | Trauma | EA
09.213.095S | 10886982132253 | 3.7MM COCR DYNAMIC LOCKING SCREW SLF-TPNG/95MM-STERILE | Trauma | EA
09.213.100S | 10886982132260 | 3.7MM COCR DYNAMIC LOCKING SCREW SLF-TPNG/100MM-STERILE | Trauma | EA
09.223.095S | 10886982132512 | 5.0MM COCR DYNAMIC LOCKING SCREW SLF-TPNG/95MM-STERILE | Trauma | EA
09.223.100S | 10886982132529 | 5.0MM COCR DYNAMIC LOCKING SCREW SLF-TPNG/100MM-STERILE | Trauma | EA
09.223.105S | 10886982132536 | 5.0MM COCR DYNAMIC LOCKING SCREW SLF-TPNG/105MM-STERILE | Trauma | EA
09.223.110S | 10886982132543 | 5.0MM COCR DYNAMIC LOCKING SCREW SLF-TPNG/110MM-STERILE | Trauma | EA
09.223.115S | 10886982132550 | 5.0MM COCR DYNAMIC LOCKING SCREW SLF-TPNG/115MM-STERILE | Trauma | EA
09.223.120S | 10886982132567 | 5.0MM COCR DYNAMIC LOCKING SCREW SLF-TPNG/120MM-STERILE | Trauma | EA
01.115.486 | 10886982023520 | 2.4 MM VA-LCP VOLAR RIM DISTAL RADIUS BIN SET | Trauma | EA
01.115.487 | 10886982023551 | 2.4MM TI VA-LCP VOLAR RIM DSTL RADIUS BIN SET | Trauma | EA
01.115.486FE | 10886982023544 | 2.4 MM VA-LCP VOLAR RIM DISTAL RAD BIN FIELD EQUIPMENT SET | Trauma | EA
01.115.487FE | 10886982023575 | 2.4MM TI VA-LCP VOLAR RIM DSTL RAD BIN FIELD EQUIPMENT SET | Trauma | EA
VW3003.15 | 20886982018578 | 3.0MM KIRSCHNER WIRE W/TROCAR POINT 150MM | Trauma | TP
01.123.004 | 10886982024909 | 3.5MM TI LCP PERIARTICULAR PROX HUMERUS PLATE SET | Trauma | EA
01.123.004E | 10886982024916 | 3.5MM TI LCP PERIARTICULAR PROX HUMERUS PLATE SET - EVAL | Trauma | EA
01.231.015 | 10886982026590 | 4.5MM VA-LCP CURVED CONDYLAR PLATE SET | Trauma | EA
01.231.016 | 10886982026613 | 4.5MM VA-LCP CURVED CONDYLAR AIMING INSTRUMENT SET | Trauma | EA
01.231.017 | 10886982026637 | 4.5MM VA-LCP INSTRUMENT AND SCREW SET | Trauma | EA
01.231.018 | 10886982026668 | 4.5MM TI VA-LCP CURVED CONDYLAR PLATE SET | Trauma | EA
01.231.019 | 10886982026682 | 4.5MM TI VA LCP CRVD CONDYLAR PL & VAL OPTILINK(TM) SCR SET | Trauma | EA
09.223.020S | 10886982132277 | 5.0MM COCR DYNAMIC LOCKING SCREW SLF-TPNG/20MM-STERILE | Trauma | EA
09.223.022S | 10886982132284 | 5.0MM COCR DYNAMIC LOCKING SCREW SLF-TPNG/22MM-STERILE | Trauma | EA
09.223.024S | 10886982132291 | 5.0MM COCR DYNAMIC LOCKING SCREW SLF-TPNG/24MM-STERILE | Trauma | EA
09.223.026S | 10886982132307 | 5.0MM COCR DYNAMIC LOCKING SCREW SLF-TPNG/26MM-STERILE | Trauma | EA
09.223.028S | 10886982132314 | 5.0MM COCR DYNAMIC LOCKING SCREW SLF-TPNG/28MM-STERILE | Trauma | EA
09.213.020S | 10886982131973 | 3.7MM COCR DYNAMIC LOCKING SCREW SLF-TPNG/20MM-STERILE | Trauma | EA
09.213.052S | 10886982132130 | 3.7MM COCR DYNAMIC LOCKING SCREW SLF-TPNG/52MM-STERILE | Trauma | EA
09.213.054S | 10886982132147 | 3.7MM COCR DYNAMIC LOCKING SCREW SLF-TPNG/54MM-STERILE | Trauma | EA
09.213.056S | 10886982132161 | 3.7MM COCR DYNAMIC LOCKING SCREW SLF-TPNG/56MM-STERILE | Trauma | EA
09.213.058S | 10886982132178 | 3.7MM COCR DYNAMIC LOCKING SCREW SLF-TPNG/58MM-STERILE | Trauma | EA
07.801.305.97S | 10886982131713 | CHRONOS MATRIX 5CC - MOLDABLE PUTTY - STER | Trauma | EA
07.801.310.97S | 10886982131720 | CHRONOS MATRIX 10CC - MOLDABLE PUTTY - STER | Trauma | EA
07.801.315.97S | 10886982131737 | CHRONOS MATRIX 15CC - MOLDABLE PUTTY - STER | Trauma | EA
391.201LN | 10886982198211 | CABLE TENSIONER - LOANER | Trauma | EA
60.550.170 | 10886982249487 | GRAPHIC CASE/NYLON/FOR BATTERY POWER LINE SYSTEM | Trauma | EA
60.550.145 | 10886982249456 | GRAPHIC CASE/NYLON/FOR TRAUMA RECON JOINT SYSTEM | Trauma | EA
68.001.595 | 10886982251435 | VARIO CASE FOR RECON SAW SET FOR TRAUMA RECON SYSTEM | Trauma | EA
60.550.172 | 10886982249500 | ATTACHMENT RACK/FOR JOINT REPLACEMENT GRAPHIC CASE | Trauma | EA
60.550.171 | 10886982249494 | LID FOR JOINT REPLACEMENT GRAPHIC CASE | Trauma | EA
H72 | 10886982001702 | INNER DRILL SLEEVE | Trauma | EA
H73 | 10886982001719 | OUTER HEAD SLEEVE | Trauma | EA
H74 | 10886982001726 | SPRING | Trauma | EA
103.550.1VTE | 10886982133403 | SMALL BATTERY DRIVE SET VETERINARY EVAL | Trauma | EA
01.111.309 | 10886982021885 | 2.4MM VA-LCP INTERCARPAL FUSION INSTRUMENT SET | Trauma | EA
01.111.310 | 10886982021892 | 2.4MM VA-LCP INTERCARPAL FUSION INSTRUMENT/SCR SET | Trauma | EA
01.111.311 | 10886982021908 | 2.4MM TI VA-LCP INTERCARPAL FUSION INSTRUMENT/SCR SET | Trauma | EA
01.111.312 | 10886982021915 | 2.4MM VA-LCP INTERCARPAL FUSION IMPLANT/INSTRUMENT SET | Trauma | EA
01.111.313 | 10886982021922 | 2.4MM TI VA-LCP INTERCARPAL FUSION IMPLANT/INSTRUMENT SET | Trauma | EA
01.116.453 | 10886982024145 | TI SMALL FRAGMENT LCP MODULAR SCREW RACK SET F/GC SYS | Trauma | EA
01.116.253 | 10886982023988 | SMALL FRAGMENT LCP MODULAR SCREW RACK SET F/GC SYS | Trauma | EA
01.116.129 | 10886982023797 | 3.5MM/4.0MM CANNULATED SCREW MODULAR SCR RACK SET F/GC SYS | Trauma | EA
01.116.215 | 10886982023919 | K-WIRES MODULE BIN SET FOR MODULE SHELL | Trauma | EA
01.116.010 | 10886982023582 | GENERAL INSTRUMENT SET 2/3 LENGTH FOR MODULAR GC SYSTEM | Trauma | EA
01.116.033 | 10886982023711 | MINI FRAGMENT GENERAL INSTR SET 1/3 LGTH F/MODULAR GC SYS | Trauma | EA
01.116.032 | 10886982023704 | SMALL FRAG RETRACTORS/FORCEPS INSTR SET 1/3 LENGTH F/GC SYS | Trauma | EA
01.116.031 | 10886982023698 | SMALL FRAGMENT PLATE & WIRE INSTR SET 1/3 LGTH F/GC SYS | Trauma | EA
01.116.029 | 10886982023681 | 2.7 CRTX/LOCK/VAL 3.5CRTX/LOCK 4.0 CANC SCREW INSTR SET | Trauma | EA
01.116.028 | 10886982023674 | 2.4MM/2.7MM CORTEX/LOCKING/VA LCP INSTR SET 1/3LGTH F/GC SYS | Trauma | EA
01.116.027 | 10886982023667 | 3.5MM/4.0MM CANNULATED SCREWS INSTRUMENT SET 1/3 LENGTH | Trauma | EA
01.116.026 | 10886982023650 | 3.0MM CANNULATED SCREWS INSTR SET 1/3 LGTH F/MODULAR GC SYS | Trauma | EA
01.116.025 | 10886982023643 | 2.4MM CANNULATED SCREWS INSTR SET FOR SCREW MODULE SHELL | Trauma | EA
01.116.024 | 10886982023636 | 2.0MM CORTEX/LOCKING SCREWS INSTR SET F/SCREW MODULE SHELL | Trauma | EA
01.116.023 | 10886982023629 | 3.5MM CRTX/LCKNG & 4.0MM CRTX CANC SCREWS INSTR SET 1/3 LGTH | Trauma | EA
01.116.022 | 10886982023612 | 2.7MM CORTEX/LOCKING/VA-LCP INSTR SET 1/3 LENGTH F/GC SYS | Trauma | EA
01.116.021 | 10886982023605 | 2.4MM CORTEX & LOCKING SCREW INSTR SET 1/2 LENGTH F/GC SYS | Trauma | EA
01.116.415 | 10886982024053 | TI K-WIRES MODULE BIN SET FOR MODULE SHELL | Trauma | EA
01.112.160 | 10886982022929 | 2.7MM/3.5MM LOCKING & CORTEX SCREW MODULE SET F/GC SYS | Trauma | EA
01.112.460 | 10886982023186 | 2.7MM/3.5MM TI LOCKING &CORTEX SCREW MODULE SET F/GC SYS | Trauma | EA
01.116.065 | 10886982023735 | 1.5MM/2.4MM/3.0MM HCS MODULE SET F/MODULAR GC SYSTEM | Trauma | EA
01.116.125 | 10886982023759 | 2.4MM CANNULATED SCREW & INSTRUMENT MODULE SET F/GC SYS | Trauma | EA
01.116.127 | 10886982023773 | 3.5MM CANNULATED SCREW MODULE SET F/MODULAR GC SYSTEM | Trauma | EA
01.116.251 | 10886982023964 | 3.5MM LOCKING AND CORTEX SCREW MODULE SET/F/MODULAR GC SYS | Trauma | EA
01.116.252 | 10886982023971 | 2.7MM LOCKING CORTEX & 4.0CANC SCREW MODULE SET F/GC SYS | Trauma | EA
01.116.128 | 10886982023780 | 4.0MM CANNULATED SCREW MODULE SET F/MODULAR GC SYSTEM | Trauma | EA
01.116.126 | 10886982023766 | 3.0MM CANNULATED SCREW MODULE SET FOR MODULAR GC SYSTEM | Trauma | EA
01.116.426 | 10886982024091 | 3.0MM TI CANNULATED SCREW MODULE SET F/MODULAR GC SYS | Trauma | EA
01.112.461 | 10886982023193 | 2.7MM/3.5MM TI LATERAL/POSTLAT DSTL FIBULA LCP PL MODULE SET | Trauma | EA
01.116.465 | 10886982024183 | 1.5MM/2.4MM/3.0MM TI HCS MODULE SET F/MODULAR GC SYSTEM | Trauma | EA
01.116.452 | 10886982024138 | 2.7MM TI LOCKING CORTEX &4.0MM TI CANCELLOUS SCR MODULE SET | Trauma | EA
01.116.428 | 10886982024107 | 4.0MM TI CANNULATED SCREW MODULE SET F/MODULAR GC SYS | Trauma | EA
01.116.451 | 10886982024121 | 3.5MM TI LOCKING AND CORTEX SCREW MODULE SET F/GC SYS | Trauma | EA
01.112.151 | 10886982022851 | LCP POSTLAT FIBULA PL MODULE BIN SET F/MODULE SHELL 1/2LGTH | Trauma | EA
01.112.152 | 10886982022868 | LCP LATERAL FIBULA PL MODULE BIN SET F/MODULE SHELL 1/2LGTH | Trauma | EA
01.112.153 | 10886982022875 | LCP LATERAL FIBULA PLATES MODULE BIN SET FULL LENGTH | Trauma | EA
01.112.154 | 10886982022882 | LCP POSTEROLATERAL FIBULA PL MODULE BIN SET FULL LENGTH | Trauma | EA
01.112.453 | 10886982023131 | TI LCP LATERAL FIBULA PLATES MODULE BIN SET FULL LENGTH | Trauma | EA
01.112.454 | 10886982023148 | TI LCP POSTEROLATERAL FIBULA PL MODULE BIN SET FULL LENGTH | Trauma | EA
01.116.250 | 10886982023957 | LCP STRAIGHT RECON 1/3 TUBULAR & PROX HUMERUS PL MODULE SET | Trauma | EA
01.112.161 | 10886982022936 | 2.7MM/3.5MM LATERAL/POSTLAT DSTL FIBULA LCP PL MODULE SET | Trauma | EA
01.112.163 | 10886982022950 | LCP LATERAL/POSTEROLATERAL FIBULA PL &K-WIRE MODULE SET | Trauma | EA
01.112.451 | 10886982023117 | TI LCP POSTEROLATERAL FIBULA PL MODULE BIN SET 1/2 LENGTH | Trauma | EA
01.116.210 | 10886982023889 | LCP 1/3 TUBULAR PL MODULE BIN SET F/MODULE SHELL 1/2 LENGTH | Trauma | EA
01.116.410 | 10886982024022 | TI LCP 1/3 TUBULAR PL MODULE BIN SET F/MODULE SHELL 1/2LGTH | Trauma | EA
01.112.452 | 10886982023124 | TI LCP LATERAL FIBULA PLATES MODULE BIN SET 1/2 LENGTH | Trauma | EA
01.116.211 | 10886982023896 | 3.5MM LCP PROX HUMERUS PLATE MODULE BIN SET 1/2 LENGTH | Trauma | EA
01.116.411 | 10886982024039 | 3.5MM TI LCP PROXIMAL HUMERUS PLATES MODULE BIN SET 1/2LGTH | Trauma | EA
01.116.414 | 10886982024046 | 3.5MM TI LCP STRAIGHT & RECON PL MODULE BIN SET FULL LENGTH | Trauma | EA
01.116.214 | 10886982023902 | 3.5MM LCP STRAIGHT & RECON PL MODULE BIN SET FULL LGTH | Trauma | EA
01.112.463 | 10886982023216 | TI LCP LATERAL/POSTEROLATERAL FIBULA PL &K-WIRE MODULE SET | Trauma | EA
01.112.162 | 10886982022943 | LCP LATERAL DISTAL FIBULA 1/3 TUBULAR & KWIRE MODULE SET | Trauma | EA
01.112.462 | 10886982023209 | TI LCP LATERAL DISTAL FIBULA 1/3 TUBULAR & KWIRE MODULE SET | Trauma | EA
01.116.450 | 10886982024114 | TI LCP STR RECON 1/3 TUBULAR & PROX HUMERUS PL MODULE SET | Trauma | EA
03.000.412.97S | 10886982066190 | SAW 105.7X4.0X0.6MM FOR PIEZOELECTRIC SYSTEM-STER | Trauma | EA
03.000.418.97S | 10886982066244 | SAW LEFT 39.5X4.0X0.8MM FOR PIEZOELECTRIC SYSTEM-STER | Trauma | EA
03.000.419.97S | 10886982066251 | SAW RIGHT 39.5X4.0X0.8MM FOR PIEZOELECTRIC SYSTEM-STER | Trauma | EA
03.000.421.97S | 10886982066268 | SCALPEL FLAT 105.1X3.0MM FOR PIEZOELECTRIC SYSTEM-STER | Trauma | EA
03.000.423.97S | 10886982066275 | SCALPEL 32.1X1.2MM FOR PIEZOELECTRIC SYSTEM-STER | Trauma | EA
03.000.424.97S | 10886982066282 | SAW RND 38.9X5.0MM DIAX0.6MM FOR PIEZOELECTRIC SYSTEM-STER | Trauma | EA
03.000.425.97S | 10886982066299 | DIAMOND CYLINDRICAL 30.7X4.7X 2.3MM FOR PIEZOELECTRIC-STER | Trauma | EA
03.000.426.97S | 10886982066305 | DIAMOND CONICAL 26.8X11.0X 0.5MM FOR PIEZOELECTRIC-STER | Trauma | EA
60.108.037 | 10886982242556 | PEDIATRIC LCP PLATE SYSTEM 2.7MM-GRAPHIC CASE | Trauma | EA
01.001.594VTE | 10886982018885 | AIR PEN DRIVE SET VETERINARY EVAL | Trauma | EA
60.108.038 | 10886982242563 | PEDIATRIC LCP PLATE SYSTEM RACK F/2.7MM SCREWS | Trauma | EA
60.108.041 | 10886982242570 | PEDIATRIC LCP PLATE SYSTEM INSTRUMENT SET GRAPHIC CASE | Trauma | EA
60.108.042 | 10886982242587 | PEDIATRIC LCP PLATE SYSTEM TRAY FOR 3.5MM INSTRUMENTS | Trauma | EA
01.112.155 | 10886982022899 | MODULAR LCP LAT DSTL FIBULA & 1/3 TUBULAR PLATE & SCREW SET | Trauma | EA
01.112.156 | 10886982022905 | MODULAR LCP LAT DSTL FIB & 1/3 TUBULAR PLATE SCR & INSTR SET | Trauma | EA
01.112.157 | 10886982022912 | MODULAR LCP LAT/POSTLAT DSTL FIBULA & 1/3 TUBULAR SET | Trauma | EA
01.112.455 | 10886982023155 | MODULAR TI LCP LAT DSTL FIBULA & 1/3TUBULAR PLATE & SCREW SET | Trauma | EA
01.116.258 | 10886982024015 | SM FRAG LCP SET W/SCREW MODULE 2.7MM/3.5MM DISTAL FIBULA PL | Trauma | EA
01.116.455 | 10886982024152 | MODULAR TI SM FRAG LCP SET W/ SCR RACK &LCP DISTAL FIBULA PL | Trauma | EA
01.116.458 | 10886982024176 | TI SM FRAG LCP SET/SCR MODULE 2.7MM/3.5MM DISTAL FIBULA PL | Trauma | EA
01.116.456 | 10886982024169 | MODULAR TI SM FRAG LCP SET W/ SCR MODULES & LCP DSTL FIB PL | Trauma | EA
01.116.255 | 10886982023995 | MODULAR SM FRAG LCP SET W/SCR RACK &LCP DISTAL FIBULA PLATES | Trauma | EA
60.108.043 | 10886982242594 | PEDIATRIC LCP PLATE SYSTEM TRAY FOR 5.0MM INSTRUMENTS | Trauma | EA
60.108.044 | 10886982242600 | PEDIATRIC LCP PLATE SYSTEM TRAY FOR GENERAL INSTRUMENTS | Trauma | EA
60.108.032 | 10886982242501 | PEDIATRIC LCP PLATE SYSTEM IMPLANT SET GRAPHIC CASE | Trauma | EA
60.108.033 | 10886982242518 | PEDIATRIC LCP PLATES-TRAY F/ 3.5MM PROXIMAL FEMUR PLATES | Trauma | EA
60.108.034 | 10886982242525 | PEDIATRIC LCP PLATES-TRAY F/ 5.0MM PROXIMAL FEMUR PLATES | Trauma | EA
60.108.035 | 10886982242532 | PEDIATRIC LCP PLATE SYSTEM TRAY FOR METAPHYSEAL PLATES | Trauma | EA
60.108.036 | 10886982242549 | PEDIATRIC LCP PLATES-RACK F/3.5MM/4.5MM & 5.0MM SCREWS | Trauma | EA
01.112.456 | 10886982023162 | MODULAR TI LCP LAT DSTL FIB & 1/3 TUBULAR PL SCR & INSTR SET | Trauma | EA
01.112.457 | 10886982023179 | MODULAR TI LCP LAT/POSTLAT DSTL FIBULA & 1/3 TUBULAR SET | Trauma | EA
01.116.066 | 10886982023742 | MODULAR 1.5MM/2.4MM/3.0MM HCS MODULE AND INSTRUMENT SET | Trauma | EA
01.116.131 | 10886982023810 | MODULAR 2.4MM/3.0MM/3.5MM/4.0 MM CANN SCR RACK & INSTR SET | Trauma | EA
01.116.466 | 10886982024190 | MODULAR 1.5MM/2.4MM/3.0MM TI HCS MODULE AND INSTRUMENT SET | Trauma | EA
01.116.256 | 10886982024008 | MODULAR SM FRAG LCP SET W/SCR MODULES & LCP DISTAL FIB PL | Trauma | EA
01.116.130 | 10886982023803 | MODULAR 2.4MM/3.0MM/3.5MM/4.0 MM CANN SCR MODULE/INSTR SET | Trauma | EA
01.221.002 | 10886982025883 | CABLE TENSIONER WITH PISTOL GRIP AND CABLE LOCKS SET | Trauma | EA
01.221.002E | 10886982025890 | CABLE TENSIONER WITH PISTOL GRIP AND CABLE LOCKS SET-EVAL | Trauma | EA
60.212.006 | 10886982248305 | INSTRUMENT TRAY F/LCP SMALL FRAGMENT INSTR & IMPLANT SET | Trauma | EA
01.115.486E | 10886982023537 | 2.4MM VA-LCP VOLAR RIM DISTAL RADIUS PLATE SET - EVAL | Trauma | EA
01.115.487E | 10886982023568 | 2.4MM TI VA-LCP VOLAR RIM DSTL RADIUS PLATE SET - EVAL | Trauma | EA
02.130.326 | 10886982045287 | 2.0MM VA-LCKNG SCREW SLF-TPNG WITH T6 STARDRIVE RECESS 26MM | Trauma | EA
02.130.328 | 10886982045294 | 2.0MM VA-LCKNG SCREW SLF-TPNG WITH T6 STARDRIVE RECESS 28MM | Trauma | EA
02.130.330 | 10886982045300 | 2.0MM VA-LCKNG SCREW SLF-TPNG WITH T6 STARDRIVE RECESS 30MM | Trauma | EA
04.130.326 | 10886982113399 | 2.0MM TI VA-LCKNG SCR SLF-TPNG WITH T6 STARDRIVE RECESS 26MM | Trauma | EA
04.130.328 | 10886982113405 | 2.0MM TI VA-LCKNG SCR SLF-TPNG WITH T6 STARDRIVE RECESS 28MM | Trauma | EA
04.130.330 | 10886982113412 | 2.0MM TI VA-LCKNG SCR SLF-TPNG WITH T6 STARDRIVE RECESS 30MM | Trauma | EA
02.127.200S | 10886982043436 | 3.5MM VA-LCP PROX TIBIA PLATE SMALL BEND/3H/72MM/RT-STER | Trauma | EA
02.127.201S | 10886982043450 | 3.5MM VA-LCP PROX TIBIA PLATE SMALL BEND/3H/72MM/LT-STER | Trauma | EA
02.127.270S | 10886982043702 | 3.5MM VA-LCP PROX TIBIA PLATE SMALL BND/16H/267MM/RT-STER | Trauma | EA
02.127.271S | 10886982043719 | 3.5MM VA-LCP PROX TIBIA PLATE SMALL BND/16H/267MM/LT-STER | Trauma | EA
02.127.280S | 10886982043726 | 3.5MM VA-LCP PROX TIBIA PLATE SMALL BND/18H/297MM/RT-STER | Trauma | EA
02.127.281S | 10886982043733 | 3.5MM VA-LCP PROX TIBIA PLATE SMALL BND/18H/297MM/LT-STER | Trauma | EA
02.127.290S | 10886982043740 | 3.5MM VA-LCP PROX TIBIA PLATE SMALL BND/20H/327MM/RT-STER | Trauma | EA
02.127.291S | 10886982043757 | 3.5MM VA-LCP PROX TIBIA PLATE SMALL BND/20H/327MM/LT-STER | Trauma | EA
02.127.300 | 10886982043764 | 3.5MM VA-LCP PROX TIBIA PLATE LARGE BEND/3H/72MM/RIGHT | Trauma | EA
02.127.301 | 10886982043788 | 3.5MM VA-LCP PROX TIBIA PLATE LARGE BEND/3H/72MM/LEFT | Trauma | EA
02.127.300S | 10886982043771 | 3.5MM VA-LCP PROX TIBIA PLATE LARGE BEND/3H/72MM/RT-STER | Trauma | EA
04.127.200 | 10886982111531 | 3.5MM TI VA-LCP PROX TIBIA PL SMALL BEND/3H/72MM/RIGHT | Trauma | EA
04.127.201 | 10886982111555 | 3.5MM TI VA-LCP PROX TIBIA PL SMALL BEND/3H/72MM/LEFT | Trauma | EA
04.127.210 | 10886982111579 | 3.5MM TI VA-LCP PROX TIBIA PL SMALL BEND/4H/87MM/RIGHT | Trauma | EA
04.127.211 | 10886982111593 | 3.5MM TI VA-LCP PROX TIBIA PL SMALL BEND/4H/87MM/LEFT | Trauma | EA
04.127.220 | 10886982111616 | 3.5MM TI VA-LCP PROX TIBIA PL SMALL BEND/6H/117MM/RIGHT | Trauma | EA
04.127.221 | 10886982111630 | 3.5MM TI VA-LCP PROX TIBIA PL SMALL BEND/6H/117MM/LEFT | Trauma | EA
04.127.230 | 10886982111654 | 3.5MM TI VA-LCP PROX TIBIA PL SMALL BEND/8H/147MM/RIGHT | Trauma | EA
04.127.231 | 10886982111678 | 3.5MM TI VA-LCP PROX TIBIA PL SMALL BEND/8H/147MM/LEFT | Trauma | EA
04.127.240 | 10886982111692 | 3.5MM TI VA-LCP PROX TIBIA PL SMALL BEND/10H/177MM/RIGHT | Trauma | EA
04.127.241 | 10886982111715 | 3.5MM TI VA-LCP PROX TIBIA PL SMALL BEND/10H/177MM/LEFT | Trauma | EA
04.127.250 | 10886982111739 | 3.5MM TI VA-LCP PROX TIBIA PL SMALL BEND/12H/207MM/RIGHT | Trauma | EA
04.127.251 | 10886982111753 | 3.5MM TI VA-LCP PROX TIBIA PL SMALL BEND/12H/207MM/LEFT | Trauma | EA
04.127.260 | 10886982111777 | 3.5MM TI VA-LCP PROX TIBIA PL SMALL BEND/14H/237MM/RIGHT | Trauma | EA
04.127.261 | 10886982111791 | 3.5MM TI VA-LCP PROX TIBIA PL SMALL BEND/14H/237MM/LEFT | Trauma | EA
02.127.200 | 10886982043429 | 3.5MM VA-LCP PROX TIBIA PLATE SMALL BEND/3H/72MM/RIGHT | Trauma | EA
02.127.301S | 10886982043795 | 3.5MM VA-LCP PROX TIBIA PLATE LARGE BEND/3H/72MM/LT-STER | Trauma | EA
04.127.200S | 10886982111548 | 3.5MM TI VA-LCP PROX TIBIA PL SMALL BEND/3H/72MM/RT-STER | Trauma | EA
02.127.201 | 10886982043443 | 3.5MM VA-LCP PROX TIBIA PLATE SMALL BEND/3H/72MM/LEFT | Trauma | EA
04.127.201S | 10886982111562 | 3.5MM TI VA-LCP PROX TIBIA PL SMALL BEND/3H/72MM/LT-STER | Trauma | EA
04.127.210S | 10886982111586 | 3.5MM TI VA-LCP PROX TIBIA PL SMALL BEND/4H/87MM/RT-STER | Trauma | EA
04.127.211S | 10886982111609 | 3.5MM TI VA-LCP PROX TIBIA PL SMALL BEND/4H/87MM/LT-STER | Trauma | EA
04.127.220S | 10886982111623 | 3.5MM TI VA-LCP PROX TIBIA PL SMALL BND/6H/117MM/RT-STER | Trauma | EA
02.127.370S | 10886982044044 | 3.5MM VA-LCP PROX TIBIA PLATE LARGE BEND/16H/267MM/RT-STER | Trauma | EA
04.127.221S | 10886982111647 | 3.5MM TI VA-LCP PROX TIBIA PL SMALL BND/6H/117MM/LT-STER | Trauma | EA
04.127.230S | 10886982111661 | 3.5MM TI VA-LCP PROX TIBIA PL SMALL BND/8H/147MM/RT-STER | Trauma | EA
04.127.231S | 10886982111685 | 3.5MM TI VA-LCP PROX TIBIA PL SMALL BND/8H/147MM/LT-STER | Trauma | EA
04.127.240S | 10886982111708 | 3.5MM TI VA-LCP PROX TIBIA PL SMALL BND/10H/177MM/RT-STER | Trauma | EA
02.127.371S | 10886982044051 | 3.5MM VA-LCP PROX TIBIA PLATE LARGE BEND/16H/267MM/LT-STER | Trauma | EA
02.127.380S | 10886982044068 | 3.5MM VA-LCP PROX TIBIA PLATE LARGE BEND/18H/297MM/RT-STER | Trauma | EA
02.127.381S | 10886982044075 | 3.5MM VA-LCP PROX TIBIA PLATE LARGE BEND/18H/297MM/LT-STER | Trauma | EA
02.127.390S | 10886982044082 | 3.5MM VA-LCP PROX TIBIA PLATE LARGE BEND/20H/327MM/RT-STER | Trauma | EA
04.127.241S | 10886982111722 | 3.5MM TI VA-LCP PROX TIBIA PL SMALL BND/10H/177MM/LT-STER | Trauma | EA
02.127.391S | 10886982044099 | 3.5MM VA-LCP PROX TIBIA PLATE LARGE BEND/20H/327MM/LT-STER | Trauma | EA
04.127.250S | 10886982111746 | 3.5MM TI VA-LCP PROX TIBIA PL SMALL BND/12H/207MM/RT-STER | Trauma | EA
04.127.251S | 10886982111760 | 3.5MM TI VA-LCP PROX TIBIA PL SMALL BND/12H/207MM/LT-STER | Trauma | EA
04.127.260S | 10886982111784 | 3.5MM TI VA-LCP PROX TIBIA PL SMALL BND/14H/237MM/RT-STER | Trauma | EA
04.127.261S | 10886982111807 | 3.5MM TI VA-LCP PROX TIBIA PL SMALL BND/14H/237MM/LT-STER | Trauma | EA
04.127.270S | 10886982111814 | 3.5MM TI VA-LCP PROX TIBIA PL SMALL BND/16H/267MM/RT-STER | Trauma | EA
04.127.271S | 10886982111821 | 3.5MM TI VA-LCP PROX TIBIA PL SMALL BND/16H/267MM/LT-STER | Trauma | EA
04.127.280S | 10886982111838 | 3.5MM TI VA-LCP PROX TIBIA PL SMALL BND/18H/297MM/RT-STER | Trauma | EA
04.127.281S | 10886982111845 | 3.5MM TI VA-LCP PROX TIBIA PL SMALL BND/18H/297MM/LT-STER | Trauma | EA
04.127.290S | 10886982111852 | 3.5MM TI VA-LCP PROX TIBIA PL SMALL BND/20H/327MM/RT-STER | Trauma | EA
04.127.291S | 10886982111869 | 3.5MM TI VA-LCP PROX TIBIA PL SMALL BND/20H/327MM/LT-STER | Trauma | EA
04.127.300S | 10886982111883 | 3.5MM TI VA-LCP PROX TIBIA PL LARGE BEND/3H/72MM/RT-STER | Trauma | EA
04.127.301S | 10886982111906 | 3.5MM TI VA-LCP PROX TIBIA PL LARGE BEND/3H/72MM/LT-STER | Trauma | EA
04.127.310S | 10886982111920 | 3.5MM TI VA-LCP PROX TIBIA PL LARGE BEND/4H/87MM/RT-STER | Trauma | EA
04.127.311S | 10886982111944 | 3.5MM TI VA-LCP PROX TIBIA PL LARGE BEND/4H/87MM/LT-STER | Trauma | EA
04.127.320S | 10886982111968 | 3.5MM TI VA-LCP PROX TIBIA PL LARGE BND/6H/117MM/RT-STER | Trauma | EA
04.127.321S | 10886982111982 | 3.5MM TI VA-LCP PROX TIBIA PL LARGE BND/6H/117MM/LT-STER | Trauma | EA
04.127.330S | 10886982112002 | 3.5MM TI VA-LCP PROX TIBIA PL LARGE BND/8H/147MM/RT-STER | Trauma | EA
04.127.331S | 10886982112026 | 3.5MM TI VA-LCP PROX TIBIA PL LARGE BND/8H/147MM/LT-STER | Trauma | EA
04.127.340S | 10886982112040 | 3.5MM TI VA-LCP PROX TIBIA PL LRG BND/10H/177MM/RT-STER | Trauma | EA
04.127.341S | 10886982112064 | 3.5MM TI VA-LCP PROX TIBIA PL LRG BND/10H/177MM/LT-STER | Trauma | EA
04.127.350S | 10886982112088 | 3.5MM TI VA-LCP PROX TIBIA PL LRG BND/12H/207MM/RT-STER | Trauma | EA
04.127.351S | 10886982112101 | 3.5MM TI VA-LCP PROX TIBIA PL LRG BND/12H/207MM/LT-STER | Trauma | EA
04.127.360S | 10886982112125 | 3.5MM TI VA-LCP PROX TIBIA PL LRG BND/14H/237MM/RT-STER | Trauma | EA
04.127.361S | 10886982112149 | 3.5MM TI VA-LCP PROX TIBIA PL LRG BND/14H/237MM/LT-STER | Trauma | EA
04.127.370S | 10886982112156 | 3.5MM TI VA-LCP PROX TIBIA PL LRG BND/16H/267MM/RT-STER | Trauma | EA
04.127.371S | 10886982112163 | 3.5MM TI VA-LCP PROX TIBIA PL LRG BND/16H/267MM/LT-STER | Trauma | EA
04.127.380S | 10886982112170 | 3.5MM TI VA-LCP PROX TIBIA PL LRG BND/18H/297MM/RT-STER | Trauma | EA
04.127.381S | 10886982112187 | 3.5MM TI VA-LCP PROX TIBIA PL LRG BND/18H/297MM/LT-STER | Trauma | EA
04.127.390S | 10886982112194 | 3.5MM TI VA-LCP PROX TIBIA PL LRG BND/20H/327MM/RT-STER | Trauma | EA
04.127.391S | 10886982112200 | 3.5MM TI VA-LCP PROX TIBIA PL LRG BND/20H/327MM/LT-STER | Trauma | EA
01.019.003E | 10886982019677 | MULTILOC PROX HUM NAIL INSTR & IMPLANT SET-EVAL | Trauma | EA
04.127.300 | 10886982111876 | 3.5MM TI VA-LCP PROX TIBIA PL LARGE BEND/3H/72MM/RIGHT | Trauma | EA
04.127.301 | 10886982111890 | 3.5MM TI VA-LCP PROX TIBIA PL LARGE BEND/3H/72MM/LEFT | Trauma | EA
04.127.310 | 10886982111913 | 3.5MM TI VA-LCP PROX TIBIA PL LARGE BEND/4H/87MM/RIGHT | Trauma | EA
04.127.311 | 10886982111937 | 3.5MM TI VA-LCP PROX TIBIA PL LARGE BEND/4H/87MM/LEFT | Trauma | EA
04.127.320 | 10886982111951 | 3.5MM TI VA-LCP PROX TIBIA PL LARGE BEND/6H/117MM/RIGHT | Trauma | EA
04.127.321 | 10886982111975 | 3.5MM TI VA-LCP PROX TIBIA PL LARGE BEND/6H/117MM/LEFT | Trauma | EA
04.127.330 | 10886982111999 | 3.5MM TI VA-LCP PROX TIBIA PL LARGE BEND/8H/147MM/RIGHT | Trauma | EA
04.127.331 | 10886982112019 | 3.5MM TI VA-LCP PROX TIBIA PL LARGE BEND/8H/147MM/LEFT | Trauma | EA
04.127.340 | 10886982112033 | 3.5MM TI VA-LCP PROX TIBIA PL LARGE BEND/10H/177MM/RIGHT | Trauma | EA
04.127.341 | 10886982112057 | 3.5MM TI VA-LCP PROX TIBIA PL LARGE BEND/10H/177MM/LEFT | Trauma | EA
04.127.350 | 10886982112071 | 3.5MM TI VA-LCP PROX TIBIA PL LARGE BEND/12H/207MM/RIGHT | Trauma | EA
04.127.351 | 10886982112095 | 3.5MM TI VA-LCP PROX TIBIA PL LARGE BEND/12H/207MM/LEFT | Trauma | EA
04.127.360 | 10886982112118 | 3.5MM TI VA-LCP PROX TIBIA PL LARGE BEND/14H/237MM/RIGHT | Trauma | EA
04.127.361 | 10886982112132 | 3.5MM TI VA-LCP PROX TIBIA PL LARGE BEND/14H/237MM/LEFT | Trauma | EA
01.019.003 | 10886982019660 | MULTILOC PROXIMAL HUMERAL NAIL INSTRUMENT AND IMPLANT SET | Trauma | EA
01.019.003FE | 10886982019684 | MULTILOC PROX HUM NAIL INSTR & IMPLANT SET-FIELD EQUIPMENT | Trauma | EA
01.019.004 | 10886982019691 | MULTILOC PROXIMAL HUMERAL NAIL INSTRUMENT SET | Trauma | EA
01.019.005 | 10886982019707 | MULTILOC HUMERAL NAILS - IMPLANT SET | Trauma | EA
04.127.140 | 10886982111357 | 3.5MM TI VARIABLE ANGLE LCKNG SCREW/SLF-TPNG/STRDRV/40MM | Trauma | EA
04.127.142 | 10886982111364 | 3.5MM TI VARIABLE ANGLE LCKNG SCREW/SLF-TPNG/STRDRV/42MM | Trauma | EA
04.127.144 | 10886982111371 | 3.5MM TI VARIABLE ANGLE LCKNG SCREW/SLF-TPNG/STRDRV/44MM | Trauma | EA
04.127.146 | 10886982111388 | 3.5MM TI VARIABLE ANGLE LCKNG SCREW/SLF-TPNG/STRDRV/46MM | Trauma | EA
04.127.148 | 10886982111395 | 3.5MM TI VARIABLE ANGLE LCKNG SCREW/SLF-TPNG/STRDRV/48MM | Trauma | EA
04.127.150 | 10886982111401 | 3.5MM TI VARIABLE ANGLE LCKNG SCREW/SLF-TPNG/STRDRV/50MM | Trauma | EA
04.127.152 | 10886982111418 | 3.5MM TI VARIABLE ANGLE LCKNG SCREW/SLF-TPNG/STRDRV/52MM | Trauma | EA
04.127.154 | 10886982111425 | 3.5MM TI VARIABLE ANGLE LCKNG SCREW/SLF-TPNG/STRDRV/54MM | Trauma | EA
04.127.156 | 10886982111432 | 3.5MM TI VARIABLE ANGLE LCKNG SCREW/SLF-TPNG/STRDRV/56MM | Trauma | EA
04.127.158 | 10886982111449 | 3.5MM TI VARIABLE ANGLE LCKNG SCREW/SLF-TPNG/STRDRV/58MM | Trauma | EA
04.127.160 | 10886982111456 | 3.5MM TI VARIABLE ANGLE LCKNG SCREW/SLF-TPNG/STRDRV/60MM | Trauma | EA
04.127.165 | 10886982111463 | 3.5MM TI VARIABLE ANGLE LCKNG SCREW/SLF-TPNG/STRDRV/65MM | Trauma | EA
04.127.170 | 10886982111470 | 3.5MM TI VARIABLE ANGLE LCKNG SCREW/SLF-TPNG/STRDRV/70MM | Trauma | EA
04.127.175 | 10886982111487 | 3.5MM TI VARIABLE ANGLE LCKNG SCREW/SLF-TPNG/STRDRV/75MM | Trauma | EA
04.127.180 | 10886982111494 | 3.5MM TI VARIABLE ANGLE LCKNG SCREW/SLF-TPNG/STRDRV/80MM | Trauma | EA
04.127.185 | 10886982111500 | 3.5MM TI VARIABLE ANGLE LCKNG SCREW/SLF-TPNG/STRDRV/85MM | Trauma | EA
04.127.190 | 10886982111517 | 3.5MM TI VARIABLE ANGLE LCKNG SCREW/SLF-TPNG/STRDRV/90MM | Trauma | EA
04.127.195 | 10886982111524 | 3.5MM TI VARIABLE ANGLE LCKNG SCREW/SLF-TPNG/STRDRV/95MM | Trauma | EA
04.127.110 | 10886982111203 | 3.5MM TI VARIABLE ANGLE LCKNG SCREW/SLF-TPNG/STRDRV/10MM | Trauma | EA
04.127.112 | 10886982111210 | 3.5MM TI VARIABLE ANGLE LCKNG SCREW/SLF-TPNG/STRDRV/12MM | Trauma | EA
04.127.114 | 10886982111227 | 3.5MM TI VARIABLE ANGLE LCKNG SCREW/SLF-TPNG/STRDRV/14MM | Trauma | EA
04.127.116 | 10886982111234 | 3.5MM TI VARIABLE ANGLE LCKNG SCREW/SLF-TPNG/STRDRV/16MM | Trauma | EA
04.127.118 | 10886982111241 | 3.5MM TI VARIABLE ANGLE LCKNG SCREW/SLF-TPNG/STRDRV/18MM | Trauma | EA
04.127.120 | 10886982111258 | 3.5MM TI VARIABLE ANGLE LCKNG SCREW/SLF-TPNG/STRDRV/20MM | Trauma | EA
04.127.122 | 10886982111265 | 3.5MM TI VARIABLE ANGLE LCKNG SCREW/SLF-TPNG/STRDRV/22MM | Trauma | EA
04.127.124 | 10886982111272 | 3.5MM TI VARIABLE ANGLE LCKNG SCREW/SLF-TPNG/STRDRV/24MM | Trauma | EA
04.127.126 | 10886982111289 | 3.5MM TI VARIABLE ANGLE LCKNG SCREW/SLF-TPNG/STRDRV/26MM | Trauma | EA
04.127.128 | 10886982111296 | 3.5MM TI VARIABLE ANGLE LCKNG SCREW/SLF-TPNG/STRDRV/28MM | Trauma | EA
04.127.130 | 10886982111302 | 3.5MM TI VARIABLE ANGLE LCKNG SCREW/SLF-TPNG/STRDRV/30MM | Trauma | EA
04.127.132 | 10886982111319 | 3.5MM TI VARIABLE ANGLE LCKNG SCREW/SLF-TPNG/STRDRV/32MM | Trauma | EA
04.127.134 | 10886982111326 | 3.5MM TI VARIABLE ANGLE LCKNG SCREW/SLF-TPNG/STRDRV/34MM | Trauma | EA
04.127.136 | 10886982111333 | 3.5MM TI VARIABLE ANGLE LCKNG SCREW/SLF-TPNG/STRDRV/36MM | Trauma | EA
04.127.138 | 10886982111340 | 3.5MM TI VARIABLE ANGLE LCKNG SCREW/SLF-TPNG/STRDRV/38MM | Trauma | EA
02.201.642 | 10886982048448 | 2.4MM CORTEX SCREW SELF-TAPPING 42MM | Trauma | EA
02.201.644 | 10886982048462 | 2.4MM CORTEX SCREW SELF-TAPPING 44MM | Trauma | EA
201.671 | 10886982142368 | 2.4MM CORTEX SCREW SELF-TAPPING 45MM | Trauma | EA
02.201.646 | 10886982048486 | 2.4MM CORTEX SCREW SELF-TAPPING 46MM | Trauma | EA
02.201.648 | 10886982048509 | 2.4MM CORTEX SCREW SELF-TAPPING 48MM | Trauma | EA
201.672 | 10886982142382 | 2.4MM CORTEX SCREW SELF-TAPPING 50MM | Trauma | EA
02.201.652 | 10886982048523 | 2.4MM CORTEX SCREW SELF-TAPPING 52MM | Trauma | EA
02.201.654 | 10886982048547 | 2.4MM CORTEX SCREW SELF-TAPPING 54MM | Trauma | EA
201.673 | 10886982142405 | 2.4MM CORTEX SCREW SELF-TAPPING 55MM | Trauma | EA
02.201.656 | 10886982048561 | 2.4MM CORTEX SCREW SELF-TAPPING 56MM | Trauma | EA
02.201.658 | 10886982048585 | 2.4MM CORTEX SCREW SELF-TAPPING 58MM | Trauma | EA
201.674 | 10886982142429 | 2.4MM CORTEX SCREW SELF-TAPPING 60MM | Trauma | EA
02.201.662 | 10886982048608 | 2.4MM CORTEX SCREW SELF-TAPPING 62MM | Trauma | EA
02.201.664 | 10886982048622 | 2.4MM CORTEX SCREW SELF-TAPPING 64MM | Trauma | EA
02.201.666 | 10886982048639 | 2.4MM CORTEX SCREW SELF-TAPPING 66MM | Trauma | EA
02.201.668 | 10886982048646 | 2.4MM CORTEX SCREW SELF-TAPPING 68MM | Trauma | EA
02.201.670 | 10886982048653 | 2.4MM CORTEX SCREW SELF-TAPPING 70MM | Trauma | EA
02.201.675 | 10886982048660 | 2.4MM CORTEX SCREW SELF-TAPPING 75MM | Trauma | EA
02.201.680 | 10886982048677 | 2.4MM CORTEX SCREW SELF-TAPPING 80MM | Trauma | EA
02.201.685 | 10886982048684 | 2.4MM CORTEX SCREW SELF-TAPPING 85MM | Trauma | EA
02.201.690 | 10886982048691 | 2.4MM CORTEX SCREW SELF-TAPPING 90MM | Trauma | EA
02.210.962 | 10886982053343 | 2.4MM CORTEX SCREW SLF-TPNG WITH T8 STARDRIVE RECESS 62MM | Trauma | EA
02.210.964 | 10886982053367 | 2.4MM CORTEX SCREW SLF-TPNG WITH T8 STARDRIVE RECESS 64MM | Trauma | EA
02.201.048 | 10886982048202 | 2.0MM CORTEX SCREW 48MM | Trauma | EA
02.201.050 | 10886982048226 | 2.0MM CORTEX SCREW 50MM | Trauma | EA
02.201.052 | 10886982048240 | 2.0MM CORTEX SCREW 52MM | Trauma | EA
02.201.054 | 10886982048264 | 2.0MM CORTEX SCREW 54MM | Trauma | EA
02.201.056 | 10886982048288 | 2.0MM CORTEX SCREW 56MM | Trauma | EA
02.201.058 | 10886982048301 | 2.0MM CORTEX SCREW 58MM | Trauma | EA
02.201.060 | 10886982048325 | 2.0MM CORTEX SCREW 60MM | Trauma | EA
02.201.842 | 10886982048707 | 2.0MM CORTEX SCREW SELF-TAPPING 42MM | Trauma | EA
02.201.844 | 10886982048721 | 2.0MM CORTEX SCREW SELF-TAPPING 44MM | Trauma | EA
02.201.846 | 10886982048745 | 2.0MM CORTEX SCREW SELF-TAPPING 46MM | Trauma | EA
02.201.848 | 10886982048769 | 2.0MM CORTEX SCREW SELF-TAPPING 48MM | Trauma | EA
02.201.850 | 10886982048783 | 2.0MM CORTEX SCREW SELF-TAPPING 50MM | Trauma | EA
02.201.852 | 10886982048806 | 2.0MM CORTEX SCREW SELF-TAPPING 52MM | Trauma | EA
02.201.854 | 10886982048820 | 2.0MM CORTEX SCREW SELF-TAPPING 54MM | Trauma | EA
02.201.856 | 10886982048844 | 2.0MM CORTEX SCREW SELF-TAPPING 56MM | Trauma | EA
02.201.858 | 10886982048868 | 2.0MM CORTEX SCREW SELF-TAPPING 58MM | Trauma | EA
02.201.860 | 10886982048882 | 2.0MM CORTEX SCREW SELF-TAPPING 60MM | Trauma | EA
02.210.966 | 10886982053381 | 2.4MM CORTEX SCREW SLF-TPNG WITH T8 STARDRIVE RECESS 66MM | Trauma | EA
02.210.968 | 10886982053404 | 2.4MM CORTEX SCREW SLF-TPNG WITH T8 STARDRIVE RECESS 68MM | Trauma | EA
SD319.071 | 10886982005007 | CANN SCREW MEASURING DEVICE FOR USE WITH 450MM WIRE | Trauma | EA
SD314.050 | 10886982004635 | CANNULATED HEXAGONAL SCREWDRIVER / 380MM | Trauma | EA
01.231.017FE | 10886982026651 | 4.5MM VA-LCP INSTRUMENT AND SCREW SET | Trauma | EA
01.231.015E | 10886982026606 | 4.5MM VA-LCP CURVED CONDYLAR PLATE SET - EVAL | Trauma | EA
01.231.016E | 10886982026620 | 4.5MM VA-LCP CURVED CONDYLAR AIMING INSTRUMENT SET-EVAL | Trauma | EA
01.231.017E | 10886982026644 | 4.5MM VA-LCP INSTRUMENT AND SCREW SET-EVAL | Trauma | EA
60.107.001 | 10886982242334 | GRAPHIC CASE FOR 2.7MM/3.5MM VA-LCP ELBOW SYSTEM | Trauma | EA
60.107.002 | 10886982242341 | INSTRUMENT TRAY F/2.7MM/3.5MM VA-LCP ELBOW SYSTEM | Trauma | EA
60.107.003 | 10886982242358 | IMPLANT TRAY F/2.7MM/3.5MM VA-LCP MEDL AND EXT MEDL DHP | Trauma | EA
60.107.004 | 10886982242365 | IMPL TRAY F/2.7MM/3.5MM VA-LCP POSTLAT W/AND W/O SUPT DHP | Trauma | EA
60.107.005 | 10886982242372 | IMPLANT TRAY FOR 2.7MM/3.5MM LATERAL DISTAL HUMERUS PLATES | Trauma | EA
60.107.006 | 10886982242389 | IMPL TRAY F/2.7MM/3.5MM VA-LCP PROX OLECRANON/OLECRANON PL | Trauma | EA
60.107.007 | 10886982242396 | IMPL TRAY F/2.7MM/3.5MM VA-LCP EXTRA ARTICLR PROX ULNA PLATES | Trauma | EA
60.107.008 | 10886982242402 | SCREW RACK F/2.7MM VA-LCP SCR AND 2.7MM METAPHYSEAL SCREW | Trauma | EA
SD359.207 | 10886982006325 | CANNULATED BONE TAMP/12.7MM | Trauma | EA
SD359.211 | 10886982006363 | OFFSET BONE TAMP/10MM | Trauma | EA
SD359.212 | 10886982006370 | OFFSET BONE TAMP/12MM | Trauma | EA
01.100.093 | 10886982020246 | IN-SITU BENDING INSTRUMENTS SET | Trauma | EA
01.100.093E | 10886982020253 | IN-SITU BENDING INSTRUMENTS SET-EVAL | Trauma | EA
910045 | 20886982256598 | CASCADE SPRAY TIP APPLICATOR 10 PER BOX | Trauma | TP
02.111.500.01E | 10886982031655 | 1.25MM PLATE REDUCTION WIRE THRDD TIP W/SM STOP/150MM | Trauma | EA
02.111.501.01E | 10886982031686 | 1.25MM PLATE REDUCTION WIRE THRDD TIP W/LG STOP/150MM | Trauma | EA
910044 | 10886982256584 | CASCADE MEMBRANE AUTOLOGOUS PLATELET SYSTEM | Trauma | EA
910048 | 10886982256621 | CASCADE PRFM X2 KIT AUTOLOGOUS PLATELET SYSTEM | Trauma | EA
910050 | 10886982256638 | CASCADE PRFM KIT AUTOLOGOUS PLATELET SYSTEM | Trauma | EA
910047 | 10886982256614 | CASCADE PRP X2 KIT AUTOLOGOUS PLATELET SYSTEM | Trauma | EA
910046 | 10886982256607 | CASCADE PRP KIT AUTOLOGOUS PLATELET SYSTEM | Trauma | EA
900920 | 10886982256409 | ALLOFIX INSERTION KIT 2.0MM STERILE KIT | Trauma | EA
900921 | 10886982256416 | ALLOFIX INSERTION KIT 2.4MM STERILE KIT | Trauma | EA
900-810 | 10886982256386 | ALLOGRAFT CARTILAGE SCAFFOLD ACS 10MM DISPOSABLE INSTR | Trauma | EA
910058 | 10886982256645 | DRUCKER CENTRIFUGE | Trauma | EA
900-812 | 10886982256393 | ALLOGRAFT CARTILAGE SCAFFOLD ACS 12MM DISPOSABLE INSTR | Trauma | EA
910060 | 10886982256652 | DRUCKER CENTRIFUGE II | Trauma | EA
903000 | 10886982256423 | ENHANCE INSTRUMENT SET/RENTAL | Trauma | EA
903001 | 10886982256430 | ENHANCE INSTRUMENT TRAY | Trauma | EA
903002 | 10886982256447 | ENHANCE OSTEOTOME 16MM | Trauma | EA
903004 | 10886982256454 | ENHANCE OSTEOTOME 10MM | Trauma | EA
903006 | 10886982256461 | ENHANCE MALLET | Trauma | EA
903008 | 10886982256478 | ENHANCE DISTRACTOR | Trauma | EA
903010 | 10886982256485 | ENHANCE BONE TAMP LARGE | Trauma | EA
903012 | 10886982256492 | ENHANCE BONE TAMP SMALL | Trauma | EA
903106 | 10886982256508 | ENHANCE EVANS TRIAL 6MM | Trauma | EA
903108 | 10886982256515 | ENHANCE EVANS TRIAL 8MM | Trauma | EA
903110 | 10886982256522 | ENHANCE EVANS TRIAL 10MM | Trauma | EA
903112 | 10886982256539 | ENHANCE EVANS TRIAL 12MM | Trauma | EA
903205 | 10886982256546 | ENHANCE COTTON TRIAL 5MM | Trauma | EA
903206 | 10886982256553 | ENHANCE COTTON TRIAL 6MM | Trauma | EA
903207 | 10886982256560 | ENHANCE COTTON TRIAL 7MM | Trauma | EA
903208 | 10886982256577 | ENHANCE COTTON TRIAL 8MM | Trauma | EA
900-801 | 10886982256379 | ALLOGRAFT CARTILAGE SCAFFOLD ACS REUSABLE INSTRUMENTS | Trauma | EA
01.550.004 | 10886982027498 | TRS/RECON SAW SYSTEM SET | Trauma | EA
01.550.004E | 10886982027504 | TRS/RECON SAW SYSTEM SET EVALUATION SET | Trauma | EA
204.630 | 10886982145987 | 3.5MM PELVIC CORTEX SCREW SELF-TAPPING 30MM | Trauma | EA
204.635 | 10886982145994 | 3.5MM PELVIC CORTEX SCREW SELF-TAPPING 35MM | Trauma | EA
204.852 | 10886982146458 | 3.5MM CORTEX SCREW SELF-TAPPING 52MM | Trauma | EA
204.854 | 10886982146465 | 3.5MM CORTEX SCREW SELF-TAPPING 54MM | Trauma | EA
204.856 | 10886982146489 | 3.5MM CORTEX SCREW SELF-TAPPING 56MM | Trauma | EA
204.858 | 10886982146496 | 3.5MM CORTEX SCREW SELF-TAPPING 58MM | Trauma | EA
204.862 | 10886982146519 | 3.5MM CORTEX SCREW SELF-TAPPING 62MM | Trauma | EA
204.864 | 10886982146526 | 3.5MM CORTEX SCREW SELF-TAPPING 64MM | Trauma | EA
204.866 | 10886982146540 | 3.5MM CORTEX SCREW SELF-TAPPING 66MM | Trauma | EA
204.868 | 10886982146557 | 3.5MM CORTEX SCREW SELF-TAPPING 68MM | Trauma | EA
204.125 | 10886982145772 | 3.5MM CORTEX SCREW 125MM | Trauma | EA
204.130 | 10886982145789 | 3.5MM CORTEX SCREW 130MM | Trauma | EA
204.135 | 10886982145796 | 3.5MM CORTEX SCREW 135MM | Trauma | EA
204.140 | 10886982145802 | 3.5MM CORTEX SCREW 140MM | Trauma | EA
204.145 | 10886982145819 | 3.5MM CORTEX SCREW 145MM | Trauma | EA
204.150 | 10886982145826 | 3.5MM CORTEX SCREW 150MM | Trauma | EA
202.852 | 10886982144935 | 2.7MM CORTEX SCREW SELF-TAPPING 52MM | Trauma | EA
202.854 | 10886982144959 | 2.7MM CORTEX SCREW SELF-TAPPING 54MM | Trauma | EA
202.856 | 10886982144980 | 2.7MM CORTEX SCREW SELF-TAPPING 56MM | Trauma | EA
202.858 | 10886982145000 | 2.7MM CORTEX SCREW SELF-TAPPING 58MM | Trauma | EA
02.202.862 | 10886982048905 | 2.7MM CORTEX SCREW SELF-TAPPING 62MM | Trauma | EA
02.202.864 | 10886982048929 | 2.7MM CORTEX SCREW SELF-TAPPING 64MM | Trauma | EA
02.202.866 | 10886982048943 | 2.7MM CORTEX SCREW SELF-TAPPING 66MM | Trauma | EA
02.202.868 | 10886982048967 | 2.7MM CORTEX SCREW SELF-TAPPING 68MM | Trauma | EA
02.202.870 | 10886982048981 | 2.7MM CORTEX SCREW SELF-TAPPING 70MM | Trauma | EA
02.202.875 | 10886982049001 | 2.7MM CORTEX SCREW SELF-TAPPING 75MM | Trauma | EA
02.202.880 | 10886982049025 | 2.7MM CORTEX SCREW SELF-TAPPING 80MM | Trauma | EA
02.202.885 | 10886982049049 | 2.7MM CORTEX SCREW SELF-TAPPING 85MM | Trauma | EA
02.202.890 | 10886982049063 | 2.7MM CORTEX SCREW SELF-TAPPING 90MM | Trauma | EA
02.202.952 | 10886982049087 | 2.7MM CORTEX SCREW SLF-TPNG WITH T8 STARDRIVE RECESS 52MM | Trauma | EA
02.202.954 | 10886982049100 | 2.7MM CORTEX SCREW SLF-TPNG WITH T8 STARDRIVE RECESS 54MM | Trauma | EA
02.202.956 | 10886982049124 | 2.7MM CORTEX SCREW SLF-TPNG WITH T8 STARDRIVE RECESS 56MM | Trauma | EA
02.202.958 | 10886982049148 | 2.7MM CORTEX SCREW SLF-TPNG WITH T8 STARDRIVE RECESS 58MM | Trauma | EA
02.202.962 | 10886982049162 | 2.7MM CORTEX SCREW SLF-TPNG WITH T8 STARDRIVE RECESS 62MM | Trauma | EA
02.202.964 | 10886982049186 | 2.7MM CORTEX SCREW SLF-TPNG WITH T8 STARDRIVE RECESS 64MM | Trauma | EA
02.202.966 | 10886982049209 | 2.7MM CORTEX SCREW SLF-TPNG WITH T8 STARDRIVE RECESS 66MM | Trauma | EA
02.202.968 | 10886982049223 | 2.7MM CORTEX SCREW SLF-TPNG WITH T8 STARDRIVE RECESS 68MM | Trauma | EA
202.042 | 10886982143563 | 2.7MM CORTEX SCREW 42MM | Trauma | EA
202.044 | 10886982143587 | 2.7MM CORTEX SCREW 44MM | Trauma | EA
202.046 | 10886982143617 | 2.7MM CORTEX SCREW 46MM | Trauma | EA
202.048 | 10886982143631 | 2.7MM CORTEX SCREW 48MM | Trauma | EA
202.052 | 10886982143662 | 2.7MM CORTEX SCREW 52MM | Trauma | EA
202.054 | 10886982143686 | 2.7MM CORTEX SCREW 54MM | Trauma | EA
202.056 | 10886982143716 | 2.7MM CORTEX SCREW 56MM | Trauma | EA
202.058 | 10886982143730 | 2.7MM CORTEX SCREW 58MM | Trauma | EA
202.060 | 10886982143754 | 2.7MM CORTEX SCREW 60MM | Trauma | EA
202.062 | 10886982143778 | 2.7MM CORTEX SCREW 62MM | Trauma | EA
202.064 | 10886982143792 | 2.7MM CORTEX SCREW 64MM | Trauma | EA
202.066 | 10886982143815 | 2.7MM CORTEX SCREW 66MM | Trauma | EA
202.068 | 10886982143839 | 2.7MM CORTEX SCREW 68MM | Trauma | EA
202.070 | 10886982143853 | 2.7MM CORTEX SCREW 70MM | Trauma | EA
202.075 | 10886982143860 | 2.7MM CORTEX SCREW 75MM | Trauma | EA
202.080 | 10886982143877 | 2.7MM CORTEX SCREW 80MM | Trauma | EA
202.085 | 10886982143884 | 2.7MM CORTEX SCREW 85MM | Trauma | EA
202.090 | 10886982143891 | 2.7MM CORTEX SCREW 90MM | Trauma | EA
03.221.015LN | 10886982076755 | CABLE TENSIONER WITH PISTOL GRIP - LOANER | Trauma | EA
01.231.018E | 10886982026675 | 4.5MM TI VA-LCP CURVED CONDYLAR PLATE SET-EVAL | Trauma | EA
01.231.019E | 10886982026699 | 4.5MM TI VA-LCP INSTRUMENT AND SCREW SET-EVAL | Trauma | EA
02.131.153 | 10886982045652 | 1.3MM LOCKING Y-PLATE 3H HD-5H SHAFT/WITH GUIDES | Trauma | EA
02.131.152 | 10886982045638 | 1.3MM LOCKING T-PLATE 3H HD-5H SHAFT-WITH GUIDES | Trauma | EA
02.131.154 | 10886982045676 | 1.3MM LCKNG PHALANGEAL BASE PL 2H HD-5H SHAFT-WITH GUIDES | Trauma | EA
02.131.156 | 10886982045690 | 1.3MM LCKNG PHALANGEAL HEAD PL RIGHT-WITH GUIDES | Trauma | EA
02.131.157 | 10886982045713 | 1.3MM LCKNG PHALANGEAL HEAD PL LEFT-WITH GUIDES | Trauma | EA
02.131.158 | 10886982045737 | 1.3MM LCKNG STRUT PLATE 8H-OBLIQUE-RT-WITH GUIDES | Trauma | EA
02.131.159 | 10886982045751 | 1.3MM LCKNG STRUT PLATE 8H-OBLIQUE-LT-WITH GUIDES | Trauma | EA
02.131.161 | 10886982045775 | 1.3MM LCKNG WEB PLATE 14 HOLES-WITH GUIDES | Trauma | EA
02.131.150 | 10886982045591 | 1.3MM LOCKING STRAIGHT PLATE 6 HOLES-WITH GUIDES | Trauma | EA
02.131.151 | 10886982045614 | 1.3MM LOCKING STRAIGHT PLATE 12 HOLES-WITH GUIDES | Trauma | EA
02.131.153S | 10886982045669 | 1.3MM LOCKING Y-PLATE 3H HD-5H SHFT-W/GUIDES-STERILE | Trauma | EA
02.131.152S | 10886982045645 | 1.3MM LOCKING T-PLATE 3H HD-5H SHFT-W/GUIDES-STERILE | Trauma | EA
02.131.161S | 10886982045782 | 1.3MM LCKNG WEB PLATE 14 HOLES-W/GUIDES-STERILE | Trauma | EA
02.131.159S | 10886982045768 | 1.3MM LCKNG STRUT PLATE 8H-OBLIQUE-LT-W/GUIDES-STERILE | Trauma | EA
02.131.158S | 10886982045744 | 1.3MM LCKNG STRUT PLATE 8H-OBLIQUE-RT-W/GUIDES-STERILE | Trauma | EA
02.131.157S | 10886982045720 | 1.3MM LCKNG PHALANGEAL HEAD PL LEFT-WITH GUIDES-STERILE | Trauma | EA
02.131.156S | 10886982045706 | 1.3MM LCKNG PHALANGEAL HEAD PL RIGHT-WITH GUIDES-STERILE | Trauma | EA
02.131.154S | 10886982045683 | 1.3MM LCKNG PHALANGEAL BASE PL 2H HD-5H SHFT-W/GUIDES-STERILE | Trauma | EA
02.131.150S | 10886982045607 | 1.3MM LOCKING STRAIGHT PLATE 6 HOLES-WITH GUIDES-STERILE | Trauma | EA
02.131.151S | 10886982045621 | 1.3MM LOCKING STRAIGHT PLATE 12 HOLES-WITH GUIDES-STERILE | Trauma | EA
02.131.250 | 10886982045799 | 1.5MM VAL STRAIGHT PLATE 6 HOLES-WITH GUIDES | Trauma | EA
02.131.251 | 10886982045812 | 1.5MM VAL STRAIGHT PLATE 12 HOLES-WITH GUIDES | Trauma | EA
02.131.252 | 10886982045836 | 1.5MM VAL T-PLATE 3H HEAD-7H SHAFT-WITH GUIDES | Trauma | EA
02.131.253 | 10886982045850 | 1.5MM VAL Y-PLATE 3H HEAD-7H SHAFT-WITH GUIDES | Trauma | EA
02.131.250S | 10886982045805 | 1.5MM VAL STRAIGHT PLATE 6 HOLES-WITH GUIDES-STERILE | Trauma | EA
02.131.251S | 10886982045829 | 1.5MM VAL STRAIGHT PLATE 12 HOLES-WITH GUIDES-STERILE | Trauma | EA
02.131.252S | 10886982045843 | 1.5MM VAL T-PLATE 3H HEAD-7H SHFT-W/GUIDES-STER | Trauma | EA
02.131.253S | 10886982045867 | 1.5MM VAL Y-PLATE 3H HEAD-7H SHFT-W/GUIDES-STER | Trauma | EA
02.131.254 | 10886982045874 | 1.5MM VAL PHALANGEAL BASE PL 2H HEAD-6H SHAFT-WITH GUIDES | Trauma | EA
02.131.254S | 10886982045881 | 1.5MM VAL PHALANGEAL BASE PL 2H HEAD-6H SHFT-W/GUIDES-STER | Trauma | EA
02.131.255S | 10886982045904 | 1.5MM VAL CONDYLAR PLATE 2H HEAD-6H SHFT-W/GUIDES-STER | Trauma | EA
02.131.255 | 10886982045898 | 1.5MM VAL CONDYLAR PLATE 2H HEAD-6H SHAFT-WITH GUIDES | Trauma | EA
SD329.009 | 10886982005373 | BENDING SHAFT | Trauma | EA
SD329.010 | 10886982005380 | SLEEVE FOR BENDING SHAFT | Trauma | EA
02.131.256S | 10886982045928 | 1.5MM VAL PHALANGEAL HEAD PL RIGHT-WITH GUIDES-STERILE | Trauma | EA
02.131.257S | 10886982045942 | 1.5MM VAL PHALANGEAL HEAD PL LEFT-WITH GUIDES-STERILE | Trauma | EA
02.131.258S | 10886982045966 | 1.5MM VAL STRUT PLATE 8H-OBLIQUE-RT-W/GUIDES-STER | Trauma | EA
02.131.259S | 10886982045980 | 1.5MM VAL STRUT PLATE 8H-OBLIQUE-LT-W/GUIDES-STER | Trauma | EA
02.131.260S | 10886982046000 | 1.5MM VAL STRUT PLATE 12 HOLES-WITH GUIDES-STERILE | Trauma | EA
02.131.256 | 10886982045911 | 1.5MM VAL PHALANGEAL HEAD PL RIGHT-WITH GUIDES | Trauma | EA
02.131.261S | 10886982046024 | 1.5MM VAL WEB PLATE 14 HOLES-WITH GUIDES-STERILE | Trauma | EA
02.131.257 | 10886982045935 | 1.5MM VAL PHALANGEAL HEAD PL LEFT-WITH GUIDES | Trauma | EA
02.131.258 | 10886982045959 | 1.5MM VAL STRUT PLATE 8H-OBLIQUE-RIGHT-WITH GUIDES | Trauma | EA
02.131.259 | 10886982045973 | 1.5MM VAL STRUT PLATE 8H-OBLIQUE-LEFT-WITH GUIDES | Trauma | EA
02.131.262S | 10886982046048 | 1.5MM VAL BOX PLATE 4 HOLES-WITH GUIDES-STERILE | Trauma | EA
02.131.260 | 10886982045997 | 1.5MM VAL STRUT PLATE 12 HOLES-WITH GUIDES | Trauma | EA
02.131.261 | 10886982046017 | 1.5MM VAL WEB PLATE 14 HOLES-WITH GUIDES | Trauma | EA
02.131.262 | 10886982046031 | 1.5MM VAL BOX PLATE 4 HOLES-WITH GUIDES | Trauma | EA
02.131.263 | 10886982046055 | 1.5MM VAL 1ST METACARPAL PL DORSAL-WITH GUIDES | Trauma | EA
02.131.263S | 10886982046062 | 1.5MM VAL 1ST METACARPAL PL DORSAL-WITH GUIDES-STERILE | Trauma | EA
02.131.264S | 10886982046086 | 1.5MM VAL 1ST METACARPAL PL LATERAL-RT-WITH GUIDES-STERILE | Trauma | EA
04.131.156S | 10886982113757 | 1.3MM TI LCKNG PHALANGE HEAD PLATE/RIGHT/W/GUIDES-STERILE | Trauma | EA
04.131.157S | 10886982113771 | 1.3MM TI LCKNG PHALANGE HEAD PLATE/LEFT/W/GUIDES-STERILE | Trauma | EA
04.131.158S | 10886982113795 | 1.3MM TI LCKNG STRUT PLATE 8H/OBLIQUE/RT/W/GUIDES-STERILE | Trauma | EA
04.131.159S | 10886982113818 | 1.3MM TI LCKNG STRUT PLATE 8H/OBLIQUE/LT/W/GUIDES-STERILE | Trauma | EA
04.131.161S | 10886982113832 | 1.3MM TI LCKNG WEB PLATE 14 HOLES/W/GUIDES-STERILE | Trauma | EA
03.213.002S | 10886982076632 | 3.1MM DRILL BIT/QC/165MM F/ 3.7MM DYNAMIC LCKNG SCREW-STER | Trauma | EA
02.118.575 | 10886982039781 | 2.7MM METAPHYSEAL SCR SLF-TPNG W/T8 STRDRV RECESS 75MM | Trauma | EA
02.118.580 | 10886982039804 | 2.7MM METAPHYSEAL SCR SLF-TPNG W/T8 STRDRV RECESS 80MM | Trauma | EA
02.118.585 | 10886982039828 | 2.7MM METAPHYSEAL SCR SLF-TPNG W/T8 STRDRV RECESS 85MM | Trauma | EA
02.118.590 | 10886982039842 | 2.7MM METAPHYSEAL SCR SLF-TPNG W/T8 STRDRV RECESS 90MM | Trauma | EA
02.118.595 | 10886982039866 | 2.7MM METAPHYSEAL SCR SLF-TPNG W/T8 STRDRV RECESS 95MM | Trauma | EA
02.118.600 | 10886982039880 | 2.7MM METAPHYSEAL SCR SLF-TPNG W/T8 STRDRV RECESS 100MM | Trauma | EA
04.118.575 | 10886982109361 | 2.7MM TI METAPHYSEAL SCR SLF- TPNG W/T8 STRDRV RECESS 75MM | Trauma | EA
04.118.580 | 10886982109385 | 2.7MM TI METAPHYSEAL SCR SLF- TPNG W/T8 STRDRV RECESS 80MM | Trauma | EA
04.118.585 | 10886982109408 | 2.7MM TI METAPHYSEAL SCR SLF- TPNG W/T8 STRDRV RECESS 85MM | Trauma | EA
04.118.590 | 10886982109422 | 2.7MM TI METAPHYSEAL SCR SLF- TPNG W/T8 STRDRV RECESS 90MM | Trauma | EA
04.118.595 | 10886982109446 | 2.7MM TI METAPHYSEAL SCR SLF- TPNG W/T8 STRDRV RECESS 95MM | Trauma | EA
04.118.600 | 10886982109460 | 2.7MM TI METAPHYSEAL SCR SLF- TPNG W/T8 STRDRV RECESS 100MM | Trauma | EA
04.131.152S | 10886982113696 | 1.3MM TI LCKNG T-PLATE 3H HD/5H SHFT/W/GUIDES-STERILE | Trauma | EA
04.131.153S | 10886982113719 | 1.3MM TI LCKNG Y-PLATE 3H HD/5H SHFT/W/GUIDES-STERILE | Trauma | EA
04.131.154S | 10886982113733 | 1.3MM TI LCKNG PHALANGE BASE PL/2H HD/5H SHFT/W/GUIDES-STER | Trauma | EA
04.131.150S | 10886982113658 | 1.3MM TI LCKNG STRAIGHT PLATE 6 HOLES/WITH GUIDES-STERILE | Trauma | EA
04.131.151S | 10886982113672 | 1.3MM TI LCKNG STRAIGHT PLATE 12 HOLES/W/GUIDES-STERILE | Trauma | EA
02.131.266S | 10886982046123 | 1.5MM VAL ROTATION CORRECTION PLATE-6H-WITH GUIDES-STERILE | Trauma | EA
02.131.265S | 10886982046109 | 1.5MM VAL 1ST METACARPAL PL LATERAL-LT-WITH GUIDES-STERILE | Trauma | EA
02.131.267S | 10886982046147 | 1.5MM VAL FRACTURE PLATE 6 HOLES-WITH GUIDES-STERILE | Trauma | EA
02.131.265 | 10886982046093 | 1.5MM VAL 1ST METACARPAL PL LATERAL-LEFT-WITH GUIDES | Trauma | EA
02.131.268S | 10886982046161 | 1.5MM VAL METACARPAL NECK PLATE-WITH GUIDES-STERILE | Trauma | EA
02.131.266 | 10886982046116 | 1.5MM VAL ROTATION CORRECTION PLATE-6 HOLES-WITH GUIDES | Trauma | EA
02.131.264 | 10886982046079 | 1.5MM VAL 1ST METACARPAL PL LATERAL-RIGHT-WITH GUIDES | Trauma | EA
02.131.267 | 10886982046130 | 1.5MM VAL FRACTURE PLATE 6 HOLES-WITH GUIDES | Trauma | EA
02.131.268 | 10886982046154 | 1.5MM VAL METACARPAL NECK PLATE-WITH GUIDES | Trauma | EA
02.130.358 | 10886982045430 | 2.0MM VA-LCP STRUT PLATE 8 HOLES-OBLIQUE-RIGHT | Trauma | EA
02.130.359 | 10886982045454 | 2.0MM VA-LCP STRUT PLATE 8 HOLES-OBLIQUE-LEFT | Trauma | EA
02.130.358S | 10886982045447 | 2.0MM VA-LCP STRUT PLATE 8 HOLES-OBLIQUE-RIGHT-STERILE | Trauma | EA
02.130.359S | 10886982045461 | 2.0MM VA-LCP STRUT PLATE 8 HOLES-OBLIQUE-LEFT-STERILE | Trauma | EA
04.131.264 | 10886982114129 | 1.5MM TI VAL 1ST METACARPAL PLATE-LATERAL-RT-WITH GUIDES | Trauma | EA
04.131.265 | 10886982114143 | 1.5MM TI VAL 1ST METACARPAL PLATE-LATERAL-LT-WITH GUIDES | Trauma | EA
04.131.266 | 10886982114167 | 1.5MM TI VAL ROTATION CORR PLATE-6 HOLES-WITH GUIDES | Trauma | EA
04.131.268 | 10886982114204 | 1.5MM TI VAL METACARPAL NECK PLATE-WITH GUIDES | Trauma | EA
04.131.253 | 10886982113900 | 1.5MM TI VAL Y-PLATE 3H HEAD-7H SHAFT-WITH GUIDES | Trauma | EA
04.131.259 | 10886982114020 | 1.5MM TI VAL STRUT PLATE 8H-OBLIQUE-LEFT-WITH GUIDES | Trauma | EA
04.131.252 | 10886982113887 | 1.5MM TI VAL T-PLATE 3H HEAD-7H SHAFT-WITH GUIDES | Trauma | EA
04.131.250 | 10886982113849 | 1.5MM TI VAL STRAIGHT PLATE 6 HOLES-WITH GUIDES | Trauma | EA
04.131.251 | 10886982113863 | 1.5MM TI VAL STRAIGHT PLATE 12 HOLES-WITH GUIDES | Trauma | EA
04.131.254 | 10886982113924 | 1.5MM TI VAL PHALANGEAL BASE PL-2H HEAD-6H SHAFT-W/GUIDES | Trauma | EA
04.131.261 | 10886982114068 | 1.5MM TI VAL WEB PLATE 14 HOLES-WITH GUIDES | Trauma | EA
04.131.262 | 10886982114082 | 1.5MM TI VAL BOX PLATE 4 HOLES-WITH GUIDES | Trauma | EA
04.131.263 | 10886982114105 | 1.5MM TI VAL 1ST METACARPAL PLATE-DORSAL-WITH GUIDES | Trauma | EA
04.131.267 | 10886982114181 | 1.5MM TI VAL FRACTURE PLATE 6 HOLES-WITH GUIDES | Trauma | EA
04.131.260 | 10886982114044 | 1.5MM TI VAL STRUT PLATE 12 HOLES-WITH GUIDES | Trauma | EA
04.131.255 | 10886982113948 | 1.5MM TI VAL CONDYLAR PLATE 2H HEAD-6H SHAFT-WITH GUIDES | Trauma | EA
02.130.361 | 10886982045492 | 2.0MM VA-LCP WEB PLATE 14 HOLES | Trauma | EA
04.131.256 | 10886982113962 | 1.5MM TI VAL PHALANGEAL HEAD PLATE-RIGHT-WITH GUIDES | Trauma | EA
04.131.257 | 10886982113986 | 1.5MM TI VAL PHALANGEAL HEAD PLATE-LEFT-WITH GUIDES | Trauma | EA
04.131.258 | 10886982114006 | 1.5MM TI VAL STRUT PLATE 8H-OBLIQUE-RIGHT-WITH GUIDES | Trauma | EA
02.130.361S | 10886982045508 | 2.0MM VA-LCP WEB PLATE 14 HOLES-STERILE | Trauma | EA
02.118.508S | 10886982039156 | 2.7MM METAPHYSEAL SCREW SLF-TPNG/T8 STRDRV/8MM-STER | Trauma | EA
02.118.510S | 10886982039170 | 2.7MM METAPHYSEAL SCREW SLF-TPNG/T8 STRDRV/10MM-STER | Trauma | EA
02.118.512S | 10886982039194 | 2.7MM METAPHYSEAL SCREW SLF-TPNG/T8 STRDRV/12MM-STER | Trauma | EA
02.118.514S | 10886982039217 | 2.7MM METAPHYSEAL SCREW SLF-TPNG/T8 STRDRV/14MM-STER | Trauma | EA
02.118.516S | 10886982039231 | 2.7MM METAPHYSEAL SCREW SLF-TPNG/T8 STRDRV/16MM-STER | Trauma | EA
02.118.518S | 10886982039255 | 2.7MM METAPHYSEAL SCREW SLF-TPNG/T8 STRDRV/18MM-STER | Trauma | EA
02.118.520S | 10886982039279 | 2.7MM METAPHYSEAL SCREW SLF-TPNG/T8 STRDRV/20MM-STER | Trauma | EA
02.118.522S | 10886982039293 | 2.7MM METAPHYSEAL SCREW SLF-TPNG/T8 STRDRV/22MM-STER | Trauma | EA
02.118.524S | 10886982039316 | 2.7MM METAPHYSEAL SCREW SLF-TPNG/T8 STRDRV/24MM-STER | Trauma | EA
02.118.526S | 10886982039330 | 2.7MM METAPHYSEAL SCREW SLF-TPNG/T8 STRDRV/26MM-STER | Trauma | EA
04.118.508S | 10886982108739 | 2.7MM TI METAPHYSEAL SCREW SLF-TPNG/T8 STRDRV/8MM-STER | Trauma | EA
02.118.528S | 10886982039354 | 2.7MM METAPHYSEAL SCREW SLF-TPNG/T8 STRDRV/28MM-STER | Trauma | EA
02.118.530S | 10886982039378 | 2.7MM METAPHYSEAL SCREW SLF-TPNG/T8 STRDRV/30MM-STER | Trauma | EA
04.118.510S | 10886982108753 | 2.7MM TI METAPHYSEAL SCREW SLF-TPNG/T8 STRDRV/10MM-STER | Trauma | EA
02.118.532S | 10886982039392 | 2.7MM METAPHYSEAL SCREW SLF-TPNG/T8 STRDRV/32MM-STER | Trauma | EA
02.118.534S | 10886982039415 | 2.7MM METAPHYSEAL SCREW SLF-TPNG/T8 STRDRV/34MM-STER | Trauma | EA
04.118.512S | 10886982108777 | 2.7MM TI METAPHYSEAL SCREW SLF-TPNG/T8 STRDRV/12MM-STER | Trauma | EA
02.118.536S | 10886982039439 | 2.7MM METAPHYSEAL SCREW SLF-TPNG/T8 STRDRV/36MM-STER | Trauma | EA
04.118.514S | 10886982108791 | 2.7MM TI METAPHYSEAL SCREW SLF-TPNG/T8 STRDRV/14MM-STER | Trauma | EA
04.118.516S | 10886982108814 | 2.7MM TI METAPHYSEAL SCREW SLF-TPNG/T8 STRDRV/16MM-STER | Trauma | EA
04.118.518S | 10886982108838 | 2.7MM TI METAPHYSEAL SCREW SLF-TPNG/T8 STRDRV/18MM-STER | Trauma | EA
04.118.520S | 10886982108852 | 2.7MM TI METAPHYSEAL SCREW SLF-TPNG/T8 STRDRV/20MM-STER | Trauma | EA
04.118.522S | 10886982108876 | 2.7MM TI METAPHYSEAL SCREW SLF-TPNG/T8 STRDRV/22MM-STER | Trauma | EA
04.118.524S | 10886982108890 | 2.7MM TI METAPHYSEAL SCREW SLF-TPNG/T8 STRDRV/24MM-STER | Trauma | EA
04.118.526S | 10886982108913 | 2.7MM TI METAPHYSEAL SCREW SLF-TPNG/T8 STRDRV/26MM-STER | Trauma | EA
04.118.528S | 10886982108937 | 2.7MM TI METAPHYSEAL SCREW SLF-TPNG/T8 STRDRV/28MM-STER | Trauma | EA
04.118.530S | 10886982108951 | 2.7MM TI METAPHYSEAL SCREW SLF-TPNG/T8 STRDRV/30MM-STER | Trauma | EA
04.118.532S | 10886982108975 | 2.7MM TI METAPHYSEAL SCREW SLF-TPNG/T8 STRDRV/32MM-STER | Trauma | EA
04.118.534S | 10886982108999 | 2.7MM TI METAPHYSEAL SCREW SLF-TPNG/T8 STRDRV/34MM-STER | Trauma | EA
04.118.536S | 10886982109019 | 2.7MM TI METAPHYSEAL SCREW SLF-TPNG/T8 STRDRV/36MM-STER | Trauma | EA
02.118.538S | 10886982039453 | 2.7MM METAPHYSEAL SCREW SLF-TPNG/T8 STRDRV/38MM-STER | Trauma | EA
02.118.540S | 10886982039477 | 2.7MM METAPHYSEAL SCREW SLF-TPNG/T8 STRDRV/40MM-STER | Trauma | EA
02.118.542S | 10886982039491 | 2.7MM METAPHYSEAL SCREW SLF-TPNG/T8 STRDRV/42MM-STER | Trauma | EA
02.118.544S | 10886982039514 | 2.7MM METAPHYSEAL SCREW SLF-TPNG/T8 STRDRV/44MM-STER | Trauma | EA
02.118.546S | 10886982039538 | 2.7MM METAPHYSEAL SCREW SLF-TPNG/T8 STRDRV/46MM-STER | Trauma | EA
02.118.548S | 10886982039552 | 2.7MM METAPHYSEAL SCREW SLF-TPNG/T8 STRDRV/48MM-STER | Trauma | EA
02.118.550S | 10886982039576 | 2.7MM METAPHYSEAL SCREW SLF-TPNG/T8 STRDRV/50MM-STER | Trauma | EA
04.118.538S | 10886982109033 | 2.7MM TI METAPHYSEAL SCREW SLF-TPNG/T8 STRDRV/38MM-STER | Trauma | EA
02.118.552S | 10886982039590 | 2.7MM METAPHYSEAL SCREW SLF-TPNG/T8 STRDRV/52MM-STER | Trauma | EA
02.118.554S | 10886982039613 | 2.7MM METAPHYSEAL SCREW SLF-TPNG/T8 STRDRV/54MM-STER | Trauma | EA
02.118.556S | 10886982039637 | 2.7MM METAPHYSEAL SCREW SLF-TPNG/T8 STRDRV/56MM-STER | Trauma | EA
04.118.540S | 10886982109057 | 2.7MM TI METAPHYSEAL SCREW SLF-TPNG/T8 STRDRV/40MM-STER | Trauma | EA
02.118.558S | 10886982039651 | 2.7MM METAPHYSEAL SCREW SLF-TPNG/T8 STRDRV/58MM-STER | Trauma | EA
02.118.560S | 10886982039675 | 2.7MM METAPHYSEAL SCREW SLF-TPNG/T8 STRDRV/60MM-STER | Trauma | EA
02.118.562S | 10886982039699 | 2.7MM METAPHYSEAL SCREW SLF-TPNG/T8 STRDRV/62MM-STER | Trauma | EA
02.118.564S | 10886982039712 | 2.7MM METAPHYSEAL SCREW SLF-TPNG/T8 STRDRV/64MM-STER | Trauma | EA
04.118.542S | 10886982109071 | 2.7MM TI METAPHYSEAL SCREW SLF-TPNG/T8 STRDRV/42MM-STER | Trauma | EA
04.118.544S | 10886982109095 | 2.7MM TI METAPHYSEAL SCREW SLF-TPNG/T8 STRDRV/44MM-STER | Trauma | EA
04.118.546S | 10886982109118 | 2.7MM TI METAPHYSEAL SCREW SLF-TPNG/T8 STRDRV/46MM-STER | Trauma | EA
04.118.548S | 10886982109132 | 2.7MM TI METAPHYSEAL SCREW SLF-TPNG/T8 STRDRV/48MM-STER | Trauma | EA
04.118.550S | 10886982109156 | 2.7MM TI METAPHYSEAL SCREW SLF-TPNG/T8 STRDRV/50MM-STER | Trauma | EA
04.118.552S | 10886982109170 | 2.7MM TI METAPHYSEAL SCREW SLF-TPNG/T8 STRDRV/52MM-STER | Trauma | EA
04.118.554S | 10886982109194 | 2.7MM TI METAPHYSEAL SCREW SLF-TPNG/T8 STRDRV/54MM-STER | Trauma | EA
04.118.556S | 10886982109217 | 2.7MM TI METAPHYSEAL SCREW SLF-TPNG/T8 STRDRV/56MM-STER | Trauma | EA
04.118.558S | 10886982109231 | 2.7MM TI METAPHYSEAL SCREW SLF-TPNG/T8 STRDRV/58MM-STER | Trauma | EA
04.118.560S | 10886982109255 | 2.7MM TI METAPHYSEAL SCREW SLF-TPNG/T8 STRDRV/60MM-STER | Trauma | EA
04.118.562S | 10886982109279 | 2.7MM TI METAPHYSEAL SCREW SLF-TPNG/T8 STRDRV/62MM-STER | Trauma | EA
04.118.564S | 10886982109293 | 2.7MM TI METAPHYSEAL SCREW SLF-TPNG/T8 STRDRV/64MM-STER | Trauma | EA
04.118.566S | 10886982109316 | 2.7MM TI METAPHYSEAL SCREW SLF-TPNG/T8 STRDRV/66MM-STER | Trauma | EA
04.118.568S | 10886982109330 | 2.7MM TI METAPHYSEAL SCREW SLF-TPNG/T8 STRDRV/68MM-STER | Trauma | EA
04.118.570S | 10886982109354 | 2.7MM TI METAPHYSEAL SCREW SLF-TPNG/T8 STRDRV/70MM-STER | Trauma | EA
02.118.566S | 10886982039736 | 2.7MM METAPHYSEAL SCREW SLF-TPNG/T8 STRDRV/66MM-STER | Trauma | EA
02.118.568S | 10886982039750 | 2.7MM METAPHYSEAL SCREW SLF-TPNG/T8 STRDRV/68MM-STER | Trauma | EA
02.118.570S | 10886982039774 | 2.7MM METAPHYSEAL SCREW SLF-TPNG/T8 STRDRV/70MM-STER | Trauma | EA
02.131.358 | 10886982046291 | 2.0MM VA-LCP STRUT PLATE 8H-OBLIQUE-RIGHT-WITH GUIDES | Trauma | EA
02.131.359 | 10886982046314 | 2.0MM VA-LCP STRUT PLATE 8H-OBLIQUE-LEFT-WITH GUIDES | Trauma | EA
02.131.360 | 10886982046338 | 2.0MM VAL STRUT PLATE 12 HOLES-WITH GUIDES | Trauma | EA
02.131.350S | 10886982046185 | 2.0MM VAL STRAIGHT PLATE 6 HOLES-WITH GUIDES-STERILE | Trauma | EA
02.131.350 | 10886982046178 | 2.0MM VAL STRAIGHT PLATE 6 HOLES-WITH GUIDES | Trauma | EA
02.131.351 | 10886982046192 | 2.0MM VAL STRAIGHT PLATE 12 HOLES-WITH GUIDES | Trauma | EA
02.131.351S | 10886982046208 | 2.0MM VAL STRAIGHT PLATE 12 HOLES-WITH GUIDES-STERILE | Trauma | EA
02.131.354 | 10886982046253 | 2.0MM VAL PHALANGEAL BASE PL 2H HEAD-6H SHAFT-WITH GUIDES | Trauma | EA
02.131.355 | 10886982046277 | 2.0MM VAL CONDYLAR PLATE 2H HEAD-6H SHAFT-WITH GUIDES | Trauma | EA
02.131.354S | 10886982046260 | 2.0MM VAL PHALANGEAL BASE PL 2H HEAD-6H SHAFT-W/GUIDES-STER | Trauma | EA
02.131.361 | 10886982046352 | 2.0MM VA-LCP WEB PLATE 14 HOLES-WITH GUIDES | Trauma | EA
02.131.362 | 10886982046376 | 2.0MM VAL BOX PLATE 4 HOLES-WITH GUIDES | Trauma | EA
02.131.355S | 10886982046284 | 2.0MM VAL CONDYLAR PLATE 2H HEAD-6H SHAFT-W/GUIDES-STER | Trauma | EA
02.131.363 | 10886982046390 | 2.0MM VAL 1ST METACARPAL PL DORSAL-WITH GUIDES | Trauma | EA
02.131.358S | 10886982046307 | 2.0MM VA-LCP STRUT PLATE 8H-OBLIQUE-RT-W/GUIDES-STERILE | Trauma | EA
02.131.367 | 10886982046437 | 2.0MM VAL FRACTURE PLATE 6 HOLES-WITH GUIDES | Trauma | EA
02.131.359S | 10886982046321 | 2.0MM VA-LCP STRUT PLATE 8H-OBLIQUE-LT-W/GUIDES-STERILE | Trauma | EA
02.131.360S | 10886982046345 | 2.0MM VAL STRUT PLATE 12 HOLES-WITH GUIDES-STERILE | Trauma | EA
02.131.361S | 10886982046369 | 2.0MM VA-LCP WEB PLATE 14 HOLES-WITH GUIDES-STERILE | Trauma | EA
02.131.362S | 10886982046383 | 2.0MM VAL BOX PLATE 4 HOLES-WITH GUIDES-STERILE | Trauma | EA
02.131.363S | 10886982046406 | 2.0MM VAL 1ST METACARPAL PL DORSAL-WITH GUIDES-STERILE | Trauma | EA
02.131.367S | 10886982046444 | 2.0MM VAL FRACTURE PLATE 6 HOLES-WITH GUIDES-STERILE | Trauma | EA
02.131.366 | 10886982046413 | 2.0MM VAL ROTATION CORRECTION PLATE-6 HOLES-WITH GUIDES | Trauma | EA
02.131.353 | 10886982046239 | 2.0MM VAL Y-PLATE 3H HEAD-7H SHAFT-WITH GUIDES | Trauma | EA
02.131.366S | 10886982046420 | 2.0MM VAL ROTATION CORRECTION PLATE-6H-WITH GUIDES-STERILE | Trauma | EA
02.131.352 | 10886982046215 | 2.0MM VAL T-PLATE 3H HEAD-7H SHAFT-WITH GUIDES | Trauma | EA
02.131.352S | 10886982046222 | 2.0MM VAL T-PLATE 3H HEAD-7H SHAFT-W/GUIDES-STER | Trauma | EA
02.131.353S | 10886982046246 | 2.0MM VAL Y-PLATE 3H HEAD-7H SHAFT-W/GUIDES-STER | Trauma | EA
04.131.259S | 10886982114037 | 1.5MM TI VAL STRUT PLATE 8H-OBLIQUE-LT-W/GUIDES-STER | Trauma | EA
04.131.260S | 10886982114051 | 1.5MM TI VAL STRUT PLATE 12 HOLES-WITH GUIDES-STERILE | Trauma | EA
04.131.261S | 10886982114075 | 1.5MM TI VAL WEB PLATE 14 HOLES-WITH GUIDES-STERILE | Trauma | EA
04.131.262S | 10886982114099 | 1.5MM TI VAL BOX PLATE 4 HOLES-WITH GUIDES-STERILE | Trauma | EA
04.131.263S | 10886982114112 | 1.5MM TI VAL 1ST METACARPAL PL-DORSAL-WITH GUIDES-STERILE | Trauma | EA
04.131.250S | 10886982113856 | 1.5MM TI VAL STRAIGHT PLATE 6 HOLES-WITH GUIDES-STERILE | Trauma | EA
04.131.251S | 10886982113870 | 1.5MM TI VAL STRAIGHT PLATE 12 HOLES-WITH GUIDES-STERILE | Trauma | EA
04.131.254S | 10886982113931 | 1.5MM TI VAL PHALANGEAL BASE PL-2H HD-6H SHFT-W/GUIDES-STER | Trauma | EA
04.131.255S | 10886982113955 | 1.5MM TI VAL CONDYLAR PLATE 2H HEAD-6H SHFT-W/GUIDES-STER | Trauma | EA
04.131.256S | 10886982113979 | 1.5MM TI VAL PHALANGEAL HEAD PLATE-RIGHT-W/GUIDES-STERILE | Trauma | EA
04.131.257S | 10886982113993 | 1.5MM TI VAL PHALANGEAL HEAD PLATE-LEFT-WITH GUIDES-STERILE | Trauma | EA
04.131.258S | 10886982114013 | 1.5MM TI VAL STRUT PLATE 8H-OBLIQUE-RT-W/GUIDES-STER | Trauma | EA
04.131.252S | 10886982113894 | 1.5MM TI VAL T-PLATE 3H HEAD-7H SHFT-W/GUIDES-STER | Trauma | EA
04.131.253S | 10886982113917 | 1.5MM TI VAL Y-PLATE 3H HEAD-7H SHFT-W/GUIDES-STER | Trauma | EA
04.131.264S | 10886982114136 | 1.5MM TI VAL 1ST METACARPAL PL-LATERAL-RT-W/GUIDES-STERILE | Trauma | EA
04.131.265S | 10886982114150 | 1.5MM TI VAL 1ST METACARPAL PL-LATERAL-LT-W/GUIDES-STERILE | Trauma | EA
04.131.266S | 10886982114174 | 1.5MM TI VAL ROTATION CORR PLATE-6H-WITH GUIDES-STERILE | Trauma | EA
04.131.267S | 10886982114198 | 1.5MM TI VAL FRACTURE PLATE 6 HOLES-WITH GUIDES-STERILE | Trauma | EA
04.131.268S | 10886982114211 | 1.5MM TI VAL METACARPAL NECK PLATE-WITH GUIDES-STERILE | Trauma | EA
SD314.550 | 10886982004871 | 2.5MM HEX SCREWDRIVER SHAFT SELF RETAINING/240MM LONG | Trauma | EA
03.117.402 | 10886982073198 | TEMPLATE FOR 2.7/3.5 VA-LCP MEDL DHP 2H/RT/82MM-MED | Trauma | EA
03.117.406 | 10886982073204 | TEMPLATE FOR 2.7/3.5 VA-LCP MEDL DHP 6H/RT/134MM-XLONG | Trauma | EA
03.117.502 | 10886982073211 | TEMPLATE FOR 2.7/3.5 VA-LCP MEDL DHP 2H/LT/82MM-MED | Trauma | EA
03.117.506 | 10886982073228 | TEMPLATE FOR 2.7/3.5 VA-LCP MEDL DHP 6H/LT/134MM-XLONG | Trauma | EA
03.117.807 | 10886982073266 | TEMPLATE FOR 2.7/3.5 VA-LCP LATERAL DHP 7H/RT/147MM-XLNG | Trauma | EA
03.117.907 | 10886982073280 | TEMPLATE FOR 2.7/3.5 VA-LCP LATERAL DHP 7H/LT/147MM-XLNG | Trauma | EA
01.550.001VTE | 10886982027467 | TRAUMA RECON SYSTEM VETERINARY EVAL SET | Trauma | EA
60.402.001.30 | 10886982249012 | TOP TRAY FOR RADIAL HEAD PROSTHESIS GRAPHIC CASE | Trauma | EA
03.117.003 | 10886982073136 | TMPL F/2.7/3.5 VA-LCP POSTLAT DHP/LAT SUPT 3H/RT/88MM-MED | Trauma | EA
03.107.412 | 10886982071484 | TMPL F/2.7/3.5 VA-LCP XARTICLR PROX ULNA PL 12H/RT/211MM | Trauma | EA
03.107.512 | 10886982071507 | TMPL F/2.7/3.5 VA-LCP XARTICLR PROX ULNA PL 12H/LT/211MM | Trauma | EA
NA0488 | 10886982002129 | SHIPPING CONTAINER 710X250-1H SINGLE LEVEL RIA SIZE CASE | Trauma | EA
02.201.642S | 10886982048455 | 2.4MM CORTEX SCREW 42MM SELF-TAPPING - STERILE | Trauma | EA
02.201.644S | 10886982048479 | 2.4MM CORTEX SCREW 44MM SELF-TAPPING - STERILE | Trauma | EA
201.671S | 10886982142375 | 2.4MM CORTEX SCREW 45MM SELF-TAPPING - STERILE | Trauma | EA
02.201.646S | 10886982048493 | 2.4MM CORTEX SCREW 46MM SELF-TAPPING - STERILE | Trauma | EA
02.201.648S | 10886982048516 | 2.4MM CORTEX SCREW 48MM SELF-TAPPING - STERILE | Trauma | EA
201.672S | 10886982142399 | 2.4MM CORTEX SCREW 50MM SELF-TAPPING - STERILE | Trauma | EA
02.201.652S | 10886982048530 | 2.4MM CORTEX SCREW 52MM SELF-TAPPING - STERILE | Trauma | EA
02.201.654S | 10886982048554 | 2.4MM CORTEX SCREW 54MM SELF-TAPPING - STERILE | Trauma | EA
201.673S | 10886982142412 | 2.4MM CORTEX SCREW 55MM SELF-TAPPING - STERILE | Trauma | EA
02.201.656S | 10886982048578 | 2.4MM CORTEX SCREW 56MM SELF-TAPPING - STERILE | Trauma | EA
02.201.658S | 10886982048592 | 2.4MM CORTEX SCREW 58MM SELF-TAPPING - STERILE | Trauma | EA
201.674S | 10886982142436 | 2.4MM CORTEX SCREW 60MM SELF-TAPPING - STERILE | Trauma | EA
02.201.662S | 10886982048615 | 2.4MM CORTEX SCREW 62MM SELF-TAPPING - STERILE | Trauma | EA
02.210.962S | 10886982053350 | 2.4MM CORTEX SCREW SLF-TPNG W/T8 STRDRV RECESS 62MM-STER | Trauma | EA
02.210.964S | 10886982053374 | 2.4MM CORTEX SCREW SLF-TPNG W/T8 STRDRV RECESS 64MM-STER | Trauma | EA
02.210.966S | 10886982053398 | 2.4MM CORTEX SCREW SLF-TPNG W/T8 STRDRV RECESS 66MM-STER | Trauma | EA
02.210.968S | 10886982053411 | 2.4MM CORTEX SCREW SLF-TPNG W/T8 STRDRV RECESS 68MM-STER | Trauma | EA
02.210.970S | 10886982053435 | 2.4MM CORTEX SCREW SLF-TPNG W/T8 STRDRV RECESS 70MM-STER | Trauma | EA
02.210.975S | 10886982053459 | 2.4MM CORTEX SCREW SLF-TPNG W/T8 STRDRV RECESS 75MM-STER | Trauma | EA
02.210.980S | 10886982053473 | 2.4MM CORTEX SCREW SLF-TPNG W/T8 STRDRV RECESS 80MM-STER | Trauma | EA
02.210.985S | 10886982053497 | 2.4MM CORTEX SCREW SLF-TPNG W/T8 STRDRV RECESS 85MM-STER | Trauma | EA
02.210.990S | 10886982053510 | 2.4MM CORTEX SCREW SLF-TPNG W/T8 STRDRV RECESS 90MM-STER | Trauma | EA
204.915 | 10886982146656 | 3.5MM CORTEX SCREW SELF-TAPPING 115MM | Trauma | EA
204.920 | 10886982146663 | 3.5MM CORTEX SCREW SELF-TAPPING 120MM | Trauma | EA
204.925 | 10886982146670 | 3.5MM CORTEX SCREW SELF-TAPPING 125MM | Trauma | EA
204.930 | 10886982146687 | 3.5MM CORTEX SCREW SELF-TAPPING 130MM | Trauma | EA
202.042S | 10886982143570 | 2.7MM CORTEX SCREW 42MM STERILE | Trauma | EA
204.935 | 10886982146694 | 3.5MM CORTEX SCREW SELF-TAPPING 135MM | Trauma | EA
202.044S | 10886982143594 | 2.7MM CORTEX SCREW 44MM STERILE | Trauma | EA
202.046S | 10886982143624 | 2.7MM CORTEX SCREW 46MM STERILE | Trauma | EA
202.048S | 10886982143648 | 2.7MM CORTEX SCREW 48MM STERILE | Trauma | EA
202.052S | 10886982143679 | 2.7MM CORTEX SCREW 52MM STERILE | Trauma | EA
202.054S | 10886982143693 | 2.7MM CORTEX SCREW 54MM STERILE | Trauma | EA
202.056S | 10886982143723 | 2.7MM CORTEX SCREW 56MM STERILE | Trauma | EA
202.058S | 10886982143747 | 2.7MM CORTEX SCREW 58MM STERILE | Trauma | EA
202.060S | 10886982143761 | 2.7MM CORTEX SCREW 60MM STERILE | Trauma | EA
202.062S | 10886982143785 | 2.7MM CORTEX SCREW 62MM STERILE | Trauma | EA
202.064S | 10886982143808 | 2.7MM CORTEX SCREW 64MM STERILE | Trauma | EA
202.066S | 10886982143822 | 2.7MM CORTEX SCREW 66MM STERILE | Trauma | EA
202.068S | 10886982143846 | 2.7MM CORTEX SCREW 68MM STERILE | Trauma | EA
204.940 | 10886982146700 | 3.5MM CORTEX SCREW SELF-TAPPING 140MM | Trauma | EA
202.852S | 10886982144942 | 2.7MM CORTEX SCREW 52MM SELF-TAPPING - STERILE | Trauma | EA
204.945 | 10886982146717 | 3.5MM CORTEX SCREW SELF-TAPPING 145MM | Trauma | EA
204.950 | 10886982146724 | 3.5MM CORTEX SCREW SELF-TAPPING 150MM | Trauma | EA
202.854S | 10886982144966 | 2.7MM CORTEX SCREW 54MM SELF-TAPPING - STERILE | Trauma | EA
02.202.952S | 10886982049094 | 2.7MM CORTEX SCREW SLF-TPNG W/T8 STRDRV RECESS/52MM-STER | Trauma | EA
02.202.954S | 10886982049117 | 2.7MM CORTEX SCREW SLF-TPNG W/T8 STRDRV RECESS/54MM-STER | Trauma | EA
02.202.956S | 10886982049131 | 2.7MM CORTEX SCREW SLF-TPNG W/T8 STRDRV RECESS/56MM-STER | Trauma | EA
02.202.958S | 10886982049155 | 2.7MM CORTEX SCREW SLF-TPNG W/T8 STRDRV RECESS/58MM-STER | Trauma | EA
02.202.962S | 10886982049179 | 2.7MM CORTEX SCREW SLF-TPNG W/T8 STRDRV RECESS/62MM-STER | Trauma | EA
02.202.964S | 10886982049193 | 2.7MM CORTEX SCREW SLF-TPNG W/T8 STRDRV RECESS/64MM-STER | Trauma | EA
202.970S | 10886982145284 | 2.7MM CORTEX SCREW SLF-TPNG W/T8 STRDRV RECESS/65MM-STER | Trauma | EA
02.202.966S | 10886982049216 | 2.7MM CORTEX SCREW SLF-TPNG W/T8 STRDRV RECESS/66MM-STER | Trauma | EA
02.202.968S | 10886982049230 | 2.7MM CORTEX SCREW SLF-TPNG W/T8 STRDRV RECESS/68MM-STER | Trauma | EA
202.971S | 10886982145307 | 2.7MM CORTEX SCREW SLF-TPNG W/T8 STRDRV RECESS/70MM-STER | Trauma | EA
02.202.975S | 10886982049254 | 2.7MM CORTEX SCREW SLF-TPNG W/T8 STRDRV RECESS/75MM-STER | Trauma | EA
02.202.980S | 10886982049278 | 2.7MM CORTEX SCREW SLF-TPNG W/T8 STRDRV RECESS/80MM-STER | Trauma | EA
02.202.985S | 10886982049292 | 2.7MM CORTEX SCREW SLF-TPNG W/T8 STRDRV RECESS/85MM-STER | Trauma | EA
202.856S | 10886982144997 | 2.7MM CORTEX SCREW 56MM SELF-TAPPING - STERILE | Trauma | EA
202.858S | 10886982145017 | 2.7MM CORTEX SCREW 58MM SELF-TAPPING - STERILE | Trauma | EA
02.202.862S | 10886982048912 | 2.7MM CORTEX SCREW 62MM SELF-TAPPING - STERILE | Trauma | EA
02.202.864S | 10886982048936 | 2.7MM CORTEX SCREW 64MM SELF-TAPPING - STERILE | Trauma | EA
02.202.866S | 10886982048950 | 2.7MM CORTEX SCREW 66MM SELF-TAPPING - STERILE | Trauma | EA
02.202.868S | 10886982048974 | 2.7MM CORTEX SCREW 68MM SELF-TAPPING - STERILE | Trauma | EA
02.202.870S | 10886982048998 | 2.7MM CORTEX SCREW 70MM SELF-TAPPING - STERILE | Trauma | EA
02.202.875S | 10886982049018 | 2.7MM CORTEX SCREW 75MM SELF-TAPPING - STERILE | Trauma | EA
02.202.880S | 10886982049032 | 2.7MM CORTEX SCREW 80MM SELF-TAPPING - STERILE | Trauma | EA
02.202.885S | 10886982049056 | 2.7MM CORTEX SCREW 85MM SELF-TAPPING - STERILE | Trauma | EA
02.202.890S | 10886982049070 | 2.7MM CORTEX SCREW 90MM SELF-TAPPING - STERILE | Trauma | EA
01.116.420 | 10886982024084 | TI K-WIRE MODULE SET/PART OF MODULAR GRAPHIC CASE SYSTEM | Trauma | EA
01.116.220 | 10886982023940 | K-WIRE MODULE SET/PART OF MODULAR GRAPHIC CASE SYSTEM | Trauma | EA
01.116.055 | 10886982023728 | 2.0MM LOCKING & CORTEX SCREW & INSTRUMENT MODULE SET | Trauma | EA
02.201.842S | 10886982048714 | 2.0MM CORTEX SCREW SELF-TAPPING 42MM - STERILE | Trauma | EA
02.201.844S | 10886982048738 | 2.0MM CORTEX SCREW SELF-TAPPING 44MM - STERILE | Trauma | EA
02.201.846S | 10886982048752 | 2.0MM CORTEX SCREW SELF-TAPPING 46MM - STERILE | Trauma | EA
02.201.848S | 10886982048776 | 2.0MM CORTEX SCREW SELF-TAPPING 48MM - STERILE | Trauma | EA
02.201.850S | 10886982048790 | 2.0MM CORTEX SCREW SELF-TAPPING 50MM - STERILE | Trauma | EA
02.201.852S | 10886982048813 | 2.0MM CORTEX SCREW SELF-TAPPING 52MM - STERILE | Trauma | EA
02.201.854S | 10886982048837 | 2.0MM CORTEX SCREW SELF-TAPPING 54MM - STERILE | Trauma | EA
02.201.856S | 10886982048851 | 2.0MM CORTEX SCREW SELF-TAPPING 56MM - STERILE | Trauma | EA
02.201.858S | 10886982048875 | 2.0MM CORTEX SCREW SELF-TAPPING 58MM - STERILE | Trauma | EA
02.201.860S | 10886982048899 | 2.0MM CORTEX SCREW SELF-TAPPING 60MM - STERILE | Trauma | EA
02.201.048S | 10886982048219 | 2.0MM CORTEX SCREW 48MM STERILE | Trauma | EA
02.201.050S | 10886982048233 | 2.0MM CORTEX SCREW 50MM STERILE | Trauma | EA
02.201.052S | 10886982048257 | 2.0MM CORTEX SCREW 52MM STERILE | Trauma | EA
02.201.054S | 10886982048271 | 2.0MM CORTEX SCREW 54MM STERILE | Trauma | EA
02.201.056S | 10886982048295 | 2.0MM CORTEX SCREW 56MM STERILE | Trauma | EA
02.201.058S | 10886982048318 | 2.0MM CORTEX SCREW 58MM STERILE | Trauma | EA
02.201.060S | 10886982048332 | 2.0MM CORTEX SCREW 60MM STERILE | Trauma | EA
202.860 | 10886982145024 | 2.7MM CORTEX SCREW SELF-TAPPING 60MM | Trauma | EA
02.111.903.01S | 10886982032546 | 2.0MM KIRSCHNER WIRE W/ DRILL TIP/150MM - STERILE | Trauma | EA
01.116.416 | 10886982024060 | TI 1/3 TUBULAR PL MODULE BIN SET MODULE SHELL 1/2LGTH 1/2HT | Trauma | EA
01.116.417 | 10886982024077 | 3.5MM TI STRAIGHT AND RECON PL MODULE BIN SET FULL LGTH 1/2HT | Trauma | EA
01.116.216 | 10886982023926 | 1/3 TUBULAR PLATE MODULE BIN SET MODULE SHELL 1/2LGTH 1/2HT | Trauma | EA
01.116.217 | 10886982023933 | 3.5MM STRAIGHT AND RECON PL MODULE BIN SET FULL LGTH 1/2HT | Trauma | EA
03.117.008 | 10886982073150 | TMPL F/2.7/3.5 VA-LCP POSTLAT DHP/LAT SUPT 8H/RT/153MM-XLNG | Trauma | EA
03.117.103 | 10886982073167 | TMPL F/2.7/3.5 VA-LCP POSTLAT DHP/LAT SUPT 3H/LT/88MM-MED | Trauma | EA
03.117.108 | 10886982073181 | TMPL F/2.7/3.5 VA-LCP POSTLAT DHP/LAT SUPT 8H/LT/153MM-XLNG | Trauma | EA
SD03.111.019 | 10886982002808 | JOINT PREP/CHISEL/CURVED NARROW/5MM WIDE | Trauma | EA
03.002.127 | 10886982066602 | DISTAL POSITIONING SLEEVE | Trauma | EA
03.002.128 | 10886982066619 | 6.0MM REAMER | Trauma | EA
60.116.034 | 10886982243966 | GRAPHIC CASE/FULL LENGTH 2 HIGH | Trauma | EA
60.116.035 | 10886982243973 | GRAPHIC CASE/FULL LENGTH 3 HIGH | Trauma | EA
60.116.036 | 10886982243980 | GRAPHIC CASE/FULL LENGTH 4 HIGH | Trauma | EA
60.116.046 | 10886982243997 | AUXILIARY TRAY/FULL LENGTH 1 HIGH | Trauma | EA
60.116.047 | 10886982244000 | DIVIDERS FOR AUXILIARY BIN 1 HIGH | Trauma | EA
60.116.048 | 10886982244017 | POST FOR AUXILIARY TRAY 1 HIGH | Trauma | EA
60.116.246 | 10886982244970 | AUXILIARY TRAY/FULL LENGTH 2 HIGH | Trauma | EA
60.116.247 | 10886982244987 | DIVIDERS FOR AUXILIARY BIN 2 HIGH | Trauma | EA
60.116.248 | 10886982244994 | POST FOR AUXILIARY TRAY 2 HIGH | Trauma | EA
60.116.150 | 10886982244635 | AUX TRAY DIVIDER KIT-12 PACK 2 HIGH | Trauma | EA
02.118.585S | 10886982039835 | 2.7MM METAPHYSEAL SCREW SLF-TPNG/T8 STRDRV 85MM-STER | Trauma | EA
02.118.590S | 10886982039859 | 2.7MM METAPHYSEAL SCREW SLF-TPNG/T8 STRDRV 90MM-STER | Trauma | EA
02.118.595S | 10886982039873 | 2.7MM METAPHYSEAL SCREW SLF-TPNG/T8 STRDRV 95MM-STER | Trauma | EA
02.118.600S | 10886982039897 | 2.7MM METAPHYSEAL SCREW SLF-TPNG/T8 STRDRV 100MM-STER | Trauma | EA
04.118.585S | 10886982109415 | 2.7MM TI METAPHYSEAL SCREW SLF-TPNG/T8 STRDRV 85MM - STER | Trauma | EA
04.118.590S | 10886982109439 | 2.7MM TI METAPHYSEAL SCREW SLF-TPNG/T8 STRDRV 90MM - STER | Trauma | EA
04.118.595S | 10886982109453 | 2.7MM TI METAPHYSEAL SCREW SLF-TPNG/T8 STRDRV 95MM - STER | Trauma | EA
04.118.600S | 10886982109477 | 2.7MM TI METAPHYSEAL SCREW SLF-TPNG/T8 STRDRV 100MM -STER | Trauma | EA
60.107.010 | 10886982242426 | IMPL TRAY F/2.7MM/3.5MM VA-LCP LAT/POSTLAT DHP - COMPACT | Trauma | EA
60.107.011 | 10886982242433 | IMPL TRAY F/2.7/3.5 VA-LCP EXT MEDL DHP/OLECRANON PL-COMPACT | Trauma | EA
SD351.019 | 10886982005489 | REVERSED MEDIUM AWL | Trauma | EA
04.206.010S | 10886982116598 | 3.5MM TI CRTX SCR/LOW PROF HD SELF-TAPPING/HEXDRV/10MM-STER | Trauma | EA
04.206.012S | 10886982116611 | 3.5MM TI CRTX SCR/LOW PROF HD SELF-TAPPING/HEXDRV/12MM-STER | Trauma | EA
04.206.014S | 10886982116635 | 3.5MM TI CRTX SCR/LOW PROF HD SELF-TAPPING/HEXDRV/14MM-STER | Trauma | EA
04.206.016S | 10886982116659 | 3.5MM TI CRTX SCR/LOW PROF HD SELF-TAPPING/HEXDRV/16MM-STER | Trauma | EA
04.206.018S | 10886982116673 | 3.5MM TI CRTX SCR/LOW PROF HD SELF-TAPPING/HEXDRV/18MM-STER | Trauma | EA
04.206.020S | 10886982116697 | 3.5MM TI CRTX SCR/LOW PROF HD SELF-TAPPING/HEXDRV/20MM-STER | Trauma | EA
04.206.022S | 10886982116710 | 3.5MM TI CRTX SCR/LOW PROF HD SELF-TAPPING/HEXDRV/22MM-STER | Trauma | EA
04.206.024S | 10886982116734 | 3.5MM TI CRTX SCR/LOW PROF HD SELF-TAPPING/HEXDRV/24MM-STER | Trauma | EA
04.206.026S | 10886982116758 | 3.5MM TI CRTX SCR/LOW PROF HD SELF-TAPPING/HEXDRV/26MM-STER | Trauma | EA
04.206.028S | 10886982116772 | 3.5MM TI CRTX SCR/LOW PROF HD SELF-TAPPING/HEXDRV/28MM-STER | Trauma | EA
04.206.030S | 10886982116796 | 3.5MM TI CRTX SCR/LOW PROF HD SELF-TAPPING/HEXDRV/30MM-STER | Trauma | EA
04.206.032S | 10886982116819 | 3.5MM TI CRTX SCR/LOW PROF HD SELF-TAPPING/HEXDRV/32MM-STER | Trauma | EA
04.206.034S | 10886982116833 | 3.5MM TI CRTX SCR/LOW PROF HD SELF-TAPPING/HEXDRV/34MM-STER | Trauma | EA
04.206.036S | 10886982116857 | 3.5MM TI CRTX SCR/LOW PROF HD SELF-TAPPING/HEXDRV/36MM-STER | Trauma | EA
60.550.146 | 10886982249463 | LID FOR TRS JOINT SYSTEM GRAPHIC CASE | Trauma | EA
SD398.226 | 10886982006790 | 25MM OFFSET PERIARTICULAR REDUCTION FORCEPS/MEDIUM | Trauma | EA
60.107.012 | 10886982242440 | GRAPHIC CASE FOR 2.7MM/3.5MM VA-LCP COMPACT ELBOW SYSTEM | Trauma | EA
60.550.147 | 10886982249470 | INSERT TRAY FOR TRS JOINT SYS GRAPHIC CASE | Trauma | EA
60.111.903 | 10886982243256 | 1/3 INSTRUMENT TRAY F/2.7MM LCP ULNA OSTEOTOMY SYSTEM | Trauma | EA
60.111.904 | 10886982243263 | 2/3 LENGTH INSTR TRAY F/2.7MM LCP ULNA OSTEOTOMY SYSTEM | Trauma | EA
01.108.046 | 10886982020864 | 2.7MM PEDIATRIC LCP PL SYSTEM IMPLANT & INSTRUMENT SET | Trauma | EA
01.108.046FE | 10886982020888 | 2.7MM PEDIATRIC LCP PLATE SYSTEM - FIELD EQUIPMENT SET | Trauma | EA
04.206.210S | 10886982117434 | 3.5MM TI CRTX SCR/LOW PROF HD SELF-TAPPING/STRDRV/10MM-STER | Trauma | EA
04.206.212S | 10886982117458 | 3.5MM TI CRTX SCR/LOW PROF HD SELF-TAPPING/STRDRV/12MM-STER | Trauma | EA
04.206.214S | 10886982117472 | 3.5MM TI CRTX SCR/LOW PROF HD SELF-TAPPING/STRDRV/14MM-STER | Trauma | EA
04.206.216S | 10886982117496 | 3.5MM TI CRTX SCR/LOW PROF HD SELF-TAPPING/STRDRV/16MM-STER | Trauma | EA
04.206.218S | 10886982117519 | 3.5MM TI CRTX SCR/LOW PROF HD SELF-TAPPING/STRDRV/18MM-STER | Trauma | EA
04.206.220S | 10886982117533 | 3.5MM TI CRTX SCR/LOW PROF HD SELF-TAPPING/STRDRV/20MM-STER | Trauma | EA
04.206.222S | 10886982117557 | 3.5MM TI CRTX SCR/LOW PROF HD SELF-TAPPING/STRDRV/22MM-STER | Trauma | EA
04.206.224S | 10886982117571 | 3.5MM TI CRTX SCR/LOW PROF HD SELF-TAPPING/STRDRV/24MM-STER | Trauma | EA
01.108.046E | 10886982020871 | 2.7MM PEDIATRIC LCP PLATE SYSTEM - EVAL SET | Trauma | EA
04.206.226S | 10886982117595 | 3.5MM TI CRTX SCR/LOW PROF HD SELF-TAPPING/STRDRV/26MM-STER | Trauma | EA
04.206.228S | 10886982117618 | 3.5MM TI CRTX SCR/LOW PROF HD SELF-TAPPING/STRDRV/28MM-STER | Trauma | EA
04.206.230S | 10886982117632 | 3.5MM TI CRTX SCR/LOW PROF HD SELF-TAPPING/STRDRV/30MM-STER | Trauma | EA
04.206.232S | 10886982117656 | 3.5MM TI CRTX SCR/LOW PROF HD SELF-TAPPING/STRDRV/32MM-STER | Trauma | EA
04.206.234S | 10886982117670 | 3.5MM TI CRTX SCR/LOW PROF HD SELF-TAPPING/STRDRV/34MM-STER | Trauma | EA
04.206.236S | 10886982117694 | 3.5MM TI CRTX SCR/LOW PROF HD SELF-TAPPING/STRDRV/36MM-STER | Trauma | EA
04.206.062 | 10886982117144 | 3.5MM TI CRTX SCR/LOW PROF HD SELF-TAPPING/HEXDRIVE/62MM | Trauma | EA
04.206.064 | 10886982117168 | 3.5MM TI CRTX SCR/LOW PROF HD SELF-TAPPING/HEXDRIVE/64MM | Trauma | EA
04.206.065 | 10886982117182 | 3.5MM TI CRTX SCR/LOW PROF HD SELF-TAPPING/HEXDRIVE/65MM | Trauma | EA
04.206.066 | 10886982117205 | 3.5MM TI CRTX SCR/LOW PROF HD SELF-TAPPING/HEXDRIVE/66MM | Trauma | EA
04.206.068 | 10886982117229 | 3.5MM TI CRTX SCR/LOW PROF HD SELF-TAPPING/HEXDRIVE/68MM | Trauma | EA
04.206.070 | 10886982117243 | 3.5MM TI CRTX SCR/LOW PROF HD SELF-TAPPING/HEXDRIVE/70MM | Trauma | EA
04.206.075 | 10886982117267 | 3.5MM TI CRTX SCR/LOW PROF HD SELF-TAPPING/HEXDRIVE/75MM | Trauma | EA
04.206.080 | 10886982117281 | 3.5MM TI CRTX SCR/LOW PROF HD SELF-TAPPING/HEXDRIVE/80MM | Trauma | EA
04.206.085 | 10886982117304 | 3.5MM TI CRTX SCR/LOW PROF HD SELF-TAPPING/HEXDRIVE/85MM | Trauma | EA
04.206.090 | 10886982117328 | 3.5MM TI CRTX SCR/LOW PROF HD SELF-TAPPING/HEXDRIVE/90MM | Trauma | EA
04.206.095 | 10886982117342 | 3.5MM TI CRTX SCR/LOW PROF HD SELF-TAPPING/HEXDRIVE/95MM | Trauma | EA
04.206.100 | 10886982117366 | 3.5MM TI CRTX SCR/LOW PROF HD SELF-TAPPING/HEXDRIVE/100MM | Trauma | EA
04.206.105 | 10886982117380 | 3.5MM TI CRTX SCR/LOW PROF HD SELF-TAPPING/HEXDRIVE/105MM | Trauma | EA
04.206.110 | 10886982117403 | 3.5MM TI CRTX SCR/LOW PROF HD SELF-TAPPING/HEXDRIVE/110MM | Trauma | EA
04.206.262 | 10886982117984 | 3.5MM TI CRTX SCR/LOW PROF HD SELF-TAPPING/STARDRIVE/62MM | Trauma | EA
04.206.264 | 10886982118004 | 3.5MM TI CRTX SCR/LOW PROF HD SELF-TAPPING/STARDRIVE/64MM | Trauma | EA
04.206.265 | 10886982118028 | 3.5MM TI CRTX SCR/LOW PROF HD SELF-TAPPING/STARDRIVE/65MM | Trauma | EA
04.206.266 | 10886982118042 | 3.5MM TI CRTX SCR/LOW PROF HD SELF-TAPPING/STARDRIVE/66MM | Trauma | EA
04.206.268 | 10886982118066 | 3.5MM TI CRTX SCR/LOW PROF HD SELF-TAPPING/STARDRIVE/68MM | Trauma | EA
04.206.270 | 10886982118080 | 3.5MM TI CRTX SCR/LOW PROF HD SELF-TAPPING/STARDRIVE/70MM | Trauma | EA
04.206.275 | 10886982118103 | 3.5MM TI CRTX SCR/LOW PROF HD SELF-TAPPING/STARDRIVE/75MM | Trauma | EA
04.206.280 | 10886982118127 | 3.5MM TI CRTX SCR/LOW PROF HD SELF-TAPPING/STARDRIVE/80MM | Trauma | EA
04.206.285 | 10886982118141 | 3.5MM TI CRTX SCR/LOW PROF HD SELF-TAPPING/STARDRIVE/85MM | Trauma | EA
04.206.290 | 10886982118165 | 3.5MM TI CRTX SCR/LOW PROF HD SELF-TAPPING/STARDRIVE/90MM | Trauma | EA
04.206.295 | 10886982118189 | 3.5MM TI CRTX SCR/LOW PROF HD SELF-TAPPING/STARDRIVE/95MM | Trauma | EA
04.206.300 | 10886982118202 | 3.5MM TI CRTX SCR/LOW PROF HD SELF-TAPPING/STARDRIVE/100MM | Trauma | EA
04.206.305 | 10886982118226 | 3.5MM TI CRTX SCR/LOW PROF HD SELF-TAPPING/STARDRIVE/105MM | Trauma | EA
04.206.310 | 10886982118240 | 3.5MM TI CRTX SCR/LOW PROF HD SELF-TAPPING/STARDRIVE/110MM | Trauma | EA
04.206.038S | 10886982116871 | 3.5MM TI CRTX SCR/LOW PROF HD SELF-TAPPING/HEXDRV/38MM-STER | Trauma | EA
04.206.040S | 10886982116895 | 3.5MM TI CRTX SCR/LOW PROF HD SELF-TAPPING/HEXDRV/40MM-STER | Trauma | EA
04.206.042S | 10886982116918 | 3.5MM TI CRTX SCR/LOW PROF HD SELF-TAPPING/HEXDRV/42MM-STER | Trauma | EA
04.206.044S | 10886982116932 | 3.5MM TI CRTX SCR/LOW PROF HD SELF-TAPPING/HEXDRV/44MM-STER | Trauma | EA
04.206.045S | 10886982116956 | 3.5MM TI CRTX SCR/LOW PROF HD SELF-TAPPING/HEXDRV/45MM-STER | Trauma | EA
04.206.046S | 10886982116970 | 3.5MM TI CRTX SCR/LOW PROF HD SELF-TAPPING/HEXDRV/46MM-STER | Trauma | EA
04.206.048S | 10886982116994 | 3.5MM TI CRTX SCR/LOW PROF HD SELF-TAPPING/HEXDRV/48MM-STER | Trauma | EA
04.206.050S | 10886982117014 | 3.5MM TI CRTX SCR/LOW PROF HD SELF-TAPPING/HEXDRV/50MM-STER | Trauma | EA
04.206.052S | 10886982117038 | 3.5MM TI CRTX SCR/LOW PROF HD SELF-TAPPING/HEXDRV/52MM-STER | Trauma | EA
04.206.054S | 10886982117052 | 3.5MM TI CRTX SCR/LOW PROF HD SELF-TAPPING/HEXDRV/54MM-STER | Trauma | EA
04.206.055S | 10886982117076 | 3.5MM TI CRTX SCR/LOW PROF HD SELF-TAPPING/HEXDRV/55MM-STER | Trauma | EA
04.206.056S | 10886982117090 | 3.5MM TI CRTX SCR/LOW PROF HD SELF-TAPPING/HEXDRV/56MM-STER | Trauma | EA
04.206.058S | 10886982117113 | 3.5MM TI CRTX SCR/LOW PROF HD SELF-TAPPING/HEXDRV/58MM-STER | Trauma | EA
04.206.060S | 10886982117137 | 3.5MM TI CRTX SCR/LOW PROF HD SELF-TAPPING/HEXDRV/60MM-STER | Trauma | EA
04.206.062S | 10886982117151 | 3.5MM TI CRTX SCR/LOW PROF HD SELF-TAPPING/HEXDRV/62MM-STER | Trauma | EA
04.206.064S | 10886982117175 | 3.5MM TI CRTX SCR/LOW PROF HD SELF-TAPPING/HEXDRV/64MM-STER | Trauma | EA
04.206.065S | 10886982117199 | 3.5MM TI CRTX SCR/LOW PROF HD SELF-TAPPING/HEXDRV/65MM-STER | Trauma | EA
04.206.066S | 10886982117212 | 3.5MM TI CRTX SCR/LOW PROF HD SELF-TAPPING/HEXDRV/66MM-STER | Trauma | EA
04.206.068S | 10886982117236 | 3.5MM TI CRTX SCR/LOW PROF HD SELF-TAPPING/HEXDRV/68MM-STER | Trauma | EA
04.206.070S | 10886982117250 | 3.5MM TI CRTX SCR/LOW PROF HD SELF-TAPPING/HEXDRV/70MM-STER | Trauma | EA
04.206.075S | 10886982117274 | 3.5MM TI CRTX SCR/LOW PROF HD SELF-TAPPING/HEXDRV/75MM-STER | Trauma | EA
04.206.080S | 10886982117298 | 3.5MM TI CRTX SCR/LOW PROF HD SELF-TAPPING/HEXDRV/80MM-STER | Trauma | EA
04.206.085S | 10886982117311 | 3.5MM TI CRTX SCR/LOW PROF HD SELF-TAPPING/HEXDRV/85MM-STER | Trauma | EA
04.206.090S | 10886982117335 | 3.5MM TI CRTX SCR/LOW PROF HD SELF-TAPPING/HEXDRV/90MM-STER | Trauma | EA
04.206.095S | 10886982117359 | 3.5MM TI CRTX SCR/LOW PROF HD SELF-TAPPING/HEXDRV/95MM-STER | Trauma | EA
04.206.100S | 10886982117373 | 3.5MM TI CRTX SCR/LOW PROF HD SELF-TAPPING/HEXDRV/100MM-STER | Trauma | EA
04.206.105S | 10886982117397 | 3.5MM TI CRTX SCR/LOW PROF HD SELF-TAPPING/HEXDRV/105MM-STER | Trauma | EA
04.206.110S | 10886982117410 | 3.5MM TI CRTX SCR/LOW PROF HD SELF-TAPPING/HEXDRV/110MM-STER | Trauma | EA
04.206.238S | 10886982117717 | 3.5MM TI CRTX SCR/LOW PROF HD SELF-TAPPING/STRDRV/38MM-STER | Trauma | EA
04.206.240S | 10886982117731 | 3.5MM TI CRTX SCR/LOW PROF HD SELF-TAPPING/STRDRV/40MM-STER | Trauma | EA
04.206.242S | 10886982117755 | 3.5MM TI CRTX SCR/LOW PROF HD SELF-TAPPING/STRDRV/42MM-STER | Trauma | EA
04.206.244S | 10886982117779 | 3.5MM TI CRTX SCR/LOW PROF HD SELF-TAPPING/STRDRV/44MM-STER | Trauma | EA
04.206.245S | 10886982117793 | 3.5MM TI CRTX SCR/LOW PROF HD SELF-TAPPING/STRDRV/45MM-STER | Trauma | EA
04.206.246S | 10886982117816 | 3.5MM TI CRTX SCR/LOW PROF HD SELF-TAPPING/STRDRV/46MM-STER | Trauma | EA
04.206.248S | 10886982117830 | 3.5MM TI CRTX SCR/LOW PROF HD SELF-TAPPING/STRDRV/48MM-STER | Trauma | EA
04.206.250S | 10886982117854 | 3.5MM TI CRTX SCR/LOW PROF HD SELF-TAPPING/STRDRV/50MM-STER | Trauma | EA
04.206.252S | 10886982117878 | 3.5MM TI CRTX SCR/LOW PROF HD SELF-TAPPING/STRDRV/52MM-STER | Trauma | EA
04.206.254S | 10886982117892 | 3.5MM TI CRTX SCR/LOW PROF HD SELF-TAPPING/STRDRV/54MM-STER | Trauma | EA
04.206.255S | 10886982117915 | 3.5MM TI CRTX SCR/LOW PROF HD SELF-TAPPING/STRDRV/55MM-STER | Trauma | EA
04.206.256S | 10886982117939 | 3.5MM TI CRTX SCR/LOW PROF HD SELF-TAPPING/STRDRV/56MM-STER | Trauma | EA
04.206.258S | 10886982117953 | 3.5MM TI CRTX SCR/LOW PROF HD SELF-TAPPING/STRDRV/58MM-STER | Trauma | EA
04.206.260S | 10886982117977 | 3.5MM TI CRTX SCR/LOW PROF HD SELF-TAPPING/STRDRV/60MM-STER | Trauma | EA
04.206.262S | 10886982117991 | 3.5MM TI CRTX SCR/LOW PROF HD SELF-TAPPING/STRDRV/62MM-STER | Trauma | EA
04.206.264S | 10886982118011 | 3.5MM TI CRTX SCR/LOW PROF HD SELF-TAPPING/STRDRV/64MM-STER | Trauma | EA
04.206.265S | 10886982118035 | 3.5MM TI CRTX SCR/LOW PROF HD SELF-TAPPING/STRDRV/65MM-STER | Trauma | EA
04.206.266S | 10886982118059 | 3.5MM TI CRTX SCR/LOW PROF HD SELF-TAPPING/STRDRV/66MM-STER | Trauma | EA
04.206.268S | 10886982118073 | 3.5MM TI CRTX SCR/LOW PROF HD SELF-TAPPING/STRDRV/68MM-STER | Trauma | EA
04.206.270S | 10886982118097 | 3.5MM TI CRTX SCR/LOW PROF HD SELF-TAPPING/STRDRV/70MM-STER | Trauma | EA
04.206.275S | 10886982118110 | 3.5MM TI CRTX SCR/LOW PROF HD SELF-TAPPING/STRDRV/75MM-STER | Trauma | EA
04.206.280S | 10886982118134 | 3.5MM TI CRTX SCR/LOW PROF HD SELF-TAPPING/STRDRV/80MM-STER | Trauma | EA
04.206.285S | 10886982118158 | 3.5MM TI CRTX SCR/LOW PROF HD SELF-TAPPING/STRDRV/85MM-STER | Trauma | EA
04.206.290S | 10886982118172 | 3.5MM TI CRTX SCR/LOW PROF HD SELF-TAPPING/STRDRV/90MM-STER | Trauma | EA
04.206.295S | 10886982118196 | 3.5MM TI CRTX SCR/LOW PROF HD SELF-TAPPING/STRDRV/95MM-STER | Trauma | EA
04.206.300S | 10886982118219 | 3.5MM TI CRTX SCR/LOW PROF HD SELF-TAPPING/STRDRV/100MM-STER | Trauma | EA
04.206.305S | 10886982118233 | 3.5MM TI CRTX SCR/LOW PROF HD SELF-TAPPING/STRDRV/105MM-STER | Trauma | EA
04.206.310S | 10886982118257 | 3.5MM TI CRTX SCR/LOW PROF HD SELF-TAPPING/STRDRV/110MM-STER | Trauma | EA
202.868 | 10886982145031 | 2.7MM CORTEX SCREW SLF-TPNG WITH T8 STARDRIVE RECESS 8MM | Trauma | EA
402.868 | 10886982206688 | 2.7MM TI CORTEX SCREW SLF-TPNG WITH T8 STARDRIVE RECESS 8MM | Trauma | EA
60.116.081 | 10886982244307 | GRAPHIC CASE/ 2/3 LENGTH 2 HIGH | Trauma | EA
60.116.082 | 10886982244314 | GRAPHIC CASE/ 2/3 LENGTH 3 HIGH | Trauma | EA
394.794 | 10886982199799 | 11.0MM CARBON FIBER BRIDGING ROD 160MM SHORT | Trauma | EA
394.795 | 10886982199805 | 11.0MM CARBON FIBER BRIDGING ROD 160MM LONG | Trauma | EA
01.116.140 | 10886982023827 | 3.5MM LOW PROF SCREW MODULAR GRAPHIC CSE SET W/INSTR/HEXDRV | Trauma | EA
01.116.141 | 10886982023858 | 3.5MM LOW PROF SCREW MODULAR GRAPHIC CSE SET W/INSTR/STRDRV | Trauma | EA
01.108.044 | 10886982020857 | PEDIATRIC LCP PLATE SYSTEM UPGRADE SET | Trauma | EA
01.223.001 | 10886982025920 | 5.0MM DYNAMIC LOCKING SCREW SET | Trauma | EA
01.213.003 | 10886982025814 | 3.7MM DYNAMIC LOCKING SCREW INSTRUMENT SET | Trauma | EA
01.213.005 | 10886982025821 | 3.7MM DYNAMIC LOCKING SCREW SET | Trauma | EA
01.213.006 | 10886982025838 | 3.7MM & 5.0MM DYNAMIC LOCKING SCREW SET | Trauma | EA
01.116.141E | 10886982023865 | 3.5MM LOW PROF SCR/T15/MODULAR GRAPHIC CASE SET-EVAL | Trauma | EA
01.116.140FE | 10886982023841 | 3.5MM LOW PROF SCR/HEX/MODULAR GRAPHIC CSE SET-FIELD EQUIP | Trauma | EA
01.116.141FE | 10886982023872 | 3.5MM LOW PROF SCR/T15/MODULAR GRAPHIC CSE SET-FIELD EQUIP | Trauma | EA
01.116.140E | 10886982023834 | 3.5MM LOW PROF SCR/HEX/MODULAR GRAPHIC CASE SET-EVAL | Trauma | EA
SD03.010.109 | 10886982002594 | T25/3.5MM HEX COMBINATION SCREWDRIVER | Trauma | EA
01.110.120 | 10886982021441 | SMALL FRAGMENT LCP SCREW SET EXPANDED | Trauma | EA
01.110.121 | 10886982021458 | SMALL FRAGMENT LCP INSTRUMENT AND PLATE SET EXPANDED | Trauma | EA
01.110.122 | 10886982021465 | LARGE FRAGMENT LCP SCREW SET EXPANDED | Trauma | EA
03.402.749 | 10886982080486 | HEAD SIZING HANDLE FOR RADIAL HEAD PROSTHESIS | Trauma | EA
03.402.750 | 10886982080493 | HEAD ASSEMBLY INSTRUMENT FOR RADIAL HEAD PROSTHESIS | Trauma | EA
05.001.077 | 10886982128980 | PROTECTIVE CAP FOR SMALL ELECTRIC DRIVE | Trauma | EA
02.111.903.01E | 10886982032539 | 2.0MM KIRSCHNER WIRE W/ DRILL TIP/150MM-EVALS | Trauma | EA
02.111.902.01E | 10886982032508 | 2.0MM KIRSCHNER WIRE W/ DRILL TIP/100MM-EVALS | Trauma | EA
04.020.180S | 10886982090140 | 10MM TI MULTILOC HUMERAL NAIL RIGHT/CANN/180MM - STERILE | Trauma | EA
04.020.195S | 10886982090157 | 10MM TI MULTILOC HUMERAL NAIL RIGHT/CANN/195MM - STERILE | Trauma | EA
04.020.210S | 10886982090164 | 10MM TI MULTILOC HUMERAL NAIL RIGHT/CANN/210MM - STERILE | Trauma | EA
04.020.225S | 10886982090171 | 10MM TI MULTILOC HUMERAL NAIL RIGHT/CANN/225MM - STERILE | Trauma | EA
04.020.240S | 10886982090188 | 10MM TI MULTILOC HUMERAL NAIL RIGHT/CANN/240MM - STERILE | Trauma | EA
04.020.255S | 10886982090195 | 10MM TI MULTILOC HUMERAL NAIL RIGHT/CANN/255MM - STERILE | Trauma | EA
04.020.270S | 10886982090201 | 10MM TI MULTILOC HUMERAL NAIL RIGHT/CANN/270MM - STERILE | Trauma | EA
04.020.285S | 10886982090218 | 10MM TI MULTILOC HUMERAL NAIL RIGHT/CANN/285MM - STERILE | Trauma | EA
04.020.300S | 10886982090225 | 10MM TI MULTILOC HUMERAL NAIL RIGHT/CANN/300MM - STERILE | Trauma | EA
04.020.315S | 10886982090232 | 10MM TI MULTILOC HUMERAL NAIL RIGHT/CANN/315MM - STERILE | Trauma | EA
04.021.180S | 10886982090249 | 10MM TI MULTILOC HUMERAL NAIL LEFT/CANN/180MM - STERILE | Trauma | EA
04.021.195S | 10886982090256 | 10MM TI MULTILOC HUMERAL NAIL LEFT/CANN/195MM - STERILE | Trauma | EA
04.021.210S | 10886982090263 | 10MM TI MULTILOC HUMERAL NAIL LEFT/CANN/210MM - STERILE | Trauma | EA
04.021.225S | 10886982090270 | 10MM TI MULTILOC HUMERAL NAIL LEFT/CANN/225MM - STERILE | Trauma | EA
04.021.240S | 10886982090287 | 10MM TI MULTILOC HUMERAL NAIL LEFT/CANN/240MM - STERILE | Trauma | EA
04.021.255S | 10886982090294 | 10MM TI MULTILOC HUMERAL NAIL LEFT/CANN/255MM - STERILE | Trauma | EA
04.021.270S | 10886982090300 | 10MM TI MULTILOC HUMERAL NAIL LEFT/CANN/270MM - STERILE | Trauma | EA
04.021.285S | 10886982090317 | 10MM TI MULTILOC HUMERAL NAIL LEFT/CANN/285MM - STERILE | Trauma | EA
04.021.300S | 10886982090324 | 10MM TI MULTILOC HUMERAL NAIL LEFT/CANN/300MM - STERILE | Trauma | EA
04.021.315S | 10886982090331 | 10MM TI MULTILOC HUMERAL NAIL LEFT/CANN/315MM - STERILE | Trauma | EA
01.111.900 | 10886982022370 | 2.7MM LCP ULNA OSTEOTOMY INSTR AND IMPLANT SET | Trauma | EA
01.111.901 | 10886982022400 | 2.7MM TI LCP ULNA OSTEOTOMY INSTR AND IMPLANT SET | Trauma | EA
01.111.902 | 10886982022431 | 2.7MM LCP ULNA OSTEOTOMY IMPLANT SET | Trauma | EA
01.111.903 | 10886982022448 | 2.7MM TI LCP ULNA OSTEOTOMY IMPLANT SET | Trauma | EA
01.111.904 | 10886982022455 | 2.7MM LCP ULNA OSTEOTOMY INSTRUMENT SET | Trauma | EA
01.111.901FE | 10886982022424 | 2.7MM TI LCP ULNA OSTEOTOMY INSTR & IMPL/FIELD EQUIPMENT | Trauma | EA
01.111.900FE | 10886982022394 | 2.7MM LCP ULNA OSTEOTOMY INSTR AND IMPL SET/FIELD EQUIPMENT | Trauma | EA
01.111.901E | 10886982022417 | 2.7MM TI LCP ULNA OSTEOTOMY INSTR AND IMPLANT SET - EVAL | Trauma | EA
01.111.900E | 10886982022387 | 2.7MM LCP ULNA OSTEOTOMY INSTR AND IMPLANT SET-EVAL | Trauma | EA
02.201.102 | 10886982048349 | 2.0MM CORTEX SCREW SLF-TPNG WITH STARDRIVE RECESS 42MM | Trauma | EA
02.201.104 | 10886982048356 | 2.0MM CORTEX SCREW SLF-TPNG WITH STARDRIVE RECESS 44MM | Trauma | EA
02.201.106 | 10886982048363 | 2.0MM CORTEX SCREW SLF-TPNG WITH STARDRIVE RECESS 46MM | Trauma | EA
02.201.108 | 10886982048370 | 2.0MM CORTEX SCREW SLF-TPNG WITH STARDRIVE RECESS 48MM | Trauma | EA
02.201.110 | 10886982048387 | 2.0MM CORTEX SCREW SLF-TPNG WITH STARDRIVE RECESS 50MM | Trauma | EA
02.201.112 | 10886982048394 | 2.0MM CORTEX SCREW SLF-TPNG WITH STARDRIVE RECESS 52MM | Trauma | EA
02.201.114 | 10886982048400 | 2.0MM CORTEX SCREW SLF-TPNG WITH STARDRIVE RECESS 54MM | Trauma | EA
02.201.116 | 10886982048417 | 2.0MM CORTEX SCREW SLF-TPNG WITH STARDRIVE RECESS 56MM | Trauma | EA
02.201.118 | 10886982048424 | 2.0MM CORTEX SCREW SLF-TPNG WITH STARDRIVE RECESS 58MM | Trauma | EA
02.201.120 | 10886982048431 | 2.0MM CORTEX SCREW SLF-TPNG WITH STARDRIVE RECESS 60MM | Trauma | EA
19A | 10886982140968 | CLAMP WITH RODS | Trauma | EA
19B | 10886982140975 | CLAMP | Trauma | EA
19C | 10886982140982 | SPINDLE | Trauma | EA
19D | 10886982140999 | M2.5 SCREW | Trauma | EA
19E | 10886982141002 | CLAMP NUT | Trauma | EA
01.107.005 | 10886982020697 | VARIABLE ANGLE LCP ELBOW INSTRUMENT AND IMPLANT SET | Trauma | EA
04.131.150 | 10886982113641 | 1.3MM TI LCKNG STRAIGHT PLATE 6 HOLES-WITH GUIDES | Trauma | EA
04.131.151 | 10886982113665 | 1.3MM TI LCKNG STRAIGHT PLATE 12 HOLES-WITH GUIDES | Trauma | EA
04.131.152 | 10886982113689 | 1.3MM TI LCKNG T-PLATE 3H HD-5H SHAFT-WITH GUIDES | Trauma | EA
04.131.153 | 10886982113702 | 1.3MM TI LCKNG Y-PLATE 3H HD-5H SHAFT-WITH GUIDES | Trauma | EA
04.131.154 | 10886982113726 | 1.3MM TI LCKNG PHALANGE BASE PL-2H HD-5H SHAFT-WITH GUIDES | Trauma | EA
04.131.156 | 10886982113740 | 1.3MM TI LCKNG PHALANGE HEAD PLATE-RIGHT-WITH GUIDES | Trauma | EA
04.131.157 | 10886982113764 | 1.3MM TI LCKNG PHALANGE HEAD PLATE-LEFT-WITH GUIDES | Trauma | EA
04.131.158 | 10886982113788 | 1.3MM TI LCKNG STRUT PLATE 8H-OBLIQUE-RT-WITH GUIDES | Trauma | EA
04.131.159 | 10886982113801 | 1.3MM TI LCKNG STRUT PLATE 8H-OBLIQUE-LT-WITH GUIDES | Trauma | EA
04.131.161 | 10886982113825 | 1.3MM TI LCKNG WEB PLATE 14 HOLES-WITH GUIDES | Trauma | EA
FE.LABEL | 10886982001603 | SYNTHES LABEL PRINT SYSTEM FIELD EQUIPMENT LABEL | Trauma | EA
01.213.006E | 10886982025845 | 3.7MM & 5.0MM DYNAMIC LOCKING SCREW EVALUATION SET | Trauma | EA
SD310.508 | 10886982004024 | 1.8MM DRILL BIT W/70MM CALIBRATION MARK | Trauma | EA
SD314.117 | 10886982004710 | T15 SCREW DRIVER W/TROCAR TIP 235MM LONG | Trauma | EA
61.402.001.40 | 10886982250612 | TRIAL HEAD RACK FOR REDIAL HEAD PROSTHESIS GRAPHIC CASE | Trauma | EA
04.131.354 | 10886982114303 | 2.0MM TI VAL PHALANGEAL BASE PL-2H HEAD-6H SHAFT-W/GUIDES | Trauma | EA
04.131.350 | 10886982114228 | 2.0MM TI VAL STRAIGHT PLATE 6 HOLES-WITH GUIDES | Trauma | EA
04.131.355 | 10886982114327 | 2.0MM TI VAL CONDYLAR PLATE 2H HEAD-6H SHAFT-WITH GUIDES | Trauma | EA
04.131.351 | 10886982114242 | 2.0MM TI VAL STRAIGHT PLATE 12 HOLES-WITH GUIDES | Trauma | EA
04.131.352 | 10886982114266 | 2.0MM TI VAL T-PLATE 3H HEAD-7H SHAFT-WITH GUIDES | Trauma | EA
04.131.360 | 10886982114341 | 2.0MM TI VAL STRUT PLATE 12 HOLES-WITH GUIDES | Trauma | EA
04.131.353 | 10886982114280 | 2.0MM TI VAL Y-PLATE 3H HEAD-7H SHAFT-WITH GUIDES | Trauma | EA
04.131.362 | 10886982114365 | 2.0MM TI VAL BOX PLATE 4 HOLES-WITH GUIDES | Trauma | EA
04.131.363 | 10886982114389 | 2.0MM TI VAL 1ST METACARPAL PLATE-DORSAL-WITH GUIDES | Trauma | EA
04.131.366 | 10886982114402 | 2.0MM TI VAL ROTATION CORR PLATE-6 HOLES-WITH GUIDES | Trauma | EA
04.131.367 | 10886982114426 | 2.0MM TI VAL FRACTURE PLATE 6 HOLES-WITH GUIDES | Trauma | EA
04.131.351S | 10886982114259 | 2.0MM TI VAL STRAIGHT PLATE 12 HOLES-WITH GUIDES-STERILE | Trauma | EA
04.131.352S | 10886982114273 | 2.0MM TI VAL T-PLATE 3H HEAD-7H SHAFT-W/GUIDES-STER | Trauma | EA
04.131.353S | 10886982114297 | 2.0MM TI VAL Y-PLATE 3H HEAD-7H SHAFT-W/GUIDES-STER | Trauma | EA
04.131.354S | 10886982114310 | 2.0MM TI VAL PHALANGEAL BASE PL-2H HD-6H SHFT-W/GUIDES-STER | Trauma | EA
04.131.355S | 10886982114334 | 2.0MM TI VAL CONDYLAR PLATE 2H HEAD-6H SHAFT-W/GUIDES-STER | Trauma | EA
04.131.360S | 10886982114358 | 2.0MM TI VAL STRUT PLATE 12 HOLES-WITH GUIDES-STERILE | Trauma | EA
04.131.362S | 10886982114372 | 2.0MM TI VAL BOX PLATE 4 HOLES-WITH GUIDES-STERILE | Trauma | EA
04.131.363S | 10886982114396 | 2.0MM TI VAL 1ST METACARPAL PL-DORSAL-WITH GUIDES-STERILE | Trauma | EA
04.131.366S | 10886982114419 | 2.0MM TI VAL ROTATION CORR PLATE-6H-WITH GUIDES-STERILE | Trauma | EA
04.131.367S | 10886982114433 | 2.0MM TI VAL FRACTURE PLATE 6 HOLES-WITH GUIDES-STERILE | Trauma | EA
04.131.350S | 10886982114235 | 2.0MM TI VAL STRAIGHT PLATE 6 HOLES-WITH GUIDES-STERILE | Trauma | EA
01.019.006 | 10886982019714 | MULTILOC HUMERAL NAIL-LONG IMPLANT & INSTRUMENT SET | Trauma | EA
01.019.007 | 10886982019752 | MULTILOC HUMERAL NAIL-LONG INSTRUMENT SET | Trauma | EA
01.019.010 | 10886982019769 | MULTILOC HUMERAL NAIL FULL IMPLANT & INSTRUMENT SET | Trauma | EA
01.019.006FE2 | 10886982019745 | MULTILOC HUMERAL NAIL - LONG IMPLANT & INSTRUMENT SET | Trauma | EA
01.019.006FE1 | 10886982019738 | MULTILOC HUMERAL NAIL - LONG IMPLANT & INSTRUMENT SET | Trauma | EA
01.019.006E | 10886982019721 | MULTILOC HUMERAL NAIL - LONG INSTRUMENT SET - EVAL | Trauma | EA
61.004.306 | 10886982249654 | FLEXIBLE REAMER SET GRAPHIC CASE/LONG | Trauma | EA
61.124.204 | 10886982250384 | GRAPHIC CASE BASE F/3.5MM LCP PROXIMAL TIBIA PERC INSTR | Trauma | EA
61.124.205 | 10886982250391 | GRAPHIC CASE LID F/3.5MM LCP PROXIMAL TIBIA PERC INSTR | Trauma | EA
61.124.206 | 10886982250407 | GRAPHIC CASE F/3.5MM LCP PROX TIB LOW BEND PERC INSTR | Trauma | EA
61.124.207 | 10886982250414 | TRAY F/3.5MM LCP PROX TIB PL LOW BEND PERC AIMING ARMS | Trauma | EA
61.113.003 | 10886982250063 | INSTRUMENT TRAY F/3.5MM LCP PERCUTANEOUS INSTRUMENT SYSTEM | Trauma | EA
61.113.004 | 10886982250070 | 3.5MM MEDL DSTL TIB PL AIMING ARM TRAY F/3.5 PERC SYSTEM | Trauma | EA
03.140.021 | 10886982075772 | 4.0MM CANNULATED HEXAGONAL SCREWDRIVER SHAFT/265MM | Trauma | EA
03.140.019 | 10886982075758 | T25 STARDRIVE SCREWDRIVER SHAFT/265MM | Trauma | EA
03.140.020 | 10886982075765 | 3.5MM HEXAGONAL SCREWDRIVER SHAFT/265MM | Trauma | EA
01.107.007 | 10886982020710 | 2.7MM/3.5MM VA-LCP OLECRANON EXT MEDIAL AND LAT DHP SET | Trauma | EA
01.107.002FE1 | 10886982020659 | 2.7MM/3.5MM VA-LCP ELBOW SYSTEM FIELD EQUIPMENT SET | Trauma | EA
SD314.134 | 10886982004789 | T25 SCREWDRIVER W/TEAR DROP HANDLE/380MM LONG | Trauma | EA
01.107.002E | 10886982020642 | 2.7MM/3.5MM VA-LCP ELBOW SYSTEM EVAL SET | Trauma | EA
01.107.004E | 10886982020680 | 2.7MM/3.5MM TI VA-LCP ELBOW SYSTEM EVAL SET | Trauma | EA
01.127.001 | 10886982025081 | 3.5MM VA-LCP PROX TIBIA IMPLANT AND INSTRUMENT SET | Trauma | EA
01.127.004 | 10886982025111 | 3.5MM VA-LCP PROX TIBIA PLATE AIMING INSTRUMENT SET | Trauma | EA
01.127.001FE | 10886982025104 | 3.5MM VA-LCP PROX TIBIA IMPLANT AND INSTR SET-FE | Trauma | EA
01.127.001E | 10886982025098 | 3.5MM VA-LCP PROX TIBIA IMPLANT AND INSTR SET-EVAL | Trauma | EA
01.127.004E | 10886982025128 | 3.5MM VA-LCP PROX TIBIA PLATE AIMING INSTRUMENT SET-EVAL | Trauma | EA
03.140.000 | 10886982075673 | RADIOGRAPHIC RULER FOR 4.5MM VA-LCP PROXIMAL FEMUR PLATE | Trauma | EA
03.140.001 | 10886982075680 | GUIDE WIRE AIMING DEVICE/LEFT F/4.5MM VA-LCP PROX FEMUR PL | Trauma | EA
03.140.002 | 10886982075697 | GUIDE WIRE AIMING DEVICE/RIGHT F/4.5MM VA-LCP PROX FEMUR PL | Trauma | EA
02.140.006S | 10886982046468 | 4.5MM VA-LCP PROXIMAL FEMUR PLATE 6H/195MM/RIGHT-STERILE | Trauma | EA
02.140.009S | 10886982046482 | 4.5MM VA-LCP PROXIMAL FEMUR PLATE 9H/248MM/RIGHT-STERILE | Trauma | EA
02.140.012S | 10886982046505 | 4.5MM VA-LCP PROXIMAL FEMUR PLATE 12H/302MM/RIGHT-STERILE | Trauma | EA
02.140.015S | 10886982046529 | 4.5MM VA-LCP PROXIMAL FEMUR PLATE 15H/356MM/RIGHT-STERILE | Trauma | EA
02.140.018S | 10886982046543 | 4.5MM VA-LCP PROXIMAL FEMUR PLATE 18H/410MM/RIGHT-STERILE | Trauma | EA
02.140.021S | 10886982046550 | 4.5MM VA-LCP PROXIMAL FEMUR PLATE 21H/195MM/RIGHT-STERILE | Trauma | EA
02.140.106S | 10886982046574 | 4.5MM VA-LCP PROXIMAL FEMUR PLATE 6H/195MM/LEFT-STERILE | Trauma | EA
02.140.109S | 10886982046598 | 4.5MM VA-LCP PROXIMAL FEMUR PLATE 9H/248MM/LEFT-STERILE | Trauma | EA
02.140.112S | 10886982046611 | 4.5MM VA-LCP PROXIMAL FEMUR PLATE 12H/302MM/LEFT-STERILE | Trauma | EA
02.140.115S | 10886982046635 | 4.5MM VA-LCP PROXIMAL FEMUR PLATE 15H/356MM/LEFT-STERILE | Trauma | EA
02.140.118S | 10886982046659 | 4.5MM VA-LCP PROXIMAL FEMUR PLATE 18H/410MM/LEFT-STERILE | Trauma | EA
02.140.121S | 10886982046666 | 4.5MM VA-LCP PROXIMAL FEMUR PLATE 21H/195MM/LEFT-STERILE | Trauma | EA
04.140.009S | 10886982114471 | 4.5MM TI VA-LCP PROXIMAL FEMUR PLATE 9H/248MM/RIGHT-STERILE | Trauma | EA
04.140.006S | 10886982114457 | 4.5MM TI VA-LCP PROXIMAL FEMUR PLATE 6H/195MM/RIGHT-STERILE | Trauma | EA
04.140.012S | 10886982114495 | 4.5MM TI VA-LCP PROXIMAL FEMUR PLATE 12H/302MM/RIGHT-STERILE | Trauma | EA
04.140.015S | 10886982114518 | 4.5MM TI VA-LCP PROXIMAL FEMUR PLATE 15H/356MM/RIGHT-STERILE | Trauma | EA
04.140.018S | 10886982114532 | 4.5MM TI VA-LCP PROXIMAL FEMUR PLATE 18H/410MM/RIGHT-STERILE | Trauma | EA
04.140.021S | 10886982114549 | 4.5MM TI VA-LCP PROXIMAL FEMUR PLATE 21H/195MM/RIGHT-STERILE | Trauma | EA
04.140.106S | 10886982114563 | 4.5MM TI VA-LCP PROXIMAL FEMUR PLATE 6H/195MM/LEFT-STERILE | Trauma | EA
04.140.109S | 10886982114587 | 4.5MM TI VA-LCP PROXIMAL FEMUR PLATE 9H/248MM/LEFT-STERILE | Trauma | EA
04.140.112S | 10886982114600 | 4.5MM TI VA-LCP PROXIMAL FEMUR PLATE 12H/302MM/LEFT-STERILE | Trauma | EA
04.140.115S | 10886982114624 | 4.5MM TI VA-LCP PROXIMAL FEMUR PLATE 15H/356MM/LEFT-STERILE | Trauma | EA
04.140.118S | 10886982114648 | 4.5MM TI VA-LCP PROXIMAL FEMUR PLATE 18H/410MM/LEFT-STERILE | Trauma | EA
04.140.121S | 10886982114655 | 4.5MM TI VA-LCP PROXIMAL FEMUR PLATE 21H/195MM/LEFT-STERILE | Trauma | EA
02.140.006 | 10886982046451 | 4.5MM VA-LCP PROXIMAL FEMUR PLATE 6 HOLES/195MM - RIGHT | Trauma | EA
02.140.009 | 10886982046475 | 4.5MM VA-LCP PROXIMAL FEMUR PLATE 9 HOLES/248MM - RIGHT | Trauma | EA
02.140.012 | 10886982046499 | 4.5MM VA-LCP PROXIMAL FEMUR PLATE 12 HOLES/302MM - RIGHT | Trauma | EA
02.140.015 | 10886982046512 | 4.5MM VA-LCP PROXIMAL FEMUR PLATE 15 HOLES/356MM - RIGHT | Trauma | EA
02.140.018 | 10886982046536 | 4.5MM VA-LCP PROXIMAL FEMUR PLATE 18 HOLES/410MM - RIGHT | Trauma | EA
02.140.106 | 10886982046567 | 4.5MM VA-LCP PROXIMAL FEMUR PLATE 6 HOLES/195MM - LEFT | Trauma | EA
02.140.109 | 10886982046581 | 4.5MM VA-LCP PROXIMAL FEMUR PLATE 9 HOLES/248MM - LEFT | Trauma | EA
02.140.112 | 10886982046604 | 4.5MM VA-LCP PROXIMAL FEMUR PLATE 12 HOLES/302MM - LEFT | Trauma | EA
02.140.115 | 10886982046628 | 4.5MM VA-LCP PROXIMAL FEMUR PLATE 15 HOLES/356MM - LEFT | Trauma | EA
02.140.118 | 10886982046642 | 4.5MM VA-LCP PROXIMAL FEMUR PLATE 18 HOLES/410MM - LEFT | Trauma | EA
04.140.006 | 10886982114440 | 4.5MM TI VA-LCP PROXIMAL FEMUR PLATE 6 HOLES/195MM - RIGHT | Trauma | EA
04.140.009 | 10886982114464 | 4.5MM TI VA-LCP PROXIMAL FEMUR PLATE 9 HOLES/248MM - RIGHT | Trauma | EA
04.140.012 | 10886982114488 | 4.5MM TI VA-LCP PROXIMAL FEMUR PLATE 12 HOLES/302MM - RIGHT | Trauma | EA
04.140.015 | 10886982114501 | 4.5MM TI VA-LCP PROXIMAL FEMUR PLATE 15 HOLES/356MM - RIGHT | Trauma | EA
04.140.018 | 10886982114525 | 4.5MM TI VA-LCP PROXIMAL FEMUR PLATE 18 HOLES/410MM - RIGHT | Trauma | EA
04.140.106 | 10886982114556 | 4.5MM TI VA-LCP PROXIMAL FEMUR PLATE 6 HOLES/195MM - LEFT | Trauma | EA
04.140.109 | 10886982114570 | 4.5MM TI VA-LCP PROXIMAL FEMUR PLATE 9 HOLES/248MM - LEFT | Trauma | EA
04.140.112 | 10886982114594 | 4.5MM TI VA-LCP PROXIMAL FEMUR PLATE 12 HOLES/302MM - LEFT | Trauma | EA
04.140.115 | 10886982114617 | 4.5MM TI VA-LCP PROXIMAL FEMUR PLATE 15 HOLES/356MM - LEFT | Trauma | EA
04.140.118 | 10886982114631 | 4.5MM TI VA-LCP PROXIMAL FEMUR PLATE 18 HOLES/410MM - LEFT | Trauma | EA
03.140.003 | 10886982075703 | HANDLE WITH 14.0MM COUPLING | Trauma | EA
03.140.004 | 10886982075710 | 3.2MM/8.5MM GUIDE SLEEVE FOR 4.5MM VA-LCP PROX FEMUR PLATE | Trauma | EA
03.140.005 | 10886982075727 | LEFT AIMING BLOCK FOR 4.5MM VA-LCP PROX FEMUR PLATE | Trauma | EA
03.140.006 | 10886982075734 | RIGHT AIMING BLOCK FOR 4.5MM VA-LCP PROX FEMUR PLATE | Trauma | EA
03.140.007 | 10886982075741 | CONNECTING BOLT 4.5MM VA-LCP PROX FEMUR PLATE | Trauma | EA
61.108.034 | 10886982249845 | PEDIATRIC LCP PLATES-TRAY F/ 5.0MM PROXIMAL FEMUR PLATES | Trauma | EA
61.108.035 | 10886982249852 | PEDIATRIC LCP PLATE SYSTEM TRAY FOR METAPHYSEAL PLATES | Trauma | EA
61.108.042 | 10886982249906 | PEDIATRIC LCP PLATE SYSTEM TRAY FOR 3.5MM INSTRUMENTS | Trauma | EA
61.108.043 | 10886982249913 | PEDIATRIC LCP PLATE SYSTEM TRAY FOR 5.0MM INSTRUMENTS | Trauma | EA
61.108.044 | 10886982249920 | PEDIATRIC LCP PLATE SYSTEM TRAY FOR GENERAL INSTRUMENTS | Trauma | EA
61.231.005 | 10886982250483 | BOTTOM TRAY ASSY 4.5MM VA-LCP CURVED CONDYLAR AIMING INSTR | Trauma | EA
61.231.006 | 10886982250490 | UPPER TRAY ASSY 4.5MM VA-LCP CURVED CONDYLAR AIMING INSTR | Trauma | EA
01.107.201 | 10886982020734 | 2.7MM/3.5MM VA-LCP ELBOW SYSTEM INSTR AND IMPLANT SET | Trauma | EA
01.107.008 | 10886982020727 | 2.7MM/3.5MM VA-LCP POSTEROLATERAL DHP SET | Trauma | EA
60.550.201 | 10886982249555 | LID FOR SMALL BATTERY DRIVE II GRAPHIC CASE/REPLACEMENT | Trauma | EA
60.550.204 | 10886982249562 | INSERT TRAY FOR SAW BLADES AND ATTACHMENTS/FOR SBDII | Trauma | EA
60.550.211 | 10886982249586 | LID FOR SMALL BATTERY DRIVE II GRAPHIC CASE/REPLACEMENT | Trauma | EA
60.550.214 | 10886982249593 | INSERT TRAY FOR ATTACHMENTS FOR SBDII | Trauma | EA
60.550.080 | 10886982249364 | GRAPHIC CASE FOR SED SET COMPLETE | Trauma | EA
60.550.081 | 10886982249371 | LID FOR SMALL ELECTRIC DRIVE GRAPHIC CASE/REPLACEMENT | Trauma | EA
60.550.084 | 10886982249388 | INSERT TRAY FOR ATTACHMENTS FOR SMALL ELECTRIC DRIVE | Trauma | EA
60.550.090 | 10886982249395 | SURGERY CENTER GRAPHIC CASE FOR SED AND EPD/COMPLETE | Trauma | EA
60.550.091 | 10886982249401 | LID FOR SURGERY CENTER GRAPHIC CASE/REPLACEMENT | Trauma | EA
60.550.094 | 10886982249418 | INSERT TRAY FOR ATTACHMENTS F/SURGERY CENTER GRAPHIC CASE | Trauma | EA
DST-3 | 20886982000405 | FILTERS FOR STERILIZATION CONTAINER | Trauma | CA
AS2-3 | 20886982000023 | TAMPER EVIDENT ARROWS FOR STERILIZATION CONTAINER | Trauma | CA
MD1-1 | 20886982001969 | DATA CARDS FOR STERILIZATION CONTAINER | Trauma | CA
01.221.010 | 10886982025906 | ORTHOPAEDIC CABLE INSTRUMENT SET W/PISTOL GRIP TENSIONER | Trauma | EA
01.211.221 | 10886982025548 | 2.4MM VA-LCP FOREFOOT MIDFOOT SYSTEM SCREW SET & PLATE SET | Trauma | EA
01.211.422 | 10886982025739 | 2.7MM TI VA-LCP FOREFOOT MIDFOOT SYS SCREW & PLATE SET | Trauma | EA
01.221.010E | 10886982025913 | ORTHOPAEDIC CABLE INSTRUMENT SET W/PISTOL GRIP-EVAL | Trauma | EA
01.211.222 | 10886982025555 | 2.7MM VA-LCP FOREFOOT MIDFOOT SYSTEM SCREW SET & PLATE SET | Trauma | EA
01.402.001 | 10886982027375 | RADIAL HEAD PROSTHESIS INSTRUMENT AND IMPLANT SET | Trauma | EA
01.402.001FE | 10886982027399 | RADIAL HEAD PROSTHESIS FIELD EQUIPMENT SET | Trauma | EA
01.402.001PA | 10886982027405 | RADIAL HEAD PROSTHESIS INSTRUMENT PROMOTIONAL SET | Trauma | EA
01.402.001E | 10886982027382 | RADIAL HEAD PROSTHESIS EVALUATION SET | Trauma | EA
07.801.301.97S | 10886982131690 | CHRONOS MATRIX 1CC-MOLDABLE PUTTY-STER | Trauma | EA
07.801.302.97S | 10886982131706 | CHRONOS MATRIX 2.5CC-MOLDABLE PUTTY-STER | Trauma | EA
02.111.008S | 10886982031099 | 2.4/2.7MM VA-LCP FOREARM PLATE 8 HOLES/109MM-STERILE | Trauma | EA
02.111.010S | 10886982031112 | 2.4/2.7MM VA-LCP FOREARM PLATE 10 HOLES/135MM-STERILE | Trauma | EA
02.111.570 | 10886982031877 | VA-LCP 2-COLUMN DIA-META DSTL RADIUS PL/NRW 6H HD/108MM/RT | Trauma | EA
02.111.571 | 10886982031891 | VA-LCP 2-COLUMN DIA-META DSTL RADIUS PL/NRW 6H HD/108MM/LT | Trauma | EA
02.111.670 | 10886982032119 | VA-LCP 2-COLUMN DIA-META DSTL RADIUS PL/6H HD/111MM/RT | Trauma | EA
02.111.671 | 10886982032133 | VA-LCP 2-COLUMN DIA-META DSTL RADIUS PL/6H HD/111MM/LT | Trauma | EA
02.111.680 | 10886982032157 | VA-LCP 2-COLUMN DIA-META DSTL RADIUS PL/6H HD/151MM/RT | Trauma | EA
02.111.681 | 10886982032171 | VA-LCP 2-COLUMN DIA-META DSTL RADIUS PL/6H HD/151MM/LT | Trauma | EA
02.111.770 | 10886982032416 | VA-LCP 2-COLUMN DIA-META DSTL RADIUS PL/7H HD/112MM/RT | Trauma | EA
02.111.771 | 10886982032430 | VA-LCP 2-COLUMN DIA-META DSTL RADIUS PL/7H HD/112MM/LT | Trauma | EA
02.111.008 | 10886982031082 | 2.4/2.7MM VA-LCP FOREARM PLATE 8 HOLES/109MM | Trauma | EA
02.111.010 | 10886982031105 | 2.4/2.7MM VA-LCP FOREARM PLATE 10 HOLES/135MM | Trauma | EA
03.111.681 | 10886982072511 | SIZING TMPL F/2-COL DIA-META DSTL RAD PL/6H HD/151MM/LT | Trauma | EA
01.211.421 | 10886982025722 | 2.4MM TI VA-LCP FOREFOOT MIDFOOT SYS SCREW & PLATE SET | Trauma | EA
04.111.008 | 10886982101006 | 2.4/2.7MM TI VA-LCP FOREARM PL 8 HOLES/109MM | Trauma | EA
04.111.010 | 10886982101020 | 2.4/2.7MM TI VA-LCP FOREARM PL 10 HOLES/135MM | Trauma | EA
04.111.570 | 10886982101709 | TI VA-LCP 2-COL DIA-META DSTL RADIUS PL/NRW 6H HD/108MM/RT | Trauma | EA
04.111.571 | 10886982101723 | TI VA-LCP 2-COL DIA-META DSTL RADIUS PL/NRW 6H HD/108MM/LT | Trauma | EA
04.111.670 | 10886982101945 | TI VA-LCP 2-COL DIA-META DSTL RADIUS PL/6H HD/111MM/RT | Trauma | EA
04.111.671 | 10886982101969 | TI VA-LCP 2-COL DIA-META DSTL RADIUS PL/6H HD/111MM/LT | Trauma | EA
04.111.680 | 10886982101983 | TI VA-LCP 2-COL DIA-META DSTL RADIUS PL/6H HD/151MM/RT | Trauma | EA
04.111.681 | 10886982102003 | TI VA-LCP 2-COL DIA-META DSTL RADIUS PL/6H HD/151MM/LT | Trauma | EA
04.111.770 | 10886982102249 | TI VA-LCP 2-COL DIA-META DSTL RADIUS PL/7H HD/112MM/RT | Trauma | EA
04.111.771 | 10886982102263 | TI VA-LCP 2-COL DIA-META DSTL RADIUS PL/7H HD/112MM/LT | Trauma | EA
04.111.008S | 10886982101013 | 2.4/2.7MM TI VA-LCP FOREARM PL 8 HOLES/109MM-STER | Trauma | EA
04.111.010S | 10886982101037 | 2.4/2.7MM TI VA-LCP FOREARM PL 10 HOLES/135MM-STER | Trauma | EA
03.113.030S | 10886982072962 | 3.1MM DRILL BIT F/3.7MM DLS W/3.5 LCP PERC AIMING SYS-STER | Trauma | EA
03.113.030 | 10886982072955 | 3.1MM DRILL BIT F/3.7MM DLS W/3.5MM LCP PERC AIMING SYSTEM | Trauma | EA
03.113.031 | 10886982072979 | 3.1MM DRILL GUIDE F/3.7MM DLS W/3.5MM LCP PERC AIMING SYSTEM | Trauma | EA
61.550.172 | 10886982250704 | ATTACHMENT RACK FOR JOINT REPLACEMENT GRAPHIC CASE | Trauma | EA
03.127.016LN | 10886982075178 | 2.5NM TORQUE LIMITING HANDLE WITH QC - LOANER | Trauma | EA
03.231.013LN | 10886982077417 | 6NM TORQUE LIMITING BLUE T-HANDLE W/6MM HXC - LOANER | Trauma | EA
03.231.018LN | 10886982077479 | 6NM TORQUE LIMITING BLUE HANDLE W/6MM HXC - LOANER | Trauma | EA
03.130.251 | 10886982075437 | REPLACEABLE SLIDER FOR DEPTH GAUGE 03.130.250 | Trauma | EA
03.130.240 | 10886982075413 | PLATE BENDING PINS FOR 1.5MM VA-LOCKING PLATES WITH GUIDES | Trauma | EA
03.130.290 | 10886982075499 | REDUCTION FORCEPS W/DRILL GUIDE INSERTS/SOFT LOCK | Trauma | EA
03.130.340 | 10886982075666 | PLATE BENDING PINS FOR 2.0MM VA-LOCKING PLATES WITH GUIDES | Trauma | EA
60.116.582 | 10886982247056 | 2.7/3.5MM SCR RACK BLOCK F/SCR RACK SHELL F/MODULAR GC SYSTEM | Trauma | EA
VP4601.L8 | 10886982012296 | 3.5MM TPO/DPO PLATE LEFT/20 DEGREES | Trauma | EA
VP4602.L8 | 10886982012319 | 3.5MM TPO/DPO PLATE LEFT/25 DEGREES | Trauma | EA
VP4603.L8 | 10886982012333 | 3.5MM TPO/DPO PLATE LEFT/30 DEGREES | Trauma | EA
VP4601.R8 | 10886982012302 | 3.5MM TPO/DPO PLATE RIGHT/20 DEGREES | Trauma | EA
VP4602.R8 | 10886982012326 | 3.5MM TPO/DPO PLATE RIGHT/25 DEGREES | Trauma | EA
VP4603.R8 | 10886982012340 | 3.5MM TPO/DPO PLATE RIGHT/30 DEGREES | Trauma | EA
VP4611.L8 | 10886982012357 | 3.5MM LARGE TPO/DPO PLATE LEFT/20 DEGREES | Trauma | EA
VP4612.L8 | 10886982012371 | 3.5MM LARGE TPO/DPO PLATE LEFT/25 DEGREES | Trauma | EA
VP4613.L8 | 10886982012395 | 3.5MM LARGE TPO/DPO PLATE LEFT/30 DEGREES | Trauma | EA
VP4611.R8 | 10886982012364 | 3.5MM LARGE TPO/DPO PLATE RIGHT/20 DEGREES | Trauma | EA
VP4612.R8 | 10886982012388 | 3.5MM LARGE TPO/DPO PLATE RIGHT/25 DEGREES | Trauma | EA
VP4613.R8 | 10886982012401 | 3.5MM LARGE TPO/DPO PLATE RIGHT/30 DEGREES | Trauma | EA
SD314.136 | 10886982004802 | PLUMBERS SCREWDRIVER SHAFT T6/T8 STARDRIVE/150MM/LONG | Trauma | EA
SD314.137 | 10886982004819 | PLUMBERS SCREWDRIVER SHAFT 2.5MM-3.5MM HEX/150MM/LONG | Trauma | EA
60.116.580 | 10886982247032 | 2.0/2.4MM SCR RACK BLOCK F/SCR RACK SHELL F/MODULAR GC SYSTEM | Trauma | EA
60.116.117 | 10886982244475 | 2.0MM SCREW RACK BLOCK F/SCREW RACK SHELL F/MODULAR GC SYSTEM | Trauma | EA
60.116.581 | 10886982247049 | 2.4/2.7MM SCR RACK BLOCK F/SCR RACK SHELL F/MODULAR GC SYSTEM | Trauma | EA
60.116.583 | 10886982247063 | AUXILARY BLOCK FOR MODULAR GC SYSTEM F/EXTENDED LENGTH SCR | Trauma | EA
60.116.584 | 10886982247070 | SCREW RACK SHELL FOR MODULAR GRAPHIC CASE-EXTENDED LGTH SCR | Trauma | EA
03.201.001 | 10886982075833 | 1.5MM DRILL BIT EXTENDED LENGTH/105MM | Trauma | EA
03.201.003 | 10886982075857 | 2.0MM DRILL BIT EXTENDED LENGTH/140MM | Trauma | EA
03.201.006 | 10886982075871 | TAP FOR 2.0MM CORTEX SCREWS EXTENDED LENGTH/135MM | Trauma | EA
03.201.008 | 10886982075895 | TAP FOR 2.7MM CORTEX SCREWS EXTENDED LENGTH/175MM | Trauma | EA
03.201.010 | 10886982075901 | TAP FOR 2.0MM T6 CORTEX SCREWS EXTENDED LENGTH/135MM | Trauma | EA
03.201.002 | 10886982075840 | 1.8MM DRILL BIT EXTENDED LENGTH/150MM | Trauma | EA
03.201.007 | 10886982075888 | TAP FOR 2.4MM CORTEX SCREWS EXTENDED LENGTH/160MM | Trauma | EA
03.201.005 | 10886982075864 | PERCUTANEOUS DEPTH GAUGE FOR EXTENDED LENGTH SCREWS-180MM | Trauma | EA
SD314.135 | 10886982004796 | PLUMBERS SCREWDRIVER HANDLE | Trauma | EA
60.119.040 | 10886982247414 | COMPACT FOREFOOT RECON PLATE GRAPHIC CASE - ASC | Trauma | EA
60.119.041 | 10886982247421 | INSTRUMENT TRAY FOR COMPACT FOREFOOT RECON PLATE SYSTEM | Trauma | EA
60.119.042 | 10886982247438 | SCREW RACK F/COMPACT FOREFOOT RECON PLATE SYSTEM | Trauma | EA
60.119.049 | 10886982247445 | LID FOR COMPACT FOREFOOT RECON PLATE SYSTEM - ASC | Trauma | EA
02.260.300S | 10886982064059 | 3.5MM LOCKING PROSTITCH SCREW 0MM - STERILE | Trauma | EA
02.260.315S | 10886982064066 | 3.5MM LOCKING PROSTITCH SCREW 15MM - STERILE | Trauma | EA
02.260.320S | 10886982064073 | 3.5MM LOCKING PROSTITCH SCREW 20MM - STERILE | Trauma | EA
02.260.325S | 10886982064080 | 3.5MM LOCKING PROSTITCH SCREW 25MM - STERILE | Trauma | EA
02.260.330S | 10886982064097 | 3.5MM LOCKING PROSTITCH SCREW 30MM - STERILE | Trauma | EA
04.260.300S | 10886982127761 | 3.5MM TI LOCKING PROSTITCH SCREW/0MM - STERILE | Trauma | EA
04.260.315S | 10886982127778 | 3.5MM TI LOCKING PROSTITCH SCREW/15MM - STERILE | Trauma | EA
04.260.320S | 10886982127785 | 3.5MM TI LOCKING PROSTITCH SCREW/20MM - STERILE | Trauma | EA
04.260.325S | 10886982127792 | 3.5MM TI LOCKING PROSTITCH SCREW/25MM - STERILE | Trauma | EA
04.260.330S | 10886982127808 | 3.5MM TI LOCKING PROSTITCH SCREW/30MM - STERILE | Trauma | EA
04.260.332S | 10886982127815 | 3.5MM TI LOCKING PROSTITCH SCREW/32MM - STERILE | Trauma | EA
04.260.334S | 10886982127822 | 3.5MM TI LOCKING PROSTITCH SCREW/34MM - STERILE | Trauma | EA
04.260.336S | 10886982127839 | 3.5MM TI LOCKING PROSTITCH SCREW/36MM - STERILE | Trauma | EA
04.260.338S | 10886982127846 | 3.5MM TI LOCKING PROSTITCH SCREW/38MM - STERILE | Trauma | EA
04.260.340S | 10886982127853 | 3.5MM TI LOCKING PROSTITCH SCREW/40MM - STERILE | Trauma | EA
04.260.342S | 10886982127860 | 3.5MM TI LOCKING PROSTITCH SCREW/42MM - STERILE | Trauma | EA
02.260.332S | 10886982064103 | 3.5MM LOCKING PROSTITCH SCREW 32MM - STERILE | Trauma | EA
04.260.344S | 10886982127877 | 3.5MM TI LOCKING PROSTITCH SCREW/44MM - STERILE | Trauma | EA
04.260.346S | 10886982127884 | 3.5MM TI LOCKING PROSTITCH SCREW/46MM - STERILE | Trauma | EA
04.260.348S | 10886982127891 | 3.5MM TI LOCKING PROSTITCH SCREW/48MM - STERILE | Trauma | EA
02.260.334S | 10886982064110 | 3.5MM LOCKING PROSTITCH SCREW 34MM - STERILE | Trauma | EA
04.260.350S | 10886982127907 | 3.5MM TI LOCKING PROSTITCH SCREW/50MM - STERILE | Trauma | EA
04.260.352S | 10886982127914 | 3.5MM TI LOCKING PROSTITCH SCREW/52MM - STERILE | Trauma | EA
02.260.336S | 10886982064127 | 3.5MM LOCKING PROSTITCH SCREW 36MM - STERILE | Trauma | EA
02.260.338S | 10886982064134 | 3.5MM LOCKING PROSTITCH SCREW 38MM - STERILE | Trauma | EA
02.260.340S | 10886982064141 | 3.5MM LOCKING PROSTITCH SCREW 40MM - STERILE | Trauma | EA
02.260.342S | 10886982064158 | 3.5MM LOCKING PROSTITCH SCREW 42MM - STERILE | Trauma | EA
02.260.344S | 10886982064165 | 3.5MM LOCKING PROSTITCH SCREW 44MM - STERILE | Trauma | EA
02.260.346S | 10886982064172 | 3.5MM LOCKING PROSTITCH SCREW 46MM - STERILE | Trauma | EA
02.260.348S | 10886982064189 | 3.5MM LOCKING PROSTITCH SCREW 48MM - STERILE | Trauma | EA
02.260.350S | 10886982064196 | 3.5MM LOCKING PROSTITCH SCREW 50MM - STERILE | Trauma | EA
02.260.352S | 10886982064202 | 3.5MM LOCKING PROSTITCH SCREW 52MM - STERILE | Trauma | EA
02.260.354S | 10886982064219 | 3.5MM LOCKING PROSTITCH SCREW 54MM - STERILE | Trauma | EA
02.260.356S | 10886982064226 | 3.5MM LOCKING PROSTITCH SCREW 56MM - STERILE | Trauma | EA
02.260.358S | 10886982064233 | 3.5MM LOCKING PROSTITCH SCREW 58MM - STERILE | Trauma | EA
02.260.360S | 10886982064240 | 3.5MM LOCKING PROSTITCH SCREW 60MM - STERILE | Trauma | EA
02.260.365S | 10886982064257 | 3.5MM LOCKING PROSTITCH SCREW 65MM - STERILE | Trauma | EA
04.260.354S | 10886982127921 | 3.5MM TI LOCKING PROSTITCH SCREW/54MM - STERILE | Trauma | EA
02.260.370S | 10886982064264 | 3.5MM LOCKING PROSTITCH SCREW 70MM - STERILE | Trauma | EA
02.260.375S | 10886982064271 | 3.5MM LOCKING PROSTITCH SCREW 75MM - STERILE | Trauma | EA
01.019.010PA | 10886982019776 | MULTILOC HUMERAL NAIL- FULL INSTRUMENT SET | Trauma | EA
02.260.380S | 10886982064288 | 3.5MM LOCKING PROSTITCH SCREW 80MM - STERILE | Trauma | EA
02.260.385S | 10886982064295 | 3.5MM LOCKING PROSTITCH SCREW 85MM - STERILE | Trauma | EA
02.260.390S | 10886982064301 | 3.5MM LOCKING PROSTITCH SCREW 90MM - STERILE | Trauma | EA
02.260.395S | 10886982064318 | 3.5MM LOCKING PROSTITCH SCREW 95MM - STERILE | Trauma | EA
04.260.356S | 10886982127938 | 3.5MM TI LOCKING PROSTITCH SCREW/56MM - STERILE | Trauma | EA
04.260.358S | 10886982127945 | 3.5MM TI LOCKING PROSTITCH SCREW/58MM - STERILE | Trauma | EA
04.260.360S | 10886982127952 | 3.5MM TI LOCKING PROSTITCH SCREW/60MM - STERILE | Trauma | EA
04.260.365S | 10886982127969 | 3.5MM TI LOCKING PROSTITCH SCREW/65MM - STERILE | Trauma | EA
04.260.370S | 10886982127976 | 3.5MM TI LOCKING PROSTITCH SCREW/70MM - STERILE | Trauma | EA
04.260.375S | 10886982127983 | 3.5MM TI LOCKING PROSTITCH SCREW/75MM - STERILE | Trauma | EA
04.260.380S | 10886982127990 | 3.5MM TI LOCKING PROSTITCH SCREW/80MM - STERILE | Trauma | EA
04.260.385S | 10886982128003 | 3.5MM TI LOCKING PROSTITCH SCREW/85MM - STERILE | Trauma | EA
04.260.390S | 10886982128010 | 3.5MM TI LOCKING PROSTITCH SCREW/90MM - STERILE | Trauma | EA
04.260.395S | 10886982128027 | 3.5MM TI LOCKING PROSTITCH SCREW/95MM - STERILE | Trauma | EA
03.260.303 | 10886982077547 | PROSTITCH SCREWDRIVER SHAFT T15 | Trauma | EA
03.260.301 | 10886982077530 | PROSTITCH SUTURE LOADER/T15 | Trauma | EA
03.260.305 | 10886982077554 | 1.5NM TORQUE LIMITING HANDLE WITH QC | Trauma | EA
01.107.002FE2 | 10886982020666 | 2.7MM/3.5MM VA-LCP ELBOW POSTLAT PLATE FIELD EQUIP SET | Trauma | EA
01.107.006 | 10886982020703 | 2.7MM/3.5MM VA-LCP ELBOW SYSTEM COMPACT SET | Trauma | EA
01.107.002 | 10886982020635 | 2.7MM/3.5MM VA-LCP ELBOW INSTR AND IMPLANT SET | Trauma | EA
01.107.004 | 10886982020673 | 2.7MM/3.5MM VA-LCP ELBOW TI INSTR AND IMPLANT SET | Trauma | EA
SD294.480 | 10886982003768 | Ã4.0MM SCHANZ SCREW EXTENDED LENGTH/180MM LONG | Trauma | EA
SD314.054 | 10886982004659 | DOUBLE BARREL TROCAR 6.5MM/7.3MM CANNULATED SCREWS | Trauma | EA
SD03.122.024 | 10886982002853 | BLADE IMPACTOR TIP | Trauma | EA
61.108.033 | 10886982249838 | PEDIATRIC LCP PLATE-TRAY F/ 3.5MM PROXIMAL FEMUR PLATES | Trauma | EA
60.116.161 | 10886982244727 | LABEL SHEET FOR INTERLOCK SCREWDRIVER ASSEMBLY | Trauma | EA
02.211.414 | 10886982055064 | 2.4MM/2.7MM VARIABLE ANGLE LOCKING TALUS PLATE | Trauma | EA
04.211.414 | 10886982120472 | 2.4MM/2.7MM TI VARIABLE ANGLE LOCKING TALUS PLATE | Trauma | EA
03.211.450 | 10886982076441 | INSERTION POST GUIDE BLOCK FOR 2.7MM VAL ANTLAT CALC PL RIGHT | Trauma | EA
03.211.451 | 10886982076458 | INSERTION POST GUIDE BLOCK FOR 2.7MM VAL ANTLAT CALC PL LEFT | Trauma | EA
01.111.750 | 10886982022363 | SOFT TISSUE BONE REDUCTN FORCEPS INSTRUMENT SET | Trauma | EA
SD310.507 | 10886982004017 | 1.8MM DRILL BIT 70MM CALIBRATION/170MM LONG | Trauma | EA
04.211.416S | 10886982120502 | 3.5MM TI VA-LCP MEDIAL COLUMN FUSION PLATE 78MM RIGHT-STER | Trauma | EA
04.211.417S | 10886982120526 | 3.5MM TI VA-LCP MEDIAL COLUMN FUSION PLATE 78MM LEFT-STER | Trauma | EA
04.211.418S | 10886982120540 | 3.5MM TI VA-LCP MEDIAL COLUMN FUSION PLANTAR PL 78MM RT-STER | Trauma | EA
04.211.419S | 10886982120564 | 3.5MM TI VA-LCP MEDIAL COLUMN FUSION PLANTAR PL 78MM LT-STER | Trauma | EA
04.211.420S | 10886982120588 | 3.5MM TI VA-LCP MEDIAL COLUMN FUSION PLATE 95MM RIGHT-STER | Trauma | EA
04.211.421S | 10886982120601 | 3.5MM TI VA-LCP MEDIAL COLUMN FUSION PLATE 95MM LEFT-STER | Trauma | EA
02.211.414S | 10886982055071 | 2.4MM/2.7MM VARIABLE ANGLE LOCKING TALUS PLATE-STERILE | Trauma | EA
04.211.414S | 10886982120489 | 2.4MM/2.7MM TI VARIABLE ANGLE LOCKING TALUS PLATE-STERILE | Trauma | EA
SD474.538 | 10886982256836 | 16MM TI CANNULATED FEMORAL NAIL/380 | Trauma | EA
01.119.050 | 10886982256843 | VA COMPACT DISTAL RADIUS INSTRUMENT AND IMPLANT SET | Trauma | EA
01.119.051 | 10886982256850 | LCP COMPACT DISTAL RADIUS INSTRUMENT AND IMPLANT SET | Trauma | EA
01.119.052 | 10886982256867 | VA & LCP COMPACT DISTAL RADIUS INSTRUMENT AND IMPLANT SET | Trauma | EA
01.119.053 | 10886982256874 | TI VA COMPACT DISTAL RADIUS INSTRUMENT AND IMPLANT SET | Trauma | EA
01.119.054 | 10886982256881 | TI LCP COMPACT DISTAL RADIUS INSTRUMENT AND IMPLANT SET | Trauma | EA
01.119.055 | 10886982256898 | TI VA & LCP COMPACT DISTAL RAD INSTRUMENT AND IMPLANT SET | Trauma | EA
01.119.016 | 10886982256904 | VA IMPLANT AND SCREW SET FOR COMPACT DISTAL RAD SYSTEM | Trauma | EA
01.119.017 | 10886982256911 | LCP IMPLANT AND SCREW SET FOR COMPACT DISTAL RAD SYSTEM | Trauma | EA
01.119.018 | 10886982256928 | TI VA IMPLANT AND SCREW SET FOR COMPACT DISTAL RAD SYSTEM | Trauma | EA
01.119.019 | 10886982256935 | TI LCP IMPLANT AND SCREW SET FOR COMPACT DISTAL RAD SYSTEM | Trauma | EA
01.118.009 | 10886982256942 | 2.7MM SCREW SET FOR VA-LCP ANKLE TRAUMA SYSTEM | Trauma | EA
01.118.010 | 10886982256959 | 3.5/4.0MM SCR SET FOR VA-LCP ANKLE TRAUMA SYSTEM | Trauma | EA
01.118.001 | 10886982256966 | 2.7MM/3.5MM VA-LCP ANTLAT DISTAL TIBIA PLATES SET | Trauma | EA
01.118.011 | 10886982256973 | 2.7MM/3.5MM VA-LCP ANKLE TRAUMA PLATES SET | Trauma | EA
01.118.012 | 10886982256980 | 2.7MM/3.5MM VA-LCP ANKLE TRAUMA INSTR & IMPLANT SET | Trauma | EA
01.118.002 | 10886982256997 | 2.7MM/3.5MM VA-LCP MEDIAL DISTAL TIBIA & T/L PLATES SET | Trauma | EA
01.118.013 | 10886982257000 | 2.7MM/3.5MM VA-LCP ANKLE TRAUMA SET W/ANT MEDL PL | Trauma | EA
01.118.003 | 10886982257017 | 2.7MM/3.5MM VA-LCP LATERAL DISTAL FIBULA PLATES SET | Trauma | EA
01.118.014 | 10886982257024 | 2.7/3.5MM VA-LCP ANKLE TRAUMA CONSOLIDATED INSTR/IMPL SET | Trauma | EA
01.118.015 | 10886982257031 | 2.7/3.5MM REDUCTN INSTR SET F/ VA-LCP ANKLE TRAUMA SYSTEM | Trauma | EA
01.118.014FE | 10886982257048 | 2.7MM/3.5MM VA-LCP ANKLE TRAUMA FE CONSOLIDATED SET | Trauma | EA
01.118.004 | 10886982257055 | 2.7/3.5MM SCR SET FOR VA-LCP ANKLE TRAUMA SYSTEM | Trauma | EA
01.118.013FE | 10886982257062 | 2.7MM/3.5MM VA-LCP ANKLE TRAUMA FE SET W/ANT MEDL PL | Trauma | EA
01.118.005 | 10886982257079 | 2.7/3.5MM GENERAL INSTR SET F/ VA-LCP ANKLE TRAUMA SYSTEM | Trauma | EA
01.118.012FE | 10886982257086 | 2.7MM/3.5MM VA-LCP ANKLE TRAUMA INSTR/IMPL FE SET | Trauma | EA
01.118.007 | 10886982257093 | 2.7/3.5MM VA INSTR SET FOR VA-LCP ANKLE TRAUMA SYSTEM | Trauma | EA
01.118.013E | 10886982257109 | 2.7MM/3.5MM VA-LCP ANKLE TRAUMA EVAL SET / ANT MEDL PL | Trauma | EA
01.118.014E | 10886982257116 | 2.7/3.5MM VA-LCP ANKLE IMPLANT & INSTR EVAL SET/CONSOLIDATED | Trauma | EA
01.118.012E | 10886982257123 | 2.7MM/3.5MM VA-LCP ANKLE TRAUMA INSTR/IMPL EVAL SET | Trauma | EA
CD02.108.343 | 10886982257239 | PEDIATRIC LCP HIP PLATE CURVED | Trauma | EA
01.116.236 | 10886982257260 | EX NAIL OPENING INSTR SET UPGRADE | Trauma | EA
01.116.237 | 10886982257277 | ALFN-EX OPENING INSTR SET UPGRADE | Trauma | EA
01.116.238 | 10886982257284 | LFN RECON-EX OPENING INST SET UPGRADE | Trauma | EA
01.116.239 | 10886982257291 | RAFN-EX OPENING INST SET UPGRADE | Trauma | EA
01.116.240 | 10886982257307 | TIBIA-EX OPENING INSTR SET UPGRADE | Trauma | EA
01.116.241 | 10886982257314 | REDUCTION INSTR SET WITH MIPO UPGRADE | Trauma | EA
01.116.242 | 10886982257321 | REDUCTION INSTR SET UPGRADE | Trauma | EA
01.116.243 | 10886982257338 | REAMING INSTR SET UPGRADE | Trauma | EA
01.116.244 | 10886982257345 | ALFN-EX INSERTION INSTR UPGRADE | Trauma | EA
01.116.245 | 10886982257352 | LFN RECON-EX INSERTN INSTR SET UPGRADE | Trauma | EA
01.116.246 | 10886982257369 | RAFN-EX INSERTION INSTR SET UPGRADE | Trauma | EA
01.116.247 | 10886982257376 | TIBIA-EX INSERTION INSTR SET UPGRADE | Trauma | EA
01.116.248 | 10886982257383 | TIBIA-EX INSERTION INSTR SET WITH SUPRAPATELLAR-UPGRADE | Trauma | EA
01.116.249 | 10886982257390 | EX NAILS LOCKING INSTR SET UPGRADE | Trauma | EA
01.116.036 | 10886982257406 | EX NAIL OPENING INSTR SET COMPLETE | Trauma | EA
01.116.037 | 10886982257413 | ALFN-EX OPENING INSTR SET COMPLETE | Trauma | EA
01.116.038 | 10886982257420 | LFN RECON-EX OPENING INSTR SET COMPLETE | Trauma | EA
01.116.039 | 10886982257444 | RAFN-EX OPENING INSTR SET COMPLETE | Trauma | EA
01.116.040 | 10886982257451 | TIBIA-EX OPENING INSTR SET COMPLETE | Trauma | EA
01.116.041 | 10886982257468 | REDUCTION INSTR SET WITH MIPO COMPLETE | Trauma | EA
01.116.042 | 10886982257475 | REDUCTION INSTR SET COMPLETE | Trauma | EA
01.116.037FE | 10886982257482 | ALFN-EX INSTRUMENT FIELD EQUIPMENT SET | Trauma | EA
01.116.038FE | 10886982257499 | LFN-EX INSTRUMENT FIELD EQUIPMENT SET | Trauma | EA
01.116.039FE | 10886982257505 | RAFN-EX INSTRUMENT FIELD EQUIPMENT SET | Trauma | EA
01.116.043 | 10886982257512 | REAMING INSTR SET COMPLETE | Trauma | EA
01.116.040FE | 10886982257529 | TIBIA-EX INSTRUMENT FIELD EQUIPMENT SET | Trauma | EA
01.116.044 | 10886982257536 | ALFN-EX INSERTION INSTR SET COMPLETE | Trauma | EA
01.116.041FE | 10886982257543 | REDUCTION INSTRUMENT FIELD EQUIPMENT SET | Trauma | EA
01.116.045 | 10886982257550 | LFN RECON-EX INSERTN INSTR SET COMPLETE | Trauma | EA
01.116.046 | 10886982257567 | RAFN-EX INSERTION INSTR SET COMPLETE | Trauma | EA
01.116.047 | 10886982257574 | TIBIA-EX INSERTION INSTR SET COMPLETE | Trauma | EA
01.116.048 | 10886982257581 | TIBIA-EX INSERTION INSTR SET WITH SUPRAPATELLAR COMPLETE | Trauma | EA
01.116.049 | 10886982257598 | EX NAILS LOCKING INSTR SET COMPLETE | Trauma | EA
CD474.605 | 10886982257437 | 16MM TI CANNULATED FEMORAL NAIL/380MM | Trauma | EA
60.116.585 | 10886982257604 | SCR RACK SHELL LID/EXT LENGTH F/MODULAR GRAPHIC CASE SYSTEM | Trauma | EA
SD319.011 | 10886982257673 | DEPTH GAUGE FOR 2.4MM AND 2.7MM VA LOCKING SCREWS | Trauma | EA
103.535VTE | 10886982257734 | LARGE FRAGMENT LCP PLATE SET VETERINARY EVAL | Trauma | EA
60.116.579 | 10886982257789 | LABEL PACK F/EXT LENGTH CORTEX SCREWS F/MODULAR GC SYSTEM | Trauma | EA
SD312.200 | 10886982257833 | 2.5MM PARALLEL DRILL GUIDE | Trauma | EA
61.019.008 | 10886982257857 | LID F/SCREW RACK F/MULTILOC HUMERAL NAILING SYSTEM | Trauma | EA
01.119.030 | 10886982257987 | COMPACT FOREFOOT RECON SCREW INSTR AND IMPL SET-ASC | Trauma | EA
01.119.021 | 10886982258007 | COMPACT ANKLE FRACTURE INSTR AND IMPL SET-ASC | Trauma | EA
01.119.022 | 10886982258014 | TI COMPACT ANKLE FRACTURE INSTR AND IMPL SET-ASC | Trauma | EA
01.119.010 | 10886982258021 | VA COMPACT DISTAL RADIUS INSTR AND IMPL SET-ASC | Trauma | EA
01.119.011 | 10886982258038 | LCP COMPACT DISTAL RADIUS INSTR AND IMPL SET-ASC | Trauma | EA
01.119.012 | 10886982258045 | VA & LCP COMPACT DISTAL RADIUS INSTR AND IMPL SET-ASC | Trauma | EA
01.119.013 | 10886982258052 | TI VA COMPACT DISTAL RADIUS INSTR AND IMPL SET-ASC | Trauma | EA
01.119.014 | 10886982258069 | TI LCP COMPACT DISTAL RADIUS INSTR AND IMPL SET-ASC | Trauma | EA
01.119.015 | 10886982258076 | TI VA & LCP COMPACT DISTAL RAD INSTR AND IMPL SET-ASC | Trauma | EA
01.119.012SLE | 10886982258113 | VA & LCP COMPACT DISTAL RADIUS INSTR AND IMPL SET-ASC EVAL | Trauma | EA
01.119.021SLE | 10886982258120 | COMPACT ANKLE FRACTURE INSTR AND IMPL SET-ASC EVAL | Trauma | EA
01.119.030SLE | 10886982258137 | COMPACT FOREFOOT RECON SCREW INSTR AND IMPL SET-ASC EVAL | Trauma | EA
01.116.228 | 10886982258144 | 2.4MM LCKNG/VA/CRTX/2.7MM CRTX INSTR SET 1/3 LGTH F/GC SYS | Trauma | EA
CD242.533 | 10886982258151 | 2.0MM LCP DISTAL ULNA PLATE WITH 2.7MM LCP PROXIMAL SHAFT | Trauma | EA
SD359.215 | 10886982258168 | ANGLED REDUCTION F-TOOL BALL SPIKE | Trauma | EA
H80 | 10886982258311 | SWIRLING CAP FOR 03.118.111 | Trauma | EA
01.118.012EPA | 10886982258328 | 2.7/3.5MM VA-LCP ANKLE TRAUMA INSTRUMENT EARNED PRODUCT SET | Trauma | EA
01.118.014EPA | 10886982258335 | 2.7/3.5MM VA-LCP ANKLE TRAUMA INSTR ONLY EARNED PRODUCT SET | Trauma | EA
01.116.049E | 10886982258342 | EX NAIL LOCKING INSTRUMENTATION-EVAL SET | Trauma | EA
01.116.042E | 10886982258359 | REDUCTION INSTRUMENTATION EVAL SET | Trauma | EA
02.127.600S | 10886982258366 | 3.5MM VA POSITIONING PIN STERILE | Trauma | EA
SD398.756 | 10886982258410 | 8MM PERCUTANEOUS ARM SHORT TIP | Trauma | EA
SD398.757 | 10886982258427 | 8MM PERCUTANEOUS ARM SHORT TIP/LOW PROFILE | Trauma | EA
01.037.001 | 10886982258434 | TFNA PERCUTANEOUS INSTRUMENT SET | Trauma | EA
01.037.000 | 10886982258441 | TFNA STANDARD SET | Trauma | EA
60.550.144 | 10886982258465 | LABEL SHEET - FOR TRS GC 60.550.140 | Trauma | EA
01.107.002SLE | 10886982258472 | 2.7/3.5MM VA-LCP ELBOW SYSTEM INSTRUMENT & IMPLANT SET-EVAL | Trauma | EA
01.112.022SLE | 10886982258489 | 3.5MM LCP CLAVICLE PLATE SYSTEM-EVAL | Trauma | EA
105.200SLE | 10886982258496 | MODULAR HAND SYSTEM - EVAL | Trauma | EA
01.112.200SLE | 10886982258502 | SUP/SUP-ANT/ANT CLAVICLE PLATE INSTRUMENT & IMPLANT SET-EVAL | Trauma | EA
01.221.010SLE | 10886982258519 | ORTHOPEDIC CABLE INSTR SET WITH PISTOL GRIP - EVAL | Trauma | EA
01.118.014SLE | 10886982258526 | 2.7/3.5MM VA-LCP ANKLE IMPLANT & INSTR SET/CONSOLIDATED-EVAL | Trauma | EA
01.111.900SLE | 10886982258533 | 2.7MM LCP ULNA OSTEOTOMY INSTR AND IMPLANT SET - EVAL | Trauma | EA
01.240.001SLE | 10886982258540 | SCREW REMOVAL SET - EVAL | Trauma | EA
115.400SLE | 10886982258564 | LARGE FRAGMENT LCP INSTRUMENT & IMPLANT SET-EVAL | Trauma | EA
2235 | 10886982258557 | DEPUYSYNTHES TRAUMA PRICE LIST 2013 - 2014 | Trauma | EA
01.110.051SLE | 10886982258571 | LCP WRIST FUSION INSTRUMENT & IMPLANT SET-EVAL | Trauma | EA
01.123.002SLE | 10886982258588 | 3.5MM LCP PERIARTICULAR PROX HUMERUS PLATE SET - EVAL | Trauma | EA
01.111.307SLE | 10886982258601 | 2.4MM VAL INTERCARPAL FUSION PLATE SET - EVAL | Trauma | EA
01.226.060SLE | 10886982258618 | 4.5MM HEADLESS COMPRESSION SCREW SET-EVAL | Trauma | EA
105.190SLE | 10886982258625 | 6.5/7.3MM COMBINED CANNULATED SCREW INSTR & IMPL SET-EVAL | Trauma | EA
01.227.060SLE | 10886982258632 | 6.5MM HEADLESS COMPRESSION SCREW SET - EVAL | Trauma | EA
105.17SLE | 10886982258649 | 3.0MM CANNULATED SCREW INSTRUMENT & IMPLANT SET-EVAL | Trauma | EA
01.211.220SLE | 10886982258656 | 2.7MM VA-LCP FOREFOOT MIDFOOT SYSTEM SET - EVAL | Trauma | EA
01.226.032SLE | 10886982258663 | 2.4/3.0MM HEADLESS COMPRESSION SCREW INSTR & IMPL SET-EVAL | Trauma | EA
01.111.120SLE | 10886982258670 | LCP MODULAR MINI FRAGMENT INSTRUMENT & IMPLANT SET-EVAL | Trauma | EA
105.03SLE | 10886982258687 | 3.5MM CANNULATED SCREW INSTRUMENT & IMPLANT SET-EVAL | Trauma | EA
105.434SLE | 10886982258694 | SMALL FRAGMENT LCP INSTRUMENT & IMPLANT SET-EVAL | Trauma | EA
02.231.022 | 10886982258700 | 5.0MM VA POSITIONING PIN | Trauma | EA
04.231.022 | 10886982258717 | 5.0MM TI VA POSITIONING PIN | Trauma | EA
02.127.600 | 10886982258731 | 3.5MM VA POSITIONING PIN | Trauma | EA
04.127.600 | 10886982258748 | 3.5MM TI VA POSITIONING PIN | Trauma | EA
04.127.600S | 10886982258755 | 3.5MM TI VA POSITIONING PIN STERILE | Trauma | EA
01.107.006SLE | 10886982258762 | 2.7/3.5MM VA-LCP COMPACT ELBOW INSTR & IMPL SET - EVAL | Trauma | EA
60.120.053 | 10886982258823 | LABEL SHEET F/ORIGINAL TOMOFIX MEDL DSTL FEMUR PL/GUIDE BLOCK | Trauma | EA
05.001.078 | 10886982258830 | LUBRICANT FOR ANSPACH SYSTEMS | Trauma | EA
SD398.415 | 10886982259653 | REDUCTION FORCEPS 1W/ POINTS RIGHT ARM STRAIGHT | Trauma | EA
SD398.416 | 10886982259660 | REDUCTION FORCEPS 1W/ POINTS BOTH ARMS STRAIGHT | Trauma | EA
SD398.414 | 10886982259677 | REDUCTION FORCEPS 1W/ POINTS LEFT ARM STRAIGHT | Trauma | EA
60.130.003 | 10886982259738 | 2/3 INSTRUMENT TRAY/COMPLETE F/VA LOCKING HAND SYSTEM | Trauma | EA
60.130.113 | 10886982259769 | SMALL SET PLATE BIN FOR 1.3MM LOCKING IMPL AND INSTR MODULE | Trauma | EA
60.130.120 | 10886982259776 | SMALL SET PLATE BIN FOR 2.0MM VA LCKNG IMPL AND INSTR MODULE | Trauma | EA
60.130.024 | 10886982259783 | 2.4MM LCKNG COMPRESSION PLATE IMPLANT/INSTRUMENT MODULE | Trauma | EA
60.130.115 | 10886982259806 | SMALL SET PLATE BIN FOR 1.5MM VA LCKNG IMPL AND INSTR MODULE | Trauma | EA
60.130.202 | 10886982259813 | GRAPHIC CASE-2/3 LGTH/2-HIGH F/VA LOCKING HAND SYSTEM | Trauma | EA
60.130.203 | 10886982259820 | GRAPHIC CASE-FULL LGTH/1-HIGH F/VA LOCKING HAND SYSTEM | Trauma | EA
60.130.204 | 10886982259844 | GRAPHIC CASE-2/3 LGTH/1-HIGH F/VA LOCKING HAND SYSTEM | Trauma | EA
SD398.801 | 10886982260048 | LOCKING FORCEPS/MODIFIED NLHS/3.5MM | Trauma | EA
01.211.043 | 10886982260055 | 3.5MM VA-LCP MEDIAL COLUMN FUSION INSTR & IMPLANT SET | Trauma | EA
01.211.040 | 10886982260062 | VA-LOCKING CALCANEAL INSTR & IMPL SET W/GENERAL INSTR | Trauma | EA
01.211.046 | 10886982260079 | SCREW TARGETING CLAMP INSTRUMENT SET | Trauma | EA
01.411.040 | 10886982260086 | TI VA-LOCKING CALCANEAL INSTR IMPLANT SET W/GENERAL INSTR | Trauma | EA
01.411.041 | 10886982260093 | TI VA-LOCKING CALCANEAL INSTRUMENT & IMPLANT SET | Trauma | EA
01.411.042 | 10886982260109 | TI VA-LOCKING CALCANEAL PLATE MODULE SET | Trauma | EA
01.211.041 | 10886982260116 | VA-LOCKING CALCANEAL INSTRUMENT & IMPLANT SET | Trauma | EA
01.211.042 | 10886982260123 | VA-LOCKING CALCANEAL PLATE MODULE SET | Trauma | EA
01.211.044 | 10886982260130 | 3.5MM VA-LCP MEDIAL COLUMN FUSION PLATE MODULE SET | Trauma | EA
01.211.045 | 10886982260147 | GENERAL INSTRUMENT SET | Trauma | EA
690.650 | 10886982260154 | TTA MODULE CASE | Trauma | EA
68.001.800 | 10886982260161 | WASHING BASKET FOR EPD AND APD SIZE 1/1 | Trauma | EA
68.001.640 | 10886982260178 | WASHING BASKET FOR SED AND EPD SIZE 1/1 | Trauma | EA
CD241.925 | 10886982260239 | 3.5MM PROXIMAL HUMERUS PLATE 4.5MM SHAFT | Trauma | EA
2526 | 10886982260246 | DEPUY SYNTHES VET PRICE LIST 2014-2015 | Trauma | EA
103.519VTE | 10886982260383 | TTA SET VETERINARY EVAL | Trauma | EA
01.411.041E | 10886982260420 | TI VA LOCKING CALCANEAL INSTRUMENT & IMPLANT SET-EVAL | Trauma | EA
01.211.043E | 10886982260406 | 3.5MM VA-LCP MEDIAL COLUMN FUSION INSTR & IMPL SET-EVAL | Trauma | EA
01.211.046E | 10886982260413 | SCREW TARGETING CLAMP INSTRUMENT SET-EVAL | Trauma | EA
01.211.041E | 10886982260390 | VA LOCKING CALCANEAL INSTRUMENT & IMPLANT SET-EVAL | Trauma | EA
01.031.000FE1 | 10886982260444 | ADOLESCENT LAT ENTRY FEMORAL NAIL SYS-FIELD EQUIPMENT SET 2 | Trauma | EA
01.037.006FE | 10886982260451 | TFNA STERILE BLADE SET - FE | Trauma | EA
01.037.007FE | 10886982260468 | TFNA STERILE SCREW SET - FE | Trauma | EA
01.037.008FE | 10886982260475 | TFNA NAIL IMPLANT SET 10MM - FE | Trauma | EA
01.037.009FE | 10886982260482 | TFNA NAIL IMPLANT SET 11MM - FE | Trauma | EA
01.037.010FE | 10886982260499 | TFNA NAIL IMPLANT SET 12MM - FE | Trauma | EA
01.037.002 | 10886982260505 | TFNA IMPLANT SET | Trauma | EA
01.037.003 | 10886982260512 | TFNA BASIC BLADE INSTRUMENT SET | Trauma | EA
01.037.005 | 10886982260529 | TFNA BASIC REMOVAL SET | Trauma | EA
SD398.759 | 10886982262271 | PERCUTANEOUS ARM ROTATING TIP EXTENSION | Trauma | EA
SD398.760 | 10886982287861 | COLLINEAR REDUCTION CLAMP ROTATIONAL ATTACHMENT | Trauma | EA
SD338.002 | 10886982281364 | 2.4MM GUIDE WIRE / 450MM THREADED 10MM / TROCAR POINT | Trauma | EA
CD208.438 | 10886982292407 | CUSTOM 6.5 CANNULATED SCREW 80MM | Trauma | EA
CD208.439 | 10886982292414 | CUSTOM 6.5 CANNULATED SCREW 85MM | Trauma | EA
CD208.440 | 10886982292421 | CUSTOM 6.5 CANNULATED SCREW 90MM | Trauma | EA
CD208.441 | 10886982292438 | CUSTOM 6.5 CANNULATED SCREW 95MM | Trauma | EA
CD208.442 | 10886982292445 | CUSTOM 6.5 CANNULATED SCREW 100MM | Trauma | EA
CD208.443 | 10886982292452 | CUSTOM 6.5 CANNULATED SCREW 105MM | Trauma | EA
CD408.438 | 10886982292346 | CUSTOM 6.5 CANNULATED SCREW 80MM | Trauma | EA
CD408.439 | 10886982292353 | CUSTOM 6.5 CANNULATED SCREW 85MM | Trauma | EA
CD408.440 | 10886982292360 | CUSTOM 6.5 CANNULATED SCREW 90MM | Trauma | EA
CD408.441 | 10886982292377 | CUSTOM 6.5 CANNULATED SCREW 95MM | Trauma | EA
CD408.442 | 10886982292384 | CUSTOM 6.5 CANNULATED SCREW 100MM | Trauma | EA
CD408.443 | 10886982292391 | CUSTOM 6.5 CANNULATED SCREW 105MM | Trauma | EA
SD03.111.600 | 10886982288141 | FIXED ANGLED GUIDE BLOCKS 6 HOLE RIGHT | Trauma | EA
SD03.111.601 | 10886982288158 | FIXED ANGLED GUIDE BLOCKS 6 HOLE LEFT | Trauma | EA
03.133.001 | 10886982269911 | 3.5MM NEUTRAL SLEEVE ADAPTER F/ 3.5 NON-LOCKING DRILL GUIDE | Trauma | EA
03.133.002 | 10886982269928 | 3.5MM NON-LOCKING DRILL GUIDE | Trauma | EA
03.133.003 | 10886982269935 | 3.5MM VA DRILL GUIDE | Trauma | EA
03.133.004 | 10886982269973 | 2.8MM THRDD GUIDE F/ 3.5MM SCR VA AND LCP | Trauma | EA
03.133.005 | 10886982269942 | 2.7MM NEUTRAL SLEEVE ADAPTER F/ 2.7 NON-LOCKING DRILL GUIDE | Trauma | EA
03.133.006 | 10886982269959 | 2.7MM NON-LOCKING DRILL GUIDE | Trauma | EA
03.133.007 | 10886982269966 | 2.7MM VA DRILL GUIDE | Trauma | EA
03.133.008 | 10886982269980 | 2.0MM THRDD GUIDE F/ 2.7MM SCR VA AND LCP | Trauma | EA
03.133.080 | 10886982269690 | 2.7/3.5MM DEPTH GAUGE 0 TO 60MM | Trauma | EA
03.133.081 | 10886982269706 | 2.7/3.5MM DEPTH GAUGE 40 TO 100MM | Trauma | EA
03.133.100 | 10886982269591 | 2.0MM DRILL BIT QC 110MM 30MM CALIBRATION | Trauma | EA
03.133.101 | 10886982269607 | 2.0MM DRILL BIT QC 140MM 60MM CALIBRATION | Trauma | EA
03.133.102 | 10886982269614 | 2.5MM DRILL BIT QC 135MM 45MM CALIBRATION | Trauma | EA
03.133.103 | 10886982269621 | 2.5MM DRILL BIT QC 170MM 80MM CALIBRATION | Trauma | EA
03.133.104 | 10886982269638 | 2.5MM DRILL BIT QC 240MM 150MM CALIBRATION | Trauma | EA
03.133.105 | 10886982269645 | 2.7MM DRILL BIT QC 125MM | Trauma | EA
03.133.106 | 10886982269652 | 2.8MM DRILL BIT QC 135MM 45MM CALIBRATION | Trauma | EA
03.133.107 | 10886982269669 | 2.8MM DRILL BIT QC 170MM 80MM CALIBRATION | Trauma | EA
03.133.108 | 10886982269676 | 2.8MM DRILL BIT QC 200MM 110MM CALIBRATION | Trauma | EA
03.133.109 | 10886982269997 | 3.5MM DRILL BIT QC 150MM | Trauma | EA
03.133.110 | 10886982269683 | 3.5MM DRILL BIT QC 195MM | Trauma | EA
03.133.150 | 10886982270351 | UNIVERSAL SCREWDRIVER HANDLE | Trauma | EA
03.133.175 | 10886982269874 | 2.5MM HEX DRIVER SHAFT SELF-RETAINING L 100MM QC | Trauma | EA
03.133.200 | 10886982269881 | PLATE BENDING IRON CLOSED F/ 2.7/3.5MM PLATES | Trauma | EA
03.133.201 | 10886982269898 | PLATE BENDING IRON OPEN F/ 2.7/3.5MM PLATES | Trauma | EA
03.133.202 | 10886982269904 | PERIOSTEAL ELEVATOR 6MM CURVED BLADE | Trauma | EA
60.133.000 | 10886982269713 | OUTER CASE LID 3/3 WIDTH/ ALUM | Trauma | EA
60.133.002 | 10886982277848 | OUTER CASE 2 HIGH 3/3 WIDTH | Trauma | EA
60.133.003 | 10886982269720 | OUTER CASE 3 HIGH 3/3 WIDTH | Trauma | EA
60.133.100 | 10886982269867 | UNIVERSAL SF INSERTION TRAY | Trauma | EA
60.133.102 | 10886982269843 | UNIVERSAL SF STD PLATE TRAY | Trauma | EA
60.133.103 | 10886982269836 | AUXILIARY TRAY 1 HIGH 1/3 WIDTH/ ALUM | Trauma | EA
60.133.105 | 10886982269829 | UNIVERSAL SF ELBOW ANATOMY TRAY | Trauma | EA
60.133.106 | 10886982269812 | UNIVERSAL SF SHOULDER CLAVICLE ANATOMY TRAY | Trauma | EA
60.133.107 | 10886982269805 | UNIVERSAL SF VA LCP PROX TIBIA ANATOMY TRAY | Trauma | EA
60.133.108 | 10886982269799 | UNIVERSAL SF VA LCP DSTL TIBIA ANATOMY TRAY | Trauma | EA
60.133.109 | 10886982269782 | LID FOR TRAY 3/3 WIDTH/ ALUM | Trauma | EA
60.133.110 | 10886982269775 | LID FOR TRAY 2/3 WIDTH/ ALUM | Trauma | EA
60.133.111 | 10886982269768 | LID FOR TRAY 1/3 WIDTH/ ALUM | Trauma | EA
60.133.112 | 10886982277855 | UNIVERSAL SF LCP DSTL TIBIA ANATOMY TRAY | Trauma | EA
60.133.130 | 10886982277923 | UNIVERSAL SF REDUCTION TRAY | Trauma | EA
60.133.132 | 10886982277947 | UNIVERSAL SF VA LCP DSTL FIB ANATOMY TRAY | Trauma | EA
60.133.133 | 10886982277954 | UNIVERSAL SF LCP DSTL FIB ANATOMY TRAY | Trauma | EA
60.133.150 | 10886982269751 | UNIVERSAL SF SCREW RACK | Trauma | EA
03.028.011 | 10886982273017 | EASY LOADER W/ AO QC FOR QUICK INSERTION SCREWS | Trauma | EA
03.028.012 | 10886982273000 | CANN SCREWDRIVER BLADE FOR QUICK INSERTION SCREWS W/AO QC | Trauma | EA
04.228.511 | 10886982263162 | 2.0MM TI QUICK INSERTION SCREW 11MM | Trauma | EA
04.228.512 | 10886982263179 | 2.0MM TI QUICK INSERTION SCREW 12MM | Trauma | EA
04.228.513 | 10886982263186 | 2.0MM TI QUICK INSERTION SCREW 13MM | Trauma | EA
04.228.514 | 10886982263193 | 2.0MM TI QUICK INSERTION SCREW 14MM | Trauma | EA
04.228.515 | 10886982263209 | 2.0MM TI QUICK INSERTION SCREW 15MM | Trauma | EA
04.228.516 | 10886982263216 | 2.0MM TI QUICK INSERTION SCREW 16MM | Trauma | EA
04.228.517 | 10886982263223 | 2.0MM TI QUICK INSERTION SCREW 17MM | Trauma | EA
04.228.518 | 10886982263230 | 2.0MM TI QUICK INSERTION SCREW 18MM | Trauma | EA
03.133.100S | 10886982277367 | 2.0MM DRILL BIT QC 110MM STER 30MM CALIBRATION | Trauma | EA
03.133.101S | 10886982277374 | 2.0MM DRILL BIT QC 140MM STER 60MM CALIBRATION | Trauma | EA
03.133.102S | 10886982277381 | 2.5MM DRILL BIT QC 135MM STER 45MM CALIBRATION | Trauma | EA
03.133.103S | 10886982277398 | 2.5MM DRILL BIT QC 170MM STER 80MM CALIBRATION | Trauma | EA
03.133.104S | 10886982277404 | 2.5MM DRILL BIT QC 240MM STER 150MM CALIBRATION | Trauma | EA
03.133.105S | 10886982277411 | 2.7MM DRILL BIT QC 125MM STER | Trauma | EA
03.133.106S | 10886982277428 | 2.8MM DRILL BIT QC 135MM STER 45MM CALIBRATION | Trauma | EA
03.133.107S | 10886982277435 | 2.8MM DRILL BIT QC 170MM STER 80MM CALIBRATION | Trauma | EA
03.133.108S | 10886982277442 | 2.8MM DRILL BIT QC 200MM STER 110MM CALIBRATION | Trauma | EA
03.133.109S | 10886982277459 | 3.5MM DRILL BIT QC 150MM STER | Trauma | EA
03.133.110S | 10886982277466 | 3.5MM DRILL BIT QC 195MM STER | Trauma | EA
03.333.000 | 00819917026436 | 0.8MM GUIDE WIRE/ 100MM LENGTH TROCAR TIP | Trauma | EA
03.333.001 | 00819917026443 | 1.1MM GUIDE WIRE/ 150MM LENGTH TROCAR TIP | Trauma | EA
03.333.002 | 00819917026450 | 1.4MM GUIDE WIRE/ 150MM LENGTH TROCAR TIP | Trauma | EA
03.333.100 | 00819917026559 | 1.6MM CANN DRILL BIT QC/ 95MM | Trauma | EA
03.333.101 | 00819917026566 | 2.0MM CANN DRILL BIT QC/ 145MM | Trauma | EA
03.333.102 | 00819917026573 | 2.7MM CANN DRILL BIT QC/ 145MM | Trauma | EA
03.333.200 | 00819917026658 | CANN COUNTERSINK FOR 2.0MM CANN HEADLESS SCREW/ QC | Trauma | EA
03.333.201 | 00819917026665 | CANN COUNTERSINK 2.5MM/ 3.0MM CANN HEADLESS SCREW/ QC | Trauma | EA
03.333.202 | 00819917026672 | CANN COUNTERSINK 3.5MM/ 4.0MM CANN HEADLESS SCREW/ QC | Trauma | EA
03.333.300 | 00819917026856 | T6 CANN STRDRV SCRWDRVR SHAFT SLF-RETAIN | Trauma | EA
03.333.301 | 00819917026863 | T6 STRDRV SCRWDRVR SHAFT SLF-RETAIN | Trauma | EA
03.333.302 | 00819917026870 | T8 CANN STRDRV SCRWDRVR SHAFT SLF-RETAIN | Trauma | EA
03.333.303 | 00819917026887 | T8 STRDRV SCRWDRVR SHAFT SLF-RETAIN | Trauma | EA
03.333.304 | 00819917026894 | T15 CANN STRDRV SCRWDRVR SHAFT SLF-RETAIN | Trauma | EA
03.333.400 | 00819917026917 | 1.6MM/0.8MM DOUBLE DRILL GUIDE | Trauma | EA
03.333.401 | 00819917026924 | 2.0MM/1.1MM DOUBLE DRILL GUIDE | Trauma | EA
03.333.402 | 00819917026931 | 2.7MM/1.4MM DOUBLE DRILL GUIDE | Trauma | EA
03.333.500 | 00819917026962 | DIRECT MEASURING DEVICE FOR 100MM WIRE | Trauma | EA
03.333.501 | 00819917026979 | DIRECT MEASURING DEVICE FOR 150MM WIRE | Trauma | EA
03.333.600 | 00819917026993 | CANN SCRWDRVR HANDLE WITH JWLRS CAP QUICK COUPLING | Trauma | EA
03.333.601 | 00819917027006 | CANN SCRWDRVR HANDLE WITH RATCHET QUICK COUPLING | Trauma | EA
04.333.010 | 00819917023046 | 2.0MM TI CANN COMPRESSION HEADLESS SCREW- ST- 10MM | Trauma | EA
04.333.012 | 00819917023053 | 2.0MM TI CANN COMPRESSION HEADLESS SCREW- ST- 12MM | Trauma | EA
04.333.014 | 00819917023060 | 2.0MM TI CANN COMPRESSION HEADLESS SCREW- ST- 14MM | Trauma | EA
04.333.016 | 00819917023077 | 2.0MM TI CANN COMPRESSION HEADLESS SCREW- ST- 16MM | Trauma | EA
04.333.018 | 00819917023084 | 2.0MM TI CANN COMPRESSION HEADLESS SCREW- ST- 18MM | Trauma | EA
04.333.020 | 00819917023091 | 2.0MM TI CANN COMPRESSION HEADLESS SCREW- ST- 20MM | Trauma | EA
04.333.022 | 00819917023107 | 2.0MM TI CANN COMPRESSION HEADLESS SCREW- ST- 22MM | Trauma | EA
04.333.024 | 00819917023114 | 2.0MM TI CANN COMPRESSION HEADLESS SCREW- ST- 24MM | Trauma | EA
04.333.026 | 00819917023121 | 2.0MM TI CANN COMPRESSION HEADLESS SCREW- ST- 26MM | Trauma | EA
04.333.028 | 00819917023138 | 2.0MM TI CANN COMPRESSION HEADLESS SCREW- ST- 28MM | Trauma | EA
04.333.030 | 00819917023145 | 2.0MM TI CANN COMPRESSION HEADLESS SCREW- ST- 30MM | Trauma | EA
04.333.110 | 00819917023213 | 2.5MM TI CANN COMPRESSION HEADLESS SCREW- ST- 10MM | Trauma | EA
04.333.112 | 00819917023220 | 2.5MM TI CANN COMPRESSION HEADLESS SCREW- ST- 12MM | Trauma | EA
04.333.114 | 00819917023237 | 2.5MM TI CANN COMPRESSION HEADLESS SCREW- ST- 14MM | Trauma | EA
04.333.116 | 00819917023244 | 2.5MM TI CANN COMPRESSION HEADLESS SCREW- ST- 16MM | Trauma | EA
04.333.118 | 00819917023251 | 2.5MM TI CANN COMPRESSION HEADLESS SCREW- ST- 18MM | Trauma | EA
04.333.120 | 00819917023268 | 2.5MM TI CANN COMPRESSION HEADLESS SCREW- ST- 20MM | Trauma | EA
04.333.122 | 00819917023275 | 2.5MM TI CANN COMPRESSION HEADLESS SCREW- ST- 22MM | Trauma | EA
04.333.124 | 00819917023282 | 2.5MM TI CANN COMPRESSION HEADLESS SCREW- ST- 24MM | Trauma | EA
04.333.126 | 00819917023299 | 2.5MM TI CANN COMPRESSION HEADLESS SCREW- ST- 26MM | Trauma | EA
04.333.128 | 00819917023305 | 2.5MM TI CANN COMPRESSION HEADLESS SCREW- ST- 28MM | Trauma | EA
04.333.130 | 00819917023312 | 2.5MM TI CANN COMPRESSION HEADLESS SCREW- ST- 30MM | Trauma | EA
04.333.132 | 00819917023329 | 2.5MM TI CANN COMPRESSION HEADLESS SCREW- ST- 32MM | Trauma | EA
04.333.134 | 00819917023336 | 2.5MM TI CANN COMPRESSION HEADLESS SCREW- ST- 34MM | Trauma | EA
04.333.136 | 00819917023343 | 2.5MM TI CANN COMPRESSION HEADLESS SCREW- ST- 36MM | Trauma | EA
04.333.138 | 00819917023350 | 2.5MM TI CANN COMPRESSION HEADLESS SCREW- ST- 38MM | Trauma | EA
04.333.140 | 00819917023367 | 2.5MM TI CANN COMPRESSION HEADLESS SCREW- ST- 40MM | Trauma | EA
04.333.210 | 00819917023480 | 3.0MM TI CANN COMPRESSION HEADLESS SCREW- ST- 10MM | Trauma | EA
04.333.212 | 00819917023497 | 3.0MM TI CANN COMPRESSION HEADLESS SCREW- ST- 12MM | Trauma | EA
04.333.214 | 00819917023503 | 3.0MM TI CANN COMPRESSION HEADLESS SCREW- ST- 14MM | Trauma | EA
04.333.216 | 00819917023510 | 3.0MM TI CANN COMPRESSION HEADLESS SCREW- ST- 16MM | Trauma | EA
04.333.218 | 00819917023527 | 3.0MM TI CANN COMPRESSION HEADLESS SCREW- ST- 18MM | Trauma | EA
04.333.220 | 00819917023534 | 3.0MM TI CANN COMPRESSION HEADLESS SCREW- ST- 20MM | Trauma | EA
04.333.222 | 00819917023541 | 3.0MM TI CANN COMPRESSION HEADLESS SCREW- ST- 22MM | Trauma | EA
04.333.224 | 00819917023558 | 3.0MM TI CANN COMPRESSION HEADLESS SCREW- ST- 24MM | Trauma | EA
04.333.226 | 00819917023565 | 3.0MM TI CANN COMPRESSION HEADLESS SCREW- ST- 26MM | Trauma | EA
04.333.228 | 00819917023572 | 3.0MM TI CANN COMPRESSION HEADLESS SCREW- ST- 28MM | Trauma | EA
04.333.230 | 00819917023589 | 3.0MM TI CANN COMPRESSION HEADLESS SCREW- ST- 30MM | Trauma | EA
04.333.232 | 00819917023596 | 3.0MM TI CANN COMPRESSION HEADLESS SCREW- ST- 32MM | Trauma | EA
04.333.234 | 00819917023602 | 3.0MM TI CANN COMPRESSION HEADLESS SCREW- ST- 34MM | Trauma | EA
04.333.236 | 00819917023619 | 3.0MM TI CANN COMPRESSION HEADLESS SCREW- ST- 36MM | Trauma | EA
04.333.238 | 00819917023626 | 3.0MM TI CANN COMPRESSION HEADLESS SCREW- ST- 38MM | Trauma | EA
04.333.240 | 00819917023633 | 3.0MM TI CANN COMPRESSION HEADLESS SCREW- ST- 40MM | Trauma | EA
04.333.314 | 00819917023756 | 3.5MM TI CANN COMPRESSION HEADLESS SCREW- ST- 14MM | Trauma | EA
04.333.316 | 00819917023763 | 3.5MM TI CANN COMPRESSION HEADLESS SCREW- ST- 16MM | Trauma | EA
04.333.318 | 00819917023770 | 3.5MM TI CANN COMPRESSION HEADLESS SCREW- ST- 18MM | Trauma | EA
04.333.320 | 00819917023787 | 3.5MM TI CANN COMPRESSION HEADLESS SCREW- ST- 20MM | Trauma | EA
04.333.322 | 00819917023794 | 3.5MM TI CANN COMPRESSION HEADLESS SCREW- ST- 22MM | Trauma | EA
04.333.324 | 00819917023800 | 3.5MM TI CANN COMPRESSION HEADLESS SCREW- ST- 24MM | Trauma | EA
04.333.326 | 00819917023817 | 3.5MM TI CANN COMPRESSION HEADLESS SCREW- ST- 26MM | Trauma | EA
04.333.328 | 00819917023824 | 3.5MM TI CANN COMPRESSION HEADLESS SCREW- ST- 28MM | Trauma | EA
04.333.330 | 00819917023831 | 3.5MM TI CANN COMPRESSION HEADLESS SCREW- ST- 30MM | Trauma | EA
04.333.332 | 00819917023848 | 3.5MM TI CANN COMPRESSION HEADLESS SCREW- ST- 32MM | Trauma | EA
04.333.334 | 00819917023855 | 3.5MM TI CANN COMPRESSION HEADLESS SCREW- ST- 34MM | Trauma | EA
04.333.336 | 00819917023862 | 3.5MM TI CANN COMPRESSION HEADLESS SCREW- ST- 36MM | Trauma | EA
04.333.338 | 00819917023879 | 3.5MM TI CANN COMPRESSION HEADLESS SCREW- ST- 38MM | Trauma | EA
04.333.340 | 00819917023886 | 3.5MM TI CANN COMPRESSION HEADLESS SCREW- ST- 40MM | Trauma | EA
04.333.342 | 00819917023893 | 3.5MM TI CANN COMPRESSION HEADLESS SCREW- ST- 42MM | Trauma | EA
04.333.344 | 00819917023909 | 3.5MM TI CANN COMPRESSION HEADLESS SCREW- ST- 44MM | Trauma | EA
04.333.346 | 00819917023916 | 3.5MM TI CANN COMPRESSION HEADLESS SCREW- ST- 46MM | Trauma | EA
04.333.348 | 00819917023923 | 3.5MM TI CANN COMPRESSION HEADLESS SCREW- ST- 48MM | Trauma | EA
04.333.350 | 00819917023930 | 3.5MM TI CANN COMPRESSION HEADLESS SCREW- ST- 50MM | Trauma | EA
04.333.414 | 00810011361980 | 4.0MM TI CANN COMPRESSION HEADLESS SCREW- ST- 14MM | Trauma | EA
04.333.416 | 00819917024081 | 4.0MM TI CANN COMPRESSION HEADLESS SCREW- ST- 16MM | Trauma | EA
04.333.418 | 00819917024098 | 4.0MM TI CANN COMPRESSION HEADLESS SCREW- ST- 18MM | Trauma | EA
04.333.420 | 00819917024104 | 4.0MM TI CANN COMPRESSION HEADLESS SCREW- ST- 20MM | Trauma | EA
04.333.422 | 00819917024111 | 4.0MM TI CANN COMPRESSION HEADLESS SCREW- ST- 22MM | Trauma | EA
04.333.424 | 00819917024128 | 4.0MM TI CANN COMPRESSION HEADLESS SCREW- ST- 24MM | Trauma | EA
04.333.426 | 00819917024135 | 4.0MM TI CANN COMPRESSION HEADLESS SCREW- ST- 26MM | Trauma | EA
04.333.428 | 00819917024142 | 4.0MM TI CANN COMPRESSION HEADLESS SCREW- ST- 28MM | Trauma | EA
04.333.430 | 00819917024159 | 4.0MM TI CANN COMPRESSION HEADLESS SCREW- ST- 30MM | Trauma | EA
04.333.432 | 00819917024166 | 4.0MM TI CANN COMPRESSION HEADLESS SCREW- ST- 32MM | Trauma | EA
04.333.434 | 00819917024173 | 4.0MM TI CANN COMPRESSION HEADLESS SCREW- ST- 34MM | Trauma | EA
04.333.436 | 00819917024180 | 4.0MM TI CANN COMPRESSION HEADLESS SCREW- ST- 36MM | Trauma | EA
04.333.438 | 00819917024197 | 4.0MM TI CANN COMPRESSION HEADLESS SCREW- ST- 38MM | Trauma | EA
04.333.440 | 00819917024203 | 4.0MM TI CANN COMPRESSION HEADLESS SCREW- ST- 40MM | Trauma | EA
04.333.442 | 00819917024210 | 4.0MM TI CANN COMPRESSION HEADLESS SCREW- ST- 42MM | Trauma | EA
04.333.444 | 00819917024227 | 4.0MM TI CANN COMPRESSION HEADLESS SCREW- ST- 44MM | Trauma | EA
04.333.446 | 00819917024234 | 4.0MM TI CANN COMPRESSION HEADLESS SCREW-ST- 46MM | Trauma | EA
04.333.448 | 00819917024241 | 4.0MM TI CANN COMPRESSION HEADLESS SCREW-ST- 48MM | Trauma | EA
04.333.450 | 00819917024258 | 4.0MM TI CANN COMPRESSION HEADLESS SCREW-ST- 50MM | Trauma | EA
04.333.452 | 00819917024265 | 4.0MM TI CANN COMPRESSION HEADLESS SCREW-ST- 52MM | Trauma | EA
04.333.454 | 00819917024272 | 4.0MM TI CANN COMPRESSION HEADLESS SCREW-ST- 54MM | Trauma | EA
04.333.456 | 00819917024289 | 4.0MM TI CANN COMPRESSION HEADLESS SCREW-ST- 56MM | Trauma | EA
04.333.458 | 00819917024296 | 4.0MM TI CANN COMPRESSION HEADLESS SCREW-ST- 58MM | Trauma | EA
04.333.460 | 00819917024302 | 4.0MM TI CANN COMPRESSION HEADLESS SCREW-ST- 60MM | Trauma | EA
04.334.020 | 00819917023152 | 2.0MM TI CANN COMPRESSION HEADLESS SCREW- LT- 20MM | Trauma | EA
04.334.022 | 00819917023169 | 2.0MM TI CANN COMPRESSION HEADLESS SCREW- LT- 22MM | Trauma | EA
04.334.024 | 00819917023176 | 2.0MM TI CANN COMPRESSION HEADLESS SCREW- LT- 24MM | Trauma | EA
04.334.026 | 00819917023183 | 2.0MM TI CANN COMPRESSION HEADLESS SCREW- LT- 26MM | Trauma | EA
04.334.028 | 00819917023190 | 2.0MM TI CANN COMPRESSION HEADLESS SCREW- LT- 28MM | Trauma | EA
04.334.030 | 00819917023206 | 2.0MM TI CANN COMPRESSION HEADLESS SCREW- LT- 30MM | Trauma | EA
04.334.120 | 00819917023374 | 2.5MM TI CANN COMPRESSION HEADLESS SCREW- LT- 20MM | Trauma | EA
04.334.122 | 00819917023381 | 2.5MM TI CANN COMPRESSION HEADLESS SCREW- LT- 22MM | Trauma | EA
04.334.124 | 00819917023398 | 2.5MM TI CANN COMPRESSION HEADLESS SCREW- LT- 24MM | Trauma | EA
04.334.126 | 00819917023404 | 2.5MM TI CANN COMPRESSION HEADLESS SCREW- LT- 26MM | Trauma | EA
04.334.128 | 00819917023411 | 2.5MM TI CANN COMPRESSION HEADLESS SCREW- LT- 28MM | Trauma | EA
04.334.130 | 00819917023428 | 2.5MM TI CANN COMPRESSION HEADLESS SCREW- LT- 30MM | Trauma | EA
04.334.132 | 00819917023435 | 2.5MM TI CANN COMPRESSION HEADLESS SCREW- LT- 32MM | Trauma | EA
04.334.134 | 00819917023442 | 2.5MM TI CANN COMPRESSION HEADLESS SCREW- LT- 34MM | Trauma | EA
04.334.136 | 00819917023459 | 2.5MM TI CANN COMPRESSION HEADLESS SCREW- LT- 36MM | Trauma | EA
04.334.138 | 00819917023466 | 2.5MM TI CANN COMPRESSION HEADLESS SCREW- LT- 38MM | Trauma | EA
04.334.140 | 00819917023473 | 2.5MM TI CANN COMPRESSION HEADLESS SCREW- LT- 40MM | Trauma | EA
04.334.220 | 00819917023640 | 3.0MM TI CANN COMPRESSION HEADLESS SCREW- LT- 20MM | Trauma | EA
04.334.222 | 00819917023657 | 3.0MM TI CANN COMPRESSION HEADLESS SCREW- LT- 22MM | Trauma | EA
04.334.224 | 00819917023664 | 3.0MM TI CANN COMPRESSION HEADLESS SCREW- LT- 24MM | Trauma | EA
04.334.226 | 00819917023671 | 3.0MM TI CANN COMPRESSION HEADLESS SCREW- LT- 26MM | Trauma | EA
04.334.228 | 00819917023688 | 3.0MM TI CANN COMPRESSION HEADLESS SCREW- LT- 28MM | Trauma | EA
04.334.230 | 00819917023695 | 3.0MM TI CANN COMPRESSION HEADLESS SCREW- LT- 30MM | Trauma | EA
04.334.232 | 00819917023701 | 3.0MM TI CANN COMPRESSION HEADLESS SCREW- LT- 32MM | Trauma | EA
04.334.234 | 00819917023718 | 3.0MM TI CANN COMPRESSION HEADLESS SCREW- LT- 34MM | Trauma | EA
04.334.236 | 00819917023725 | 3.0MM TI CANN COMPRESSION HEADLESS SCREW- LT- 36MM | Trauma | EA
04.334.238 | 00819917023732 | 3.0MM TI CANN COMPRESSION HEADLESS SCREW- LT- 38MM | Trauma | EA
04.334.240 | 00819917023749 | 3.0MM TI CANN COMPRESSION HEADLESS SCREW- LT- 40MM | Trauma | EA
04.334.324 | 00819917023947 | 3.5MM TI CANN COMPRESSION HEADLESS SCREW- LT- 24MM | Trauma | EA
04.334.326 | 00819917023954 | 3.5MM TI CANN COMPRESSION HEADLESS SCREW- LT- 26MM | Trauma | EA
04.334.328 | 00819917023961 | 3.5MM TI CANN COMPRESSION HEADLESS SCREW- LT- 28MM | Trauma | EA
04.334.330 | 00819917023978 | 3.5MM TI CANN COMPRESSION HEADLESS SCREW- LT- 30MM | Trauma | EA
04.334.332 | 00819917023985 | 3.5MM TI CANN COMPRESSION HEADLESS SCREW- LT- 32MM | Trauma | EA
04.334.334 | 00819917023992 | 3.5MM TI CANN COMPRESSION HEADLESS SCREW- LT- 34MM | Trauma | EA
04.334.336 | 00819917024005 | 3.5MM TI CANN COMPRESSION HEADLESS SCREW- LT- 36MM | Trauma | EA
04.334.338 | 00819917024012 | 3.5MM TI CANN COMPRESSION HEADLESS SCREW- LT- 38MM | Trauma | EA
04.334.340 | 00819917024029 | 3.5MM TI CANN COMPRESSION HEADLESS SCREW- LT- 40MM | Trauma | EA
04.334.342 | 00819917024036 | 3.5MM TI CANN COMPRESSION HEADLESS SCREW- LT- 42MM | Trauma | EA
04.334.344 | 00819917024043 | 3.5MM TI CANN COMPRESSION HEADLESS SCREW- LT- 44MM | Trauma | EA
04.334.346 | 00819917024050 | 3.5MM TI CANN COMPRESSION HEADLESS SCREW- LT- 46MM | Trauma | EA
04.334.348 | 00819917024067 | 3.5MM TI CANN COMPRESSION HEADLESS SCREW- LT- 48MM | Trauma | EA
04.334.350 | 00819917024074 | 3.5MM TI CANN COMPRESSION HEADLESS SCREW- LT- 50MM | Trauma | EA
04.334.424 | 00819917024319 | 4.0MM TI CANN COMPRESSION HEADLESS SCREW-LT- 24MM | Trauma | EA
04.334.426 | 00819917024326 | 4.0MM TI CANN COMPRESSION HEADLESS SCREW-LT- 26MM | Trauma | EA
04.334.428 | 00819917024333 | 4.0MM TI CANN COMPRESSION HEADLESS SCREW-LT- 28MM | Trauma | EA
04.334.430 | 00819917024340 | 4.0MM TI CANN COMPRESSION HEADLESS SCREW-LT- 30MM | Trauma | EA
04.334.432 | 00819917024357 | 4.0MM TI CANN COMPRESSION HEADLESS SCREW-LT- 32MM | Trauma | EA
04.334.434 | 00819917024364 | 4.0MM TI CANN COMPRESSION HEADLESS SCREW-LT- 34MM | Trauma | EA
04.334.436 | 00819917024371 | 4.0MM TI CANN COMPRESSION HEADLESS SCREW-LT- 36MM | Trauma | EA
04.334.438 | 00819917024388 | 4.0MM TI CANN COMPRESSION HEADLESS SCREW- LT- 38MM | Trauma | EA
04.334.440 | 00819917024395 | 4.0MM TI CANN COMPRESSION HEADLESS SCREW- LT- 40MM | Trauma | EA
04.334.442 | 00819917024401 | 4.0MM TI CANN COMPRESSION HEADLESS SCREW- LT- 42MM | Trauma | EA
04.334.444 | 00819917024418 | 4.0MM TI CANN COMPRESSION HEADLESS SCREW- LT- 44MM | Trauma | EA
04.334.446 | 00819917024425 | 4.0MM TI CANN COMPRESSION HEADLESS SCREW- LT- 46MM | Trauma | EA
04.334.448 | 00819917024432 | 4.0MM TI CANN COMPRESSION HEADLESS SCREW- LT- 48MM | Trauma | EA
04.334.450 | 00819917024449 | 4.0MM TI CANN COMPRESSION HEADLESS SCREW- LT- 50MM | Trauma | EA
04.334.452 | 00819917024456 | 4.0MM TI CANN COMPRESSION HEADLESS SCREW- LT- 52MM | Trauma | EA
04.334.454 | 00819917024463 | 4.0MM TI CANN COMPRESSION HEADLESS SCREW- LT- 54MM | Trauma | EA
04.334.456 | 00819917024470 | 4.0MM TI CANN COMPRESSION HEADLESS SCREW- LT- 56MM | Trauma | EA
04.334.458 | 00819917024487 | 4.0MM TI CANN COMPRESSION HEADLESS SCREW- LT- 58MM | Trauma | EA
04.334.460 | 00819917024494 | 4.0MM TI CANN COMPRESSION HEADLESS SCREW- LT- 60MM | Trauma | EA
60.133.118 | 10886982277916 | UNIVERSAL SF INSERTION TRAY W/O DRILL BITS | Trauma | EA
60.333.001 | 00810011360952 | 2.0MM/QIS SCREW RACK FOR QIS AND SMALL CANN SCREWS | Trauma | EA
60.333.002 | 00810011360969 | 2.5MM/3.0MM SCREW RACK FOR SMALL CANN SCREWS | Trauma | EA
60.333.003 | 00810011360976 | 3.5MM/4.0MM SCREW RACK FOR SMALL CANN SCREWS | Trauma | EA
60.333.009 | 00810011360877 | AUX TRAY 1/3 WIDTH | Trauma | EA
60.333.010 | 00810011360839 | 1/3 MODULAR TRAY LID | Trauma | EA
60.333.011 | 00810011360921 | SCREW TYPE MARKER PUSH PIN / PARTIAL THREAD SHORT | Trauma | EA
60.333.012 | 00810011360938 | SCREW TYPE MARKER PUSH PIN / PARTIAL THREAD LONG | Trauma | EA
60.333.013 | 00810011360945 | SCREW TYPE MARKER PUSH PIN PARTIAL THREAD SHORT/LONG | Trauma | EA
60.333.014 | 00810011361201 | SCREW TYPE MARKER PUSH PIN / PARTIAL THREAD | Trauma | EA
60.333.100 | 00810011360907 | OUTER CASE 3 HIGH WITH LID | Trauma | EA
60.333.101 | 00810011360846 | 2.0MM/QIS INSTRUMENT TRAY FOR QIS AND SMALL CANN SCREWS | Trauma | EA
60.333.102 | 00810011360853 | 2.5MM/3.0MM INSTRUMENT TRAY FOR SMALL CANN SCREWS | Trauma | EA
60.333.103 | 00810011360860 | 3.5MM/4.0MM INSTRUMENT TRAY FOR SMALL CANN SCREWS | Trauma | EA
SD03.211.457 | 10886982290519 | EXTENDED RAIL SCREW TARGETING CLAMP | Trauma | EA
03.333.003 | 00819917026467 | 1.6MM GUIDE WIRE/ 220MM LENGTH TROCAR TIP | Trauma | EA
03.333.004 | 00819917026474 | 2.8MM GUIDE WIRE/ 220MM LENGTH FLUTED TIP | Trauma | EA
03.333.103 | 00819917026580 | 3.0MM CANN DRILL BIT QC/ 215MM | Trauma | EA
03.333.104 | 00819917026597 | 5.0MM CANN DRILL BIT LARGE QC/ 215MM | Trauma | EA
03.333.203 | 00819917026689 | CANN COUNTERSINK 4.5MM/ 5.5MM CANN HEADLESS SCREW/ QC | Trauma | EA
03.333.204 | 00819917026696 | CANN COUNTERSINK 6.5MM/ 7.5MM CANN HEADLESS SCREW/ LARGE QC | Trauma | EA
03.333.305 | 00819917026900 | T30 CANN STRDRV SCRWDRVR SHAFT SLF-RETAIN | Trauma | EA
03.333.502 | 00819917026986 | DIRECT MEASURING DEVICE FOR 220MM WIRE | Trauma | EA
03.333.602 | 00819917027013 | CANN SCRWDRVR HANDLE WITH RATCHET LG QUICK COUPLING | Trauma | EA
04.333.500 | 00819917024777 | 4.5MM TI CANN COMPRESSION HEADLESS SCREW-ST-100MM | Trauma | EA
04.333.501 | 00819917024784 | 4.5MM TI CANN COMPRESSION HEADLESS SCREW-ST-105MM | Trauma | EA
04.333.502 | 00819917024791 | 4.5MM TI CANN COMPRESSION HEADLESS SCREW-ST-110MM | Trauma | EA
04.333.520 | 00819917024500 | 4.5MM TI CANN COMPRESSION HEADLESS SCREW- ST- 20MM | Trauma | EA
04.333.522 | 00819917024517 | 4.5MM TI CANN COMPRESSION HEADLESS SCREW- ST- 22MM | Trauma | EA
04.333.524 | 00819917024524 | 4.5MM TI CANN COMPRESSION HEADLESS SCREW- ST- 24MM | Trauma | EA
04.333.526 | 00819917024531 | 4.5MM TI CANN COMPRESSION HEADLESS SCREW-ST-26MM | Trauma | EA
04.333.528 | 00819917024548 | 4.5MM TI CANN COMPRESSION HEADLESS SCREW-ST-28MM | Trauma | EA
04.333.530 | 00819917024555 | 4.5MM TI CANN COMPRESSION HEADLESS SCREW-ST-30MM | Trauma | EA
04.333.532 | 00819917024562 | 4.5MM TI CANN COMPRESSION HEADLESS SCREW-ST-32MM | Trauma | EA
04.333.534 | 00819917024579 | 4.5MM TI CANN COMPRESSION HEADLESS SCREW-ST-34MM | Trauma | EA
04.333.536 | 00819917024593 | 4.5MM TI CANN COMPRESSION HEADLESS SCREW-ST-36MM | Trauma | EA
04.333.538 | 00819917024609 | 4.5MM TI CANN COMPRESSION HEADLESS SCREW-ST-38MM | Trauma | EA
04.333.540 | 00819917024616 | 4.5MM TI CANN COMPRESSION HEADLESS SCREW-ST-40MM | Trauma | EA
04.333.542 | 00819917024623 | 4.5MM TI CANN COMPRESSION HEADLESS SCREW-ST-42MM | Trauma | EA
04.333.544 | 00819917024630 | 4.5MM TI CANN COMPRESSION HEADLESS SCREW-ST-44MM | Trauma | EA
04.333.546 | 00819917024654 | 4.5MM TI CANN COMPRESSION HEADLESS SCREW-ST-46MM | Trauma | EA
04.333.548 | 00819917024661 | 4.5MM TI CANN COMPRESSION HEADLESS SCREW-ST-48MM | Trauma | EA
04.333.550 | 00819917024678 | 4.5MM TI CANN COMPRESSION HEADLESS SCREW-ST-50MM | Trauma | EA
04.333.555 | 00819917024685 | 4.5MM TI CANN COMPRESSION HEADLESS SCREW-ST-55MM | Trauma | EA
04.333.560 | 00819917024692 | 4.5MM TI CANN COMPRESSION HEADLESS SCREW-ST-60MM | Trauma | EA
04.333.565 | 00819917024708 | 4.5MM TI CANN COMPRESSION HEADLESS SCREW-ST-65MM | Trauma | EA
04.333.570 | 00819917024715 | 4.5MM TI CANN COMPRESSION HEADLESS SCREW-ST-70MM | Trauma | EA
04.333.575 | 00819917024722 | 4.5MM TI CANN COMPRESSION HEADLESS SCREW-ST-75MM | Trauma | EA
04.333.580 | 00819917024739 | 4.5MM TI CANN COMPRESSION HEADLESS SCREW-ST-80MM | Trauma | EA
04.333.585 | 00819917024746 | 4.5MM TI CANN COMPRESSION HEADLESS SCREW-ST-85MM | Trauma | EA
04.333.590 | 00819917024753 | 4.5MM TI CANN COMPRESSION HEADLESS SCREW-ST-90MM | Trauma | EA
04.333.595 | 00819917024760 | 4.5MM TI CANN COMPRESSION HEADLESS SCREW-ST-95MM | Trauma | EA
04.333.600 | 00819917025323 | 5.5MM TI CANN COMPRESSION HEADLESS SCREW- ST- 100MM | Trauma | EA
04.333.601 | 00819917025330 | 5.5MM TI CANN COMPRESSION HEADLESS SCREW- ST- 105MM | Trauma | EA
04.333.602 | 00819917025347 | 5.5MM TI CANN COMPRESSION HEADLESS SCREW- ST- 110MM | Trauma | EA
04.333.620 | 00819917025057 | 5.5MM TI CANN COMPRESSION HEADLESS SCREW- ST- 20MM | Trauma | EA
04.333.622 | 00819917025064 | 5.5MM TI CANN COMPRESSION HEADLESS SCREW- ST- 22MM | Trauma | EA
04.333.624 | 00819917025071 | 5.5MM TI CANN COMPRESSION HEADLESS SCREW- ST- 24MM | Trauma | EA
04.333.626 | 00819917025088 | 5.5MM TI CANN COMPRESSION HEADLESS SCREW- ST- 26MM | Trauma | EA
04.333.628 | 00819917025095 | 5.5MM TI CANN COMPRESSION HEADLESS SCREW- ST- 28MM | Trauma | EA
04.333.630 | 00819917025101 | 5.5MM TI CANN COMPRESSION HEADLESS SCREW- ST- 30MM | Trauma | EA
04.333.632 | 00819917025118 | 5.5MM TI CANN COMPRESSION HEADLESS SCREW- ST- 32MM | Trauma | EA
04.333.634 | 00819917025125 | 5.5MM TI CANN COMPRESSION HEADLESS SCREW- ST- 34MM | Trauma | EA
04.333.636 | 00819917025149 | 5.5MM TI CANN COMPRESSION HEADLESS SCREW- ST- 36MM | Trauma | EA
04.333.638 | 00819917025156 | 5.5MM TI CANN COMPRESSION HEADLESS SCREW- ST- 38MM | Trauma | EA
04.333.640 | 00819917025163 | 5.5MM TI CANN COMPRESSION HEADLESS SCREW- ST- 40MM | Trauma | EA
04.333.642 | 00819917025170 | 5.5MM TI CANN COMPRESSION HEADLESS SCREW- ST- 42MM | Trauma | EA
04.333.644 | 00819917025187 | 5.5MM TI CANN COMPRESSION HEADLESS SCREW- ST- 44MM | Trauma | EA
04.333.646 | 00819917025200 | 5.5MM TI CANN COMPRESSION HEADLESS SCREW- ST- 46MM | Trauma | EA
04.333.648 | 00819917025217 | 5.5MM TI CANN COMPRESSION HEADLESS SCREW- ST- 48MM | Trauma | EA
04.333.650 | 00819917025224 | 5.5MM TI CANN COMPRESSION HEADLESS SCREW- ST- 50MM | Trauma | EA
04.333.655 | 00819917025231 | 5.5MM TI CANN COMPRESSION HEADLESS SCREW- ST- 55MM | Trauma | EA
04.333.660 | 00819917025248 | 5.5MM TI CANN COMPRESSION HEADLESS SCREW- ST- 60MM | Trauma | EA
04.333.665 | 00819917025255 | 5.5MM TI CANN COMPRESSION HEADLESS SCREW- ST- 65MM | Trauma | EA
04.333.670 | 00819917025262 | 5.5MM TI CANN COMPRESSION HEADLESS SCREW- ST- 70MM | Trauma | EA
04.333.675 | 00819917025279 | 5.5MM TI CANN COMPRESSION HEADLESS SCREW- ST- 75MM | Trauma | EA
04.333.680 | 00819917025286 | 5.5MM TI CANN COMPRESSION HEADLESS SCREW- ST- 80MM | Trauma | EA
04.333.685 | 00819917025293 | 5.5MM TI CANN COMPRESSION HEADLESS SCREW- ST- 85MM | Trauma | EA
04.333.690 | 00819917025309 | 5.5MM TI CANN COMPRESSION HEADLESS SCREW- ST- 90MM | Trauma | EA
04.333.695 | 00819917025316 | 5.5MM TI CANN COMPRESSION HEADLESS SCREW- ST- 95MM | Trauma | EA
04.333.700 | 00819917025743 | 6.5MM TI CANN COMPRESSION HEADLESS SCREW-ST-100MM | Trauma | EA
04.333.701 | 00819917025750 | 6.5MM TI CANN COMPRESSION HEADLESS SCREW-ST-105MM | Trauma | EA
04.333.702 | 00819917025767 | 6.5MM TI CANN COMPRESSION HEADLESS SCREW-ST-110MM | Trauma | EA
04.333.703 | 00819917025774 | 6.5MM TI CANN COMPRESSION HEADLESS SCREW-ST-115MM | Trauma | EA
04.333.704 | 00819917025781 | 6.5MM TI CANN COMPRESSION HEADLESS SCREW-ST-120MM | Trauma | EA
04.333.705 | 00819917025798 | 6.5MM TI CANN COMPRESSION HEADLESS SCREW-ST-125MM | Trauma | EA
04.333.706 | 00819917025804 | 6.5MM TI CANN COMPRESSION HEADLESS SCREW-ST-130MM | Trauma | EA
04.333.730 | 00819917025606 | 6.5MM TI CANN COMPRESSION HEADLESS SCREW- ST- 30MM | Trauma | EA
04.333.735 | 00819917025613 | 6.5MM TI CANN COMPRESSION HEADLESS SCREW- ST- 35MM | Trauma | EA
04.333.740 | 00819917025620 | 6.5MM TI CANN COMPRESSION HEADLESS SCREW- ST- 40MM | Trauma | EA
04.333.745 | 00819917025637 | 6.5MM TI CANN COMPRESSION HEADLESS SCREW- ST- 45MM | Trauma | EA
04.333.750 | 00819917025644 | 6.5MM TI CANN COMPRESSION HEADLESS SCREW- ST- 50MM | Trauma | EA
04.333.755 | 00819917025651 | 6.5MM TI CANN COMPRESSION HEADLESS SCREW- ST- 55MM | Trauma | EA
04.333.760 | 00819917025668 | 6.5MM TI CANN COMPRESSION HEADLESS SCREW- ST- 60MM | Trauma | EA
04.333.765 | 00819917025675 | 6.5MM TI CANN COMPRESSION HEADLESS SCREW- ST- 65MM | Trauma | EA
04.333.770 | 00819917025682 | 6.5MM TI CANN COMPRESSION HEADLESS SCREW- ST- 70MM | Trauma | EA
04.333.775 | 00819917025699 | 6.5MM TI CANN COMPRESSION HEADLESS SCREW- ST- 75MM | Trauma | EA
04.333.780 | 00819917025705 | 6.5MM TI CANN COMPRESSION HEADLESS SCREW- ST- 80MM | Trauma | EA
04.333.785 | 00819917025712 | 6.5MM TI CANN COMPRESSION HEADLESS SCREW- ST- 85MM | Trauma | EA
04.333.790 | 00819917025729 | 6.5MM TI CANN COMPRESSION HEADLESS SCREW- ST- 90MM | Trauma | EA
04.333.795 | 00819917025736 | 6.5MM TI CANN COMPRESSION HEADLESS SCREW-ST-95MM | Trauma | EA
04.333.800 | 00819917026146 | 7.5MM TI CANN COMPRESSION HEADLESS SCREW- ST- 100MM | Trauma | EA
04.333.801 | 00819917026153 | 7.5MM TI CANN COMPRESSION HEADLESS SCREW- ST- 105MM | Trauma | EA
04.333.802 | 00819917026160 | 7.5MM TI CANN COMPRESSION HEADLESS SCREW- ST- 110MM | Trauma | EA
04.333.803 | 00819917026177 | 7.5MM TI CANN COMPRESSION HEADLESS SCREW- ST- 115MM | Trauma | EA
04.333.804 | 00819917026184 | 7.5MM TI CANN COMPRESSION HEADLESS SCREW- ST- 120MM | Trauma | EA
04.333.805 | 00819917026191 | 7.5MM TI CANN COMPRESSION HEADLESS SCREW- ST- 125MM | Trauma | EA
04.333.806 | 00819917026207 | 7.5MM TI CANN COMPRESSION HEADLESS SCREW- ST- 130MM | Trauma | EA
04.333.807 | 00819917026214 | 7.5MM TI CANN COMPRESSION HEADLESS SCREW- ST- 135MM | Trauma | EA
04.333.808 | 00819917026221 | 7.5MM TI CANN COMPRESSION HEADLESS SCREW- ST- 140MM | Trauma | EA
04.333.830 | 00819917026009 | 7.5MM TI CANN COMPRESSION HEADLESS SCREW-ST-30MM | Trauma | EA
04.333.835 | 00819917026016 | 7.5MM TI CANN COMPRESSION HEADLESS SCREW-ST-35MM | Trauma | EA
04.333.840 | 00819917026023 | 7.5MM TI CANN COMPRESSION HEADLESS SCREW-ST-40MM | Trauma | EA
04.333.845 | 00819917026030 | 7.5MM TI CANN COMPRESSION HEADLESS SCREW-ST-45MM | Trauma | EA
04.333.850 | 00819917026047 | 7.5MM TI CANN COMPRESSION HEADLESS SCREW- ST- 50MM | Trauma | EA
04.333.855 | 00819917026054 | 7.5MM TI CANN COMPRESSION HEADLESS SCREW- ST- 55MM | Trauma | EA
04.333.860 | 00819917026061 | 7.5MM TI CANN COMPRESSION HEADLESS SCREW- ST- 60MM | Trauma | EA
04.333.865 | 00819917026078 | 7.5MM TI CANN COMPRESSION HEADLESS SCREW- ST- 65MM | Trauma | EA
04.333.870 | 00819917026085 | 7.5MM TI CANN COMPRESSION HEADLESS SCREW- ST- 70MM | Trauma | EA
04.333.875 | 00819917026092 | 7.5MM TI CANN COMPRESSION HEADLESS SCREW- ST- 75MM | Trauma | EA
04.333.880 | 00819917026108 | 7.5MM TI CANN COMPRESSION HEADLESS SCREW- ST- 80MM | Trauma | EA
04.333.885 | 00819917026115 | 7.5MM TI CANN COMPRESSION HEADLESS SCREW- ST- 85MM | Trauma | EA
04.333.890 | 00819917026122 | 7.5MM TI CANN COMPRESSION HEADLESS SCREW- ST- 90MM | Trauma | EA
04.333.895 | 00819917026139 | 7.5MM TI CANN COMPRESSION HEADLESS SCREW- ST- 95MM | Trauma | EA
04.334.500 | 00819917025026 | 4.5MM TI CANN COMPRESSION HEADLESS SCREW- LT- 100MM | Trauma | EA
04.334.501 | 00819917025033 | 4.5MM TI CANN COMPRESSION HEADLESS SCREW- LT- 105MM | Trauma | EA
04.334.502 | 00819917025040 | 4.5MM TI CANN COMPRESSION HEADLESS SCREW- LT- 110MM | Trauma | EA
04.334.530 | 00819917024807 | 4.5MM TI CANN COMPRESSION HEADLESS SCREW-LT-30MM | Trauma | EA
04.334.532 | 00819917024814 | 4.5MM TI CANN COMPRESSION HEADLESS SCREW-LT-32MM | Trauma | EA
04.334.534 | 00819917024821 | 4.5MM TI CANN COMPRESSION HEADLESS SCREW-LT-34MM | Trauma | EA
04.334.536 | 00819917024845 | 4.5MM TI CANN COMPRESSION HEADLESS SCREW- LT- 36MM | Trauma | EA
04.334.538 | 00819917024852 | 4.5MM TI CANN COMPRESSION HEADLESS SCREW- LT- 38MM | Trauma | EA
04.334.540 | 00819917024869 | 4.5MM TI CANN COMPRESSION HEADLESS SCREW- LT- 40MM | Trauma | EA
04.334.542 | 00819917024876 | 4.5MM TI CANN COMPRESSION HEADLESS SCREW- LT- 42MM | Trauma | EA
04.334.544 | 00819917024883 | 4.5MM TI CANN COMPRESSION HEADLESS SCREW- LT- 44MM | Trauma | EA
04.334.546 | 00819917024906 | 4.5MM TI CANN COMPRESSION HEADLESS SCREW- LT- 46MM | Trauma | EA
04.334.548 | 00819917024913 | 4.5MM TI CANN COMPRESSION HEADLESS SCREW- LT- 48MM | Trauma | EA
04.334.550 | 00819917024920 | 4.5MM TI CANN COMPRESSION HEADLESS SCREW- LT- 50MM | Trauma | EA
04.334.555 | 00819917024937 | 4.5MM TI CANN COMPRESSION HEADLESS SCREW- LT- 55MM | Trauma | EA
04.334.560 | 00819917024944 | 4.5MM TI CANN COMPRESSION HEADLESS SCREW- LT- 60MM | Trauma | EA
04.334.565 | 00819917024951 | 4.5MM TI CANN COMPRESSION HEADLESS SCREW- LT- 65MM | Trauma | EA
04.334.570 | 00819917024968 | 4.5MM TI CANN COMPRESSION HEADLESS SCREW- LT- 70MM | Trauma | EA
04.334.575 | 00819917024975 | 4.5MM TI CANN COMPRESSION HEADLESS SCREW- LT- 75MM | Trauma | EA
04.334.580 | 00819917024982 | 4.5MM TI CANN COMPRESSION HEADLESS SCREW- LT- 80MM | Trauma | EA
04.334.585 | 00819917024999 | 4.5MM TI CANN COMPRESSION HEADLESS SCREW- LT- 85MM | Trauma | EA
04.334.590 | 00819917025002 | 4.5MM TI CANN COMPRESSION HEADLESS SCREW- LT- 90MM | Trauma | EA
04.334.595 | 00819917025019 | 4.5MM TI CANN COMPRESSION HEADLESS SCREW- LT- 95MM | Trauma | EA
04.334.600 | 00819917025576 | 5.5MM TI CANN COMPRESSION HEADLESS SCREW- LT- 100MM | Trauma | EA
04.334.601 | 00819917025583 | 5.5MM TI CANN COMPRESSION HEADLESS SCREW- LT- 105MM | Trauma | EA
04.334.602 | 00819917025590 | 5.5MM TI CANN COMPRESSION HEADLESS SCREW- LT- 110MM | Trauma | EA
04.334.630 | 00819917025354 | 5.5MM TI CANN COMPRESSION HEADLESS SCREW- LT- 30MM | Trauma | EA
04.334.632 | 00819917025361 | 5.5MM TI CANN COMPRESSION HEADLESS SCREW- LT- 32MM | Trauma | EA
04.334.634 | 00819917025378 | 5.5MM TI CANN COMPRESSION HEADLESS SCREW- LT- 34MM | Trauma | EA
04.334.636 | 00819917025392 | 5.5MM TI CANN COMPRESSION HEADLESS SCREW- LT- 36MM | Trauma | EA
04.334.638 | 00819917025408 | 5.5MM TI CANN COMPRESSION HEADLESS SCREW- LT- 38MM | Trauma | EA
04.334.640 | 00819917025415 | 5.5MM TI CANN COMPRESSION HEADLESS SCREW- LT- 40MM | Trauma | EA
04.334.642 | 00819917025422 | 5.5MM TI CANN COMPRESSION HEADLESS SCREW- LT- 42MM | Trauma | EA
04.334.644 | 00819917025439 | 5.5MM TI CANN COMPRESSION HEADLESS SCREW- LT- 44MM | Trauma | EA
04.334.646 | 00819917025453 | 5.5MM TI CANN COMPRESSION HEADLESS SCREW- LT- 46MM | Trauma | EA
04.334.648 | 00819917025460 | 5.5MM TI CANN COMPRESSION HEADLESS SCREW- LT- 48MM | Trauma | EA
04.334.650 | 00819917025477 | 5.5MM TI CANN COMPRESSION HEADLESS SCREW- LT- 50MM | Trauma | EA
04.334.655 | 00819917025484 | 5.5MM TI CANN COMPRESSION HEADLESS SCREW- LT- 55MM | Trauma | EA
04.334.660 | 00819917025491 | 5.5MM TI CANN COMPRESSION HEADLESS SCREW- LT- 60MM | Trauma | EA
04.334.665 | 00819917025507 | 5.5MM TI CANN COMPRESSION HEADLESS SCREW- LT- 65MM | Trauma | EA
04.334.670 | 00819917025514 | 5.5MM TI CANN COMPRESSION HEADLESS SCREW- LT- 70MM | Trauma | EA
04.334.675 | 00819917025521 | 5.5MM TI CANN COMPRESSION HEADLESS SCREW- LT- 75MM | Trauma | EA
04.334.680 | 00819917025538 | 5.5MM TI CANN COMPRESSION HEADLESS SCREW- LT- 80MM | Trauma | EA
04.334.685 | 00819917025545 | 5.5MM TI CANN COMPRESSION HEADLESS SCREW- LT- 85MM | Trauma | EA
04.334.690 | 00819917025552 | 5.5MM TI CANN COMPRESSION HEADLESS SCREW- LT- 90MM | Trauma | EA
04.334.695 | 00819917025569 | 5.5MM TI CANN COMPRESSION HEADLESS SCREW- LT- 95MM | Trauma | EA
04.334.700 | 00819917025934 | 6.5MM TI CANN COMPRESSION HEADLESS SCREW-LT-100MM | Trauma | EA
04.334.701 | 00819917025941 | 6.5MM TI CANN COMPRESSION HEADLESS SCREW-LT-105MM | Trauma | EA
04.334.702 | 00819917025958 | 6.5MM TI CANN COMPRESSION HEADLESS SCREW-LT-110MM | Trauma | EA
04.334.703 | 00819917025965 | 6.5MM TI CANN COMPRESSION HEADLESS SCREW-LT-115MM | Trauma | EA
04.334.704 | 00819917025972 | 6.5MM TI CANN COMPRESSION HEADLESS SCREW-LT-120MM | Trauma | EA
04.334.705 | 00819917025989 | 6.5MM TI CANN COMPRESSION HEADLESS SCREW-LT-125MM | Trauma | EA
04.334.706 | 00819917025996 | 6.5MM TI CANN COMPRESSION HEADLESS SCREW-LT-130MM | Trauma | EA
04.334.745 | 00819917025828 | 6.5MM TI CANN COMPRESSION HEADLESS SCREW-LT-45MM | Trauma | EA
04.334.750 | 00819917025835 | 6.5MM TI CANN COMPRESSION HEADLESS SCREW-LT-50MM | Trauma | EA
04.334.755 | 00819917025842 | 6.5MM TI CANN COMPRESSION HEADLESS SCREW-LT-55MM | Trauma | EA
04.334.760 | 00819917025859 | 6.5MM TI CANN COMPRESSION HEADLESS SCREW-LT-60MM | Trauma | EA
04.334.765 | 00819917025866 | 6.5MM TI CANN COMPRESSION HEADLESS SCREW-LT-65MM | Trauma | EA
04.334.770 | 00819917025873 | 6.5MM TI CANN COMPRESSION HEADLESS SCREW-LT-70MM | Trauma | EA
04.334.775 | 00819917025880 | 6.5MM TI CANN COMPRESSION HEADLESS SCREW-LT-75MM | Trauma | EA
04.334.780 | 00819917025897 | 6.5MM TI CANN COMPRESSION HEADLESS SCREW-LT-80MM | Trauma | EA
04.334.785 | 00819917025903 | 6.5MM TI CANN COMPRESSION HEADLESS SCREW-LT-85MM | Trauma | EA
04.334.790 | 00819917025910 | 6.5MM TI CANN COMPRESSION HEADLESS SCREW-LT-90MM | Trauma | EA
04.334.795 | 00819917025927 | 6.5MM TI CANN COMPRESSION HEADLESS SCREW-LT-95MM | Trauma | EA
04.334.800 | 00819917026344 | 7.5MM TI CANN COMPRESSION HEADLESS SCREW- LT- 100MM | Trauma | EA
04.334.801 | 00819917026351 | 7.5MM TI CANN COMPRESSION HEADLESS SCREW- LT- 105MM | Trauma | EA
04.334.802 | 00819917026368 | 7.5MM TI CANN COMPRESSION HEADLESS SCREW- LT- 110MM | Trauma | EA
04.334.803 | 00819917026375 | 7.5MM TI CANN COMPRESSION HEADLESS SCREW- LT- 115MM | Trauma | EA
SD03.111.111 | 10886982291448 | 1.8MM COAXIAL DRILL GUIDE THREADED/FOR VA LCP HOLES | Trauma | EA
03.404.000S | 10886982274236 | RIA 2 BONE HARVESTING KIT 520MM STERILE | Trauma | EA
03.404.001S | 10886982274229 | RIA 2 REAMING KIT 520MM STERILE | Trauma | EA
03.404.016S | 10886982273932 | 10.0MM REAMER HEAD FOR RIA 2 STERILE | Trauma | EA
03.404.017S | 10886982273949 | 10.5MM REAMER HEAD FOR RIA 2 STERILE | Trauma | EA
03.404.018S | 10886982273963 | 11.0MM REAMER HEAD FOR RIA 2 STERILE | Trauma | EA
03.404.019S | 10886982273970 | 11.5MM REAMER HEAD FOR RIA 2 STERILE | Trauma | EA
03.404.020S | 10886982273987 | 12.0MM REAMER HEAD FOR RIA 2 STERILE | Trauma | EA
03.404.021S | 10886982274007 | 12.5MM REAMER HEAD FOR RIA 2 STERILE | Trauma | EA
03.404.022S | 10886982274021 | 13.0MM REAMER HEAD FOR RIA 2 STERILE | Trauma | EA
03.404.023S | 10886982274045 | 13.5MM REAMER HEAD FOR RIA 2 STERILE | Trauma | EA
03.404.024S | 10886982274069 | 14.0MM REAMER HEAD FOR RIA 2 STERILE | Trauma | EA
03.404.025S | 10886982274083 | 14.5MM REAMER HEAD FOR RIA 2 STERILE | Trauma | EA
03.404.026S | 10886982273956 | 15.0MM REAMER HEAD FOR RIA 2 STERILE | Trauma | EA
03.404.027S | 10886982273994 | 15.5MM REAMER HEAD FOR RIA 2 STERILE | Trauma | EA
03.404.028S | 10886982274014 | 16.0MM REAMER HEAD FOR RIA 2 STERILE | Trauma | EA
03.404.029S | 10886982274038 | 16.5MM REAMER HEAD FOR RIA 2 STERILE | Trauma | EA
03.404.030S | 10886982274052 | 17.0MM REAMER HEAD FOR RIA 2 STERILE | Trauma | EA
03.404.031S | 10886982274076 | 17.5MM REAMER HEAD FOR RIA 2 STERILE | Trauma | EA
03.404.032S | 10886982274090 | 18.0MM REAMER HEAD FOR RIA 2 STERILE | Trauma | EA
03.404.035 | 10886982274243 | DRIVE SHAFT FOR RIA 2 520MM | Trauma | EA
03.404.037 | 10886982278579 | GRAFT COMPRESSOR FOR RIA 2 GRAFT FILTER | Trauma | EA
03.404.038 | 10886982278562 | REAMER HEAD REMOVAL TOOL FOR RIA 2 | Trauma | EA
60.404.000 | 10886982280718 | GRAPHIC CASE WITH LID RIA 2 INSTRUMENT SET | Trauma | EA
SD398.761 | 10886982288134 | SOCKET HEAD CAP SCREW M5/16MM | Trauma | EA
SD03.632.017 | 10886982278524 | PLATE BENDER WITH SILICONE HANDLES | Trauma | EA
SD357.510 | 10886982281371 | DRILL COUPLING 10MM BIOPSY DRILL | Trauma | EA
SD357.511 | 10886982281388 | DRILL TIP 10MM BIOPSY DRILL | Trauma | EA
SD02.207.001 | 10886982291394 | 2.8MM GUIDE WIRE / 450MM TROCAR POINT | Trauma | EA
SD393.103 | 10886982282156 | COMBI T-HANDLE 11MM NUT AND Ã5/6MM SCHANZ | Trauma | EA
60.133.131 | 10886982277930 | UNIVERSAL SF LCP PROX TIBIA ANATOMY TRAY | Trauma | EA
2220 | 10886982157560 | SYNTHES TRAUMA PRICE LIST 2011-2012 | Trauma | EA
04.334.804 | 00819917026382 | 7.5MM TI CANN COMPRESSION HEADLESS SCREW- LT- 120MM | Trauma | EA
04.334.805 | 00819917026399 | 7.5MM TI CANN COMPRESSION HEADLESS SCREW- LT- 125MM | Trauma | EA
04.334.806 | 00819917026405 | 7.5MM TI CANN COMPRESSION HEADLESS SCREW- LT- 130MM | Trauma | EA
04.334.807 | 00819917026412 | 7.5MM TI CANN COMPRESSION HEADLESS SCREW- LT- 135MM | Trauma | EA
04.334.808 | 00819917026429 | 7.5MM TI CANN COMPRESSION HEADLESS SCREW-LT-140MM | Trauma | EA
04.334.845 | 00819917026238 | 7.5MM TI CANN COMPRESSION HEADLESS SCREW- LT- 45MM | Trauma | EA
04.334.850 | 00819917026245 | 7.5MM TI CANN COMPRESSION HEADLESS SCREW- LT- 50MM | Trauma | EA
04.334.855 | 00819917026252 | 7.5MM TI CANN COMPRESSION HEADLESS SCREW- LT- 55MM | Trauma | EA
04.334.860 | 00819917026269 | 7.5MM TI CANN COMPRESSION HEADLESS SCREW- LT- 60MM | Trauma | EA
04.334.865 | 00819917026276 | 7.5MM TI CANN COMPRESSION HEADLESS SCREW- LT- 65MM | Trauma | EA
04.334.870 | 00819917026283 | 7.5MM TI CANN COMPRESSION HEADLESS SCREW- LT- 70MM | Trauma | EA
04.334.875 | 00819917026290 | 7.5MM TI CANN COMPRESSION HEADLESS SCREW- LT- 75MM | Trauma | EA
04.334.880 | 00819917026306 | 7.5MM TI CANN COMPRESSION HEADLESS SCREW- LT- 80MM | Trauma | EA
04.334.885 | 00819917026313 | 7.5MM TI CANN COMPRESSION HEADLESS SCREW- LT- 85MM | Trauma | EA
04.334.890 | 00819917026320 | 7.5MM TI CANN COMPRESSION HEADLESS SCREW- LT- 90MM | Trauma | EA
04.334.895 | 00819917026337 | 7.5MM TI CANN COMPRESSION HEADLESS SCREW- LT- 95MM | Trauma | EA
60.333.004 | 00810011360983 | 4.5MM SCREW RACK FOR LARGE CANN SCREWS | Trauma | EA
60.333.005 | 00810011360990 | SCREW RACK FOR Ã5.5MM LONG SCREWS | Trauma | EA
60.333.006 | 00810011361003 | 6.5MM SCREW RACK FOR LARGE CANN SCREWS | Trauma | EA
60.333.007 | 00810011361188 | SCREW RACK FOR Ã7.5MM LONG SCREWS | Trauma | EA
60.333.008 | 00810011361195 | 5.5MM/7.5MM SCREW RACK FOR LARGE CANN SCREWS | Trauma | EA
60.333.104 | 00810011360884 | 4.5MM/5.5MM INSTRUMENT TRAY FOR LARGE CANN SCREWS | Trauma | EA
60.333.105 | 00810011360891 | 6.5MM/7.5MM INSTRUMENT TRAY FOR LARGE CANN SCREWS | Trauma | EA
242.003S | 10886982291226 | 2.4MM LCP STRAIGHT WRIST PLATE 170MM - STERILE | Trauma | EA
VP4303.10 | 10886982273857 | 2.4MM/2.0MM LCP PANCARPAL ARTHRODESIS PLATE/ 10 HOLES | Trauma | EA
04.124.406 | 10886982110848 | 4.5MM TI VA-LCP CRVD CONDYLAR PLATE/6 HOLE/159MM/RIGHT | Trauma | EA
04.124.406S | 10886982110855 | 4.5MM TI VA-LCP CRVD CONDYLAR PLATE/6H/159MM/RT-STER | Trauma | EA
04.124.407 | 10886982110862 | 4.5MM TI VA-LCP CRVD CONDYLAR PLATE/6 HOLE/159MM/LEFT | Trauma | EA
04.124.407S | 10886982110879 | 4.5MM TI VA-LCP CRVD CONDYLAR PLATE/6H/159MM/LT-STER | Trauma | EA
04.124.408 | 10886982110886 | 4.5MM TI VA-LCP CRVD CONDYLAR PLATE/8 HOLE/195MM/RIGHT | Trauma | EA
04.124.408S | 10886982110893 | 4.5MM TI VA-LCP CRVD CONDYLAR PLATE/8H/195MM/RT-STER | Trauma | EA
04.124.409 | 10886982110909 | 4.5MM TI VA-LCP CRVD CONDYLAR PLATE/8 HOLE/195MM/LEFT | Trauma | EA
04.124.409S | 10886982110916 | 4.5MM TI VA-LCP CRVD CONDYLAR PLATE/8H/195MM/LT-STER | Trauma | EA
04.124.410 | 10886982110923 | 4.5MM TI VA-LCP CRVD CONDYLAR PLATE/10H/230MM/RIGHT | Trauma | EA
04.124.410S | 10886982110930 | 4.5MM TI VA-LCP CRVD CONDYLAR PLATE/10H/230MM/RT-STER | Trauma | EA
04.124.411 | 10886982110947 | 4.5MM TI VA-LCP CRVD CONDYLAR PLATE/10 HOLE/230MM/LEFT | Trauma | EA
04.124.411S | 10886982110954 | 4.5MM TI VA-LCP CRVD CONDYLAR PLATE/10H/230MM/LT-STER | Trauma | EA
04.124.412 | 10886982110961 | 4.5MM TI VA-LCP CRVD CONDYLAR PLATE/12 HOLE/266MM/RIGHT | Trauma | EA
04.124.412S | 10886982110978 | 4.5MM TI VA-LCP CRVD CONDYLAR PLATE/12H/266MM/RT-STER | Trauma | EA
04.124.413 | 10886982110985 | 4.5MM TI VA-LCP CRVD CONDYLAR PLATE/12 HOLE/266MM/LEFT | Trauma | EA
04.124.413S | 10886982110992 | 4.5MM TI VA-LCP CRVD CONDYLAR PLATE/12H/266MM/LT-STER | Trauma | EA
04.124.414 | 10886982111005 | 4.5MM TI VA-LCP CRVD CONDYLAR PLATE/14 HOLE/301MM/RIGHT | Trauma | EA
04.124.414S | 10886982111012 | 4.5MM TI VA-LCP CRVD CONDYLAR PLATE/14H/301MM/RT-STER | Trauma | EA
04.124.415 | 10886982111029 | 4.5MM TI VA-LCP CRVD CONDYLAR PLATE/14 HOLE/301MM/LEFT | Trauma | EA
04.124.415S | 10886982111036 | 4.5MM TI VA-LCP CRVD CONDYLAR PLATE/14H/301MM/LT-STER | Trauma | EA
04.124.416 | 10886982111043 | 4.5MM TI VA-LCP CRVD CONDYLAR PLATE/16 HOLE/336MM/RIGHT | Trauma | EA
04.124.416S | 10886982111050 | 4.5MM TI VA-LCP CRVD CONDYLAR PLATE/16H/336MM/RT-STER | Trauma | EA
04.124.417 | 10886982111067 | 4.5MM TI VA-LCP CRVD CONDYLAR PLATE/16 HOLE/336MM/LEFT | Trauma | EA
04.124.417S | 10886982111074 | 4.5MM TI VA-LCP CRVD CONDYLAR PLATE/16H/336MM/LT-STER | Trauma | EA
04.124.418 | 10886982111081 | 4.5MM TI VA-LCP CRVD CONDYLAR PLATE/18 HOLE/370MM/RIGHT | Trauma | EA
04.124.418S | 10886982111098 | 4.5MM TI VA-LCP CRVD CONDYLAR PLATE/18H/370MM/RT-STER | Trauma | EA
04.124.419 | 10886982111104 | 4.5MM TI VA-LCP CRVD CONDYLAR PLATE/18 HOLE/370MM/LEFT | Trauma | EA
04.124.419S | 10886982111111 | 4.5MM TI VA-LCP CRVD CONDYLAR PLATE/18H/370MM/LT-STER | Trauma | EA
04.124.420S | 10886982111135 | 4.5MM TI VA-LCP CRVD CONDYLAR PLATE/20H/405MM/RT-STER | Trauma | EA
04.124.421S | 10886982111159 | 4.5MM TI VA-LCP CRVD CONDYLAR PLATE/20H/405MM/LT-STER | Trauma | EA
04.124.422S | 10886982111173 | 4.5MM TI VA-LCP CRVD CONDYLAR PLATE/22H/439MM/RT-STER | Trauma | EA
04.124.423S | 10886982111197 | 4.5MM TI VA-LCP CRVD CONDYLAR PLATE/22H/439MM/LT-STER | Trauma | EA
04.231.022S | 10886982258724 | 5.0MM TI VA POSITIONING PIN STERILE | Trauma | EA
42.231.008S | 10886982259196 | 5.0MM PERIPR VAL SCR/8MM OPTILINK(TM)/STRDRV/STERILE | Trauma | EA
42.231.010 | 10886982259561 | 5.0MM PERIPR VAL SCR/10MM OPTILINK(TM)/SLF-TPNG/STRDRV | Trauma | EA
42.231.010S | 10886982259202 | 5.0MM PERIPR VAL SCR/10MM OPTILINK(TM)/STRDRV/STERILE | Trauma | EA
42.231.012 | 10886982259578 | 5.0MM PERIPR VAL SCR/12MM OPTILINK(TM)/SLF-TPNG/STRDRV | Trauma | EA
42.231.012S | 10886982259219 | 5.0MM PERIPR VAL SCR/12MM OPTILINK(TM)/STRDRV/STERILE | Trauma | EA
42.231.014 | 10886982259585 | 5.0MM PERIPR VAL SCR/14MM OPTILINK(TM)/SLF-TPNG/STRDRV | Trauma | EA
42.231.014S | 10886982259226 | 5.0MM PERIPR VAL SCR/14MM OPTILINK(TM)/STRDRV/STERILE | Trauma | EA
42.231.016 | 10886982259592 | 5.0MM PERIPR VAL SCR/16MM OPTILINK(TM)/SLF-TPNG/STRDRV | Trauma | EA
42.231.016S | 10886982259233 | 5.0MM PERIPR VAL SCR/16MM OPTILINK(TM)/STRDRV/STERILE | Trauma | EA
42.231.018 | 10886982259608 | 5.0MM PERIPR VAL SCR/18MM OPTILINK(TM)/SLF-TPNG/STRDRV | Trauma | EA
42.231.018S | 10886982259240 | 5.0MM PERIPR VAL SCR/18MM OPTILINK(TM)/STRDRV/STERILE | Trauma | EA
42.231.214 | 10886982259295 | 5.0MM VAL SCREW/OPTILINK(TM) SLF-TPNG/STRDRV/14MM | Trauma | EA
42.231.216 | 10886982259301 | 5.0MM VAL SCREW/OPTILINK(TM) SLF-TPNG/STRDRV/16MM | Trauma | EA
42.231.218 | 10886982259318 | 5.0MM VAL SCREW/OPTILINK(TM) SLF-TPNG/STRDRV/18MM | Trauma | EA
42.231.220 | 10886982259325 | 5.0MM VAL SCREW/OPTILINK(TM) SLF-TPNG/STRDRV/20MM | Trauma | EA
42.231.222 | 10886982259332 | 5.0MM VAL SCREW/OPTILINK(TM) SLF-TPNG/STRDRV/22MM | Trauma | EA
42.231.224 | 10886982259349 | 5.0MM VAL SCREW/OPTILINK(TM) SLF-TPNG/STRDRV/24MM | Trauma | EA
42.231.226 | 10886982259356 | 5.0MM VAL SCREW/OPTILINK(TM) SLF-TPNG/STRDRV/26MM | Trauma | EA
42.231.228 | 10886982259363 | 5.0MM VAL SCREW/OPTILINK(TM) SLF-TPNG/STRDRV/28MM | Trauma | EA
42.231.230 | 10886982259370 | 5.0MM VAL SCREW/OPTILINK(TM) SLF-TPNG/STRDRV/30MM | Trauma | EA
42.231.232 | 10886982259387 | 5.0MM VAL SCREW/OPTILINK(TM) SLF-TPNG/STRDRV/32MM | Trauma | EA
42.231.234 | 10886982259394 | 5.0MM VAL SCREW/OPTILINK(TM) SLF-TPNG/STRDRV/34MM | Trauma | EA
42.231.236 | 10886982259400 | 5.0MM VAL SCREW/OPTILINK(TM) SLF-TPNG/STRDRV/36MM | Trauma | EA
42.231.238 | 10886982259417 | 5.0MM VAL SCREW/OPTILINK(TM) SLF-TPNG/STRDRV/38MM | Trauma | EA
42.231.240 | 10886982259424 | 5.0MM VAL SCREW/OPTILINK(TM) SLF-TPNG/STRDRV/40MM | Trauma | EA
42.231.242 | 10886982259431 | 5.0MM VAL SCREW/OPTILINK(TM) SLF-TPNG/STRDRV/42MM | Trauma | EA
42.231.244 | 10886982259448 | 5.0MM VAL SCREW/OPTILINK(TM) SLF-TPNG/STRDRV/44MM | Trauma | EA
42.231.246 | 10886982259455 | 5.0MM VAL SCREW/OPTILINK(TM) SLF-TPNG/STRDRV/46MM | Trauma | EA
42.231.248 | 10886982259462 | 5.0MM VAL SCREW/OPTILINK(TM) SLF-TPNG/STRDRV/48MM | Trauma | EA
42.231.250 | 10886982259479 | 5.0MM VAL SCREW/OPTILINK(TM) SLF-TPNG/STRDRV/50MM | Trauma | EA
42.231.255 | 10886982259486 | 5.0MM VAL SCREW/OPTILINK(TM) SLF-TPNG/STRDRV/55MM | Trauma | EA
42.231.260 | 10886982259493 | 5.0MM VAL SCREW/OPTILINK(TM) SLF-TPNG/STRDRV/60MM | Trauma | EA
42.231.265 | 10886982259509 | 5.0MM VAL SCREW/OPTILINK(TM) SLF-TPNG/STRDRV/65MM | Trauma | EA
42.231.270 | 10886982259516 | 5.0MM VAL SCREW/OPTILINK(TM) SLF-TPNG/STRDRV/70MM | Trauma | EA
42.231.275 | 10886982259523 | 5.0MM VAL SCREW/OPTILINK(TM) SLF-TPNG/STRDRV/75MM | Trauma | EA
42.231.280 | 10886982259530 | 5.0MM VAL SCREW/OPTILINK(TM) SLF-TPNG/STRDRV/80MM | Trauma | EA
42.231.285 | 10886982259547 | 5.0MM VAL SCREW/OPTILINK(TM) SLF-TPNG/STRDRV/85MM | Trauma | EA
42.231.290 | 10886982259554 | 5.0MM VAL SCREW/OPTILINK(TM) SLF-TPNG/STRDRV/90MM | Trauma | EA
42.231.295S | 10886982259615 | 5.0MM VAL SCREW/OPTILINK(TM) SLF-TPNG/STRDRV/95MM-STERILE | Trauma | EA
42.231.300S | 10886982259622 | 5.0MM VAL SCREW/OPTILINK(TM) SLF-TPNG/STRDRV/100MM-STERILE | Trauma | EA
42.231.305S | 10886982259639 | 5.0MM VAL SCREW/OPTILINK(TM) SLF-TPNG/STRDRV/105MM-STERILE | Trauma | EA
42.231.310S | 10886982259646 | 5.0MM VAL SCREW/OPTILINK(TM) SLF-TPNG/STRDRV/110MM-STERILE | Trauma | EA
03.010.411 | 10886982280220 | EXTRACTION SCREW FOR PFNA BLADE | Trauma | EA
02.152.460SHA | 10886982304841 | 4.0MM BLUNTED POINT SCHANZ SCREW 60MM THRD/150MM/HA STER | Trauma | EA
02.172.525 | 10886982303998 | 5.0MM BLUNTED POINT SCHANZ SCREW 25MM THRD/175MM | Trauma | EA
02.172.525S | 10886982308290 | 5.0MM BLUNTED POINT SCHANZ SCREW 25MM THRD/175MM/STERILE | Trauma | EA
02.172.530S | 10886982308306 | 5.0MM BLUNTED POINT SCHANZ SCREW 30MM THRD/175MM/STERILE | Trauma | EA
02.172.535S | 10886982308313 | 5.0MM BLUNTED POINT SCHANZ SCREW 35MM THRD/175MM/STERILE | Trauma | EA
02.172.540S | 10886982308320 | 5.0MM BLUNTED POINT SCHANZ SCREW 40MM THRD/175MM/STERILE | Trauma | EA
02.172.625S | 10886982308528 | 6.0MM BLUNTED POINT SCHANZ SCREW 25MM THRD/175MM/STERILE | Trauma | EA
02.172.630S | 10886982308535 | 6.0MM BLUNTED POINT SCHANZ SCREW 30MM THRD/175MM/STERILE | Trauma | EA
02.172.635S | 10886982308542 | 6.0MM BLUNTED POINT SCHANZ SCREW 35MM THRD/175MM/STERILE | Trauma | EA
02.172.640S | 10886982308559 | 6.0MM BLUNTED POINT SCHANZ SCREW 40MM THRD/175MM/STERILE | Trauma | EA
02.252.540S | 10886982308375 | 5.0MM BLUNTED POINT SCHANZ SCREW 40MM THRD/250MM/STERILE | Trauma | EA
02.252.540SHA | 10886982304971 | 5.0MM BLUNTED POINT SCHANZ SCREW 40MM THRD/250MM/HA STER | Trauma | EA
02.252.555S | 10886982308382 | 5.0MM BLUNTED POINT SCHANZ SCREW 55MM THRD/250MM/STERILE | Trauma | EA
02.252.570S | 10886982308399 | 5.0MM BLUNTED POINT SCHANZ SCREW 70MM THRD/250MM/STERILE | Trauma | EA
02.252.585S | 10886982308405 | 5.0MM BLUNTED POINT SCHANZ SCREW 85MM THRD/250MM/STERILE | Trauma | EA
02.252.640S | 10886982308603 | 6.0MM BLUNTED POINT SCHANZ SCREW 40MM THRD/250MM/STERILE | Trauma | EA
02.252.655S | 10886982308610 | 6.0MM BLUNTED POINT SCHANZ SCREW 55MM THRD/250MM/STERILE | Trauma | EA
02.252.670S | 10886982308627 | 6.0MM BLUNTED POINT SCHANZ SCREW 70MM THRD/250MM/STERILE | Trauma | EA
02.252.685S | 10886982308634 | 6.0MM BLUNTED POINT SCHANZ SCREW 85MM THRD/250MM/STERILE | Trauma | EA
02.252.685SHA | 10886982305152 | 6.0MM BLUNTED POINT SCHANZ SCREW 85MM THRD/250MM/HA STER | Trauma | EA
04.152.420S | 10886982307910 | 4.0MM TI BLUNTED POINT SCHANZ SCREW 20MM THRD/150MM/STERILE | Trauma | EA
04.152.420SHA | 10886982305282 | 4.0MM TI BLUNTED POINT SCHANZ SCREW 20MM THRD/150MM/HA STER | Trauma | EA
04.152.425S | 10886982307927 | 4.0MM TI BLUNTED POINT SCHANZ SCREW 25MM THRD/150MM/STERILE | Trauma | EA
04.152.430S | 10886982307934 | 4.0MM TI BLUNTED POINT SCHANZ SCREW 30MM THRD/150MM/STERILE | Trauma | EA
04.152.430SHA | 10886982305305 | 4.0MM TI BLUNTED POINT SCHANZ SCREW 30MM THRD/150MM/HA STER | Trauma | EA
04.152.435S | 10886982307941 | 4.0MM TI BLUNTED POINT SCHANZ SCREW 35MM THRD/150MM/STERILE | Trauma | EA
04.152.440S | 10886982307958 | 4.0MM TI BLUNTED POINT SCHANZ SCREW 40MM THRD/150MM/STERILE | Trauma | EA
04.172.525SHA | 10886982305565 | 5.0MM TI BLUNTED POINT SCHANZ SCREW 25MM THRD/175MM/HA STER | Trauma | EA
04.172.530S | 10886982308047 | 5.0MM TI BLUNTED POINT SCHANZ SCREW 30MM THRD/175MM/STERILE | Trauma | EA
04.172.530SHA | 10886982305572 | 5.0MM TI BLUNTED POINT SCHANZ SCREW 30MM THRD/175MM/HA STER | Trauma | EA
04.172.535S | 10886982308054 | 5.0MM TI BLUNTED POINT SCHANZ SCREW 35MM THRD/175MM/STERILE | Trauma | EA
04.172.540S | 10886982308061 | 5.0MM TI BLUNTED POINT SCHANZ SCREW 40MM THRD/175MM/STERILE | Trauma | EA
04.172.540SHA | 10886982305596 | 5.0MM TI BLUNTED POINT SCHANZ SCREW 40MM THRD/175MM/HA STER | Trauma | EA
04.172.640S | 10886982308238 | 6.0MM TI BLUNTED POINT SCHANZ SCREW 40MM THRD/175MM/STERILE | Trauma | EA
04.172.640SHA | 10886982305459 | 6.0MM TI BLUNTED POINT SCHANZ SCREW 40MM THRD/175MM/HA STER | Trauma | EA
04.252.540S | 10886982308122 | 5.0MM TI BLUNTED POINT SCHANZ SCREW 40MM THRD/250MM/STERILE | Trauma | EA
04.252.555S | 10886982308139 | 5.0MM TI BLUNTED POINT SCHANZ SCREW 55MM THRD/250MM/STERILE | Trauma | EA
04.252.655S | 10886982308450 | 6.0MM TI BLUNTED POINT SCHANZ SCREW 55MM THRD/250MM/STERILE | Trauma | EA
04.252.655SHA | 10886982305657 | 6.0MM TI BLUNTED POINT SCHANZ SCREW 55MM THRD/250MM/HA STER | Trauma | EA
04.252.670S | 10886982308467 | 6.0MM TI BLUNTED POINT SCHANZ SCREW 70MM THRD/250MM/STERILE | Trauma | EA
02.130.004.V | 10886982310071 | 1.3MM CORTEX SCREW SLF-TPNG WITH T4 STARDRIVE RECESS 4MM | Trauma | EA
02.130.005.V | 10886982310088 | 1.3MM CORTEX SCREW SLF-TPNG WITH T4 STARDRIVE RECESS 5MM | Trauma | EA
02.130.006.V | 10886982310095 | 1.3MM CORTEX SCREW SLF-TPNG WITH T4 STARDRIVE RECESS 6MM | Trauma | EA
02.130.007.V | 10886982310101 | 1.3MM CORTEX SCREW SLF-TPNG WITH T4 STARDRIVE RECESS 7MM | Trauma | EA
02.130.008.V | 10886982310118 | 1.3MM CORTEX SCREW SLF-TPNG WITH T4 STARDRIVE RECESS 8MM | Trauma | EA
02.130.009.V | 10886982310125 | 1.3MM CORTEX SCREW SLF-TPNG WITH T4 STARDRIVE RECESS 9MM | Trauma | EA
02.130.010.V | 10886982310132 | 1.3MM CORTEX SCREW SLF-TPNG WITH T4 STARDRIVE RECESS 10MM | Trauma | EA
02.130.011.V | 10886982310149 | 1.3MM CORTEX SCREW SLF-TPNG WITH T4 STARDRIVE RECESS 11MM | Trauma | EA
02.130.104.V | 10886982309983 | 1.3MM LOCKING SCREW SLF-TPNG WITH T4 STARDRIVE RECESS 4MM | Trauma | EA
02.130.105.V | 10886982309990 | 1.3MM LOCKING SCREW SLF-TPNG WITH T4 STARDRIVE RECESS 5MM | Trauma | EA
02.130.106.V | 10886982310002 | 1.3MM LOCKING SCREW SLF-TPNG WITH T4 STARDRIVE RECESS 6MM | Trauma | EA
02.130.107.V | 10886982310019 | 1.3MM LOCKING SCREW SLF-TPNG WITH T4 STARDRIVE RECESS 7MM | Trauma | EA
02.130.108.V | 10886982310026 | 1.3MM LOCKING SCREW SLF-TPNG WITH T4 STARDRIVE RECESS 8MM | Trauma | EA
02.130.109.V | 10886982310033 | 1.3MM LOCKING SCREW SLF-TPNG WITH T4 STARDRIVE RECESS 9MM | Trauma | EA
02.130.110.V | 10886982310040 | 1.3MM LOCKING SCREW SLF-TPNG WITH T4 STARDRIVE RECESS 10MM | Trauma | EA
02.130.111.V | 10886982310057 | 1.3MM LOCKING SCREW SLF-TPNG WITH T4 STARDRIVE RECESS 11MM | Trauma | EA
02.130.112.V | 10886982310064 | 1.3MM LOCKING SCREW SLF-TPNG WITH T4 STARDRIVE RECESS 12MM | Trauma | EA
02.130.150.V | 10886982309761 | 1.3MM LOCKING STRAIGHT PLATE 6 HOLES | Trauma | EA
02.130.151.V | 10886982309778 | 1.3MM LOCKING STRAIGHT PLATE 12 HOLES | Trauma | EA
02.130.152.V | 10886982309785 | 1.3MM LOCKING T-PLATE 3 HOLES HEAD-5 HOLES SHAFT | Trauma | EA
02.130.153.V | 10886982309792 | 1.3MM LCKNG Y-PLATE 3 HOLES HEAD-5 HOLES SHAFT | Trauma | EA
02.130.154.V | 10886982309808 | 1.3MM LCKNG PHALANGEAL BASE PL 2 HOLES HEAD-5 HOLES SHAFT | Trauma | EA
02.130.156.V | 10886982309815 | 1.3MM LCKNG PHALANGEAL HEAD PL RIGHT | Trauma | EA
02.130.157.V | 10886982309822 | 1.3MM LCKNG PHALANGEAL HEAD PL LEFT | Trauma | EA
03.114.010.V | 10886982284167 | STARDRIVE SCREWDRIVER SHAFT T4/66MM | Trauma | EA
03.130.102.V | 10886982309969 | 1.0MM DRILL BIT/MQC FOR THREADED HOLE/61MM | Trauma | EA
03.130.112.V | 10886982309976 | 1.3MM DRILL BIT/MQC FOR GLIDING HOLE/46MM | Trauma | EA
03.130.120.V | 10886982310187 | 1.0MM THREADED DRILL GUIDE FOR 1.3MM LOCKING PLATES | Trauma | EA
03.130.125.V | 10886982310194 | 1.3/1.0MM DOUBLE DRILL SLEEVE FOR 1.3MM CRTX SCREWS/YELLOW | Trauma | EA
03.130.140.V | 10886982310200 | PLATE BENDING PINS FOR 1.3MM LOCKING PLATES | Trauma | EA
03.130.280.V | 10886982312211 | PLATE HOLDING FORCEPS SOFT LOCK | Trauma | EA
319.004.V | 10886982284020 | DEPTH GAUGE FOR 1.3MM AND 1.5MM SCREWS | Trauma | EA
60.130.013.V | 10886982310170 | 1.3MM LCKNG IMPLANT/INSTRUMENT MODULE WITH 1.0MM SCREWS | Trauma | EA
60.130.313.V | 10886982310163 | STD SET PLATE BIN F/1.3MM LOCKING IMPL AND INSTR MODULE | Trauma | EA
1110005-01 | 10886982340832 | MAXFRAME AUTOSTRUT(TM) SOFTWARE | Trauma | EA
SD03.111.750 | 10886982303332 | REDUCTION FORCEPS WITH POINTED TIPS | Trauma | EA
02.130.012.V | 10886982310156 | 1.3MM CORTEX SCREW SLF-TPNG WITH T4 STARDRIVE RECESS 12MM | Trauma | EA
SD03.037.037 | 10886982308993 | 8MM CANNULATED STRAIGHT AWL WITH AO REAMER COUPLER | Trauma | EA
SD391.106 | 10886982314185 | MEDIUM-LARGE CABLE PASSER 45 DEGREE ANGLE | Trauma | EA
SD02.207.002 | 10886982306630 | 2.5MM GUIDE WIRE WITH FLUTES 450MM LONG | Trauma | EA
SD03.232.001 | 10886982313614 | CCI DRILL GUIDE, 15MM X 2 LEG EXTENDED LENGTH | Trauma | EA
SD03.232.002 | 10886982313621 | CCI DRILL GUIDE, 18MM X 2 LEG EXTENDED LENGTH | Trauma | EA
SD03.232.003 | 10886982313638 | CCI DRILL GUIDE, 20MM X 2 LEG EXTENDED LENGTH | Trauma | EA
SD03.232.004 | 10886982313645 | CCI DRILL GUIDE, 25MM X 4 LEG EXTENDED LENGTH | Trauma | EA
SD03.232.005 | 10886982313652 | CCI DRILL GUIDE, 30MM X 4 LEG EXTENDED LENGTH | Trauma | EA
1100007-01 | 10886982338600 | MAXFRAME AUTOSTRUT(TM) AUTOMATED HEXAPOD CTRL SYS KIT | Trauma | EA
1100010-01 | 10886982338587 | MAXFRAME AUTOSTRUT(TM) HEXAPOD STRUT - MEDIUM | Trauma | EA
1100011-01 | 10886982338570 | MAXFRAME AUTOSTRUT(TM) HEXAPOD STRUT - LONG | Trauma | EA
1100012-01 | 10886982338594 | MAXFRAME AUTOSTRUT(TM) HEXAPOD STRUT - SHORT | Trauma | EA
SD314.055 | 10886982309174 | Ã6.5/7.3MM CANNULATED SCREWS TROCAR | Trauma | EA
SD03.010.108 | 10886982312662 | 4.2MM DRILL BIT WITHOUT NEEDLE TIP | Trauma | EA
03.333.000.04 | 00810040684067 | GUIDE WIRE Ã0.8MM X 100MM 4PK | Trauma | P4
03.333.001.04 | 00810040684074 | GUIDE WIRE Ã1.1MM X 150MM 4PK | Trauma | P4
03.333.002.04 | 00810040684081 | GUIDE WIRE Ã1.4MM X 150MM 4PK | Trauma | P4
03.333.004.04 | 00810040684104 | FLUTED GUIDE WIRE Ã2.8MM X 220MM 4PK | Trauma | P4
03.333.011.04 | 00810040684135 | THREADED GUIDE WIRE Ã1.1MM X 150MM 4PK | Trauma | P4
03.333.012.04 | 00810040684142 | THREADED GUIDE WIRE Ã1.4MM X 150MM 4PK | Trauma | P4
03.333.014.04 | 00810040684166 | THREADED GUIDE WIRE Ã2.8MM X 220MM 4PK | Trauma | P4
03.333.210 | 00819917026702 | CSS+ CANNULATED COUNTERSINK Ã2.0MM | Trauma | EA
03.333.211 | 00819917026719 | CSS+ CANNULATED COUNTERSINK Ã2.5MM/3.0MM | Trauma | EA
03.333.212 | 00819917026726 | CSS+ CANNULATED COUNTERSINK Ã3.5MM/4.0MM | Trauma | EA
03.333.214 | 00819917026740 | CSS+ CANNULATED COUNTERSINK Ã6.5MM/7.5MM | Trauma | EA
03.333.802 | 00810011361089 | CANNULATED TAP Ã6.5MM | Trauma | EA
03.333.803 | 00810011361096 | CANNULATED TAP Ã7.5MM | Trauma | EA
04.353.010 | 00810040630002 | 2.0MM TI CANN SCREW + ST - 10MM | Trauma | EA
04.353.011 | 00810040630019 | 2.0MM TI CANN SCREW + ST - 11MM | Trauma | EA
04.353.012 | 00810040630026 | 2.0MM TI CANN SCREW + ST - 12MM | Trauma | EA
04.353.013 | 00810040630033 | 2.0MM TI CANN SCREW + ST - 13MM | Trauma | EA
04.353.014 | 00810040630040 | 2.0MM TI CANN SCREW + ST - 14MM | Trauma | EA
04.353.015 | 00810040630057 | 2.0MM TI CANN SCREW + ST - 15MM | Trauma | EA
04.353.016 | 00810040630064 | 2.0MM TI CANN SCREW + ST - 16MM | Trauma | EA
04.353.017 | 00810040630071 | 2.0MM TI CANN SCREW + ST - 17MM | Trauma | EA
04.353.018 | 00810040630088 | 2.0MM TI CANN SCREW + ST - 18MM | Trauma | EA
04.353.019 | 00810040630095 | 2.0MM TI CANN SCREW + ST - 19MM | Trauma | EA
04.353.020 | 00810040630101 | 2.0MM TI CANN SCREW + ST - 20MM | Trauma | EA
04.353.022 | 00810040630118 | 2.0MM TI CANN SCREW + ST - 22MM | Trauma | EA
04.353.024 | 00810040630125 | 2.0MM TI CANN SCREW + ST - 24MM | Trauma | EA
04.353.026 | 00810040630132 | 2.0MM TI CANN SCREW + ST - 26MM | Trauma | EA
04.353.028 | 00810040630149 | 2.0MM TI CANN SCREW + ST - 28MM | Trauma | EA
04.353.030 | 00810040630156 | 2.0MM TI CANN SCREW + ST - 30MM | Trauma | EA
04.353.110 | 00810040630644 | 2.5MM TI CANN SCREW + ST - 10MM | Trauma | EA
04.353.111 | 00810040630651 | 2.5MM TI CANN SCREW + ST - 11MM | Trauma | EA
04.353.112 | 00810040630668 | 2.5MM TI CANN SCREW + ST - 12MM | Trauma | EA
04.353.113 | 00810040630675 | 2.5MM TI CANN SCREW + ST - 13MM | Trauma | EA
04.353.114 | 00810040630682 | 2.5MM TI CANN SCREW + ST - 14MM | Trauma | EA
04.353.115 | 00810040630699 | 2.5MM TI CANN SCREW + ST - 15MM | Trauma | EA
04.353.116 | 00810040630705 | 2.5MM TI CANN SCREW + ST - 16MM | Trauma | EA
04.353.117 | 00810040630712 | 2.5MM TI CANN SCREW + ST - 17MM | Trauma | EA
04.353.118 | 00810040630729 | 2.5MM TI CANN SCREW + ST - 18MM | Trauma | EA
04.353.119 | 00810040630736 | 2.5MM TI CANN SCREW + ST - 19MM | Trauma | EA
04.353.120 | 00810040630743 | 2.5MM TI CANN SCREW + ST - 20MM | Trauma | EA
04.353.122 | 00810040630750 | 2.5MM TI CANN SCREW + ST - 22MM | Trauma | EA
04.353.124 | 00810040630767 | 2.5MM TI CANN SCREW + ST - 24MM | Trauma | EA
04.353.126 | 00810040630774 | 2.5MM TI CANN SCREW + ST - 26MM | Trauma | EA
04.353.128 | 00810040630781 | 2.5MM TI CANN SCREW + ST - 28MM | Trauma | EA
04.353.130 | 00810040630798 | 2.5MM TI CANN SCREW + ST - 30MM | Trauma | EA
04.353.132 | 00810040630804 | 2.5MM TI CANN SCREW + ST - 32MM | Trauma | EA
04.353.134 | 00810040630811 | 2.5MM TI CANN SCREW + ST - 34MM | Trauma | EA
04.353.136 | 00810040630828 | 2.5MM TI CANN SCREW + ST - 36MM | Trauma | EA
04.353.138 | 00810040630835 | 2.5MM TI CANN SCREW + ST - 38MM | Trauma | EA
04.353.140 | 00810040630842 | 2.5MM TI CANN SCREW + ST - 40MM | Trauma | EA
04.353.210 | 00810040631283 | 3.0MM TI CANN SCREW + ST - 10MM | Trauma | EA
04.353.211 | 00810040631290 | 3.0MM TI CANN SCREW + ST - 11MM | Trauma | EA
04.353.212 | 00810040631306 | 3.0MM TI CANN SCREW + ST - 12MM | Trauma | EA
04.353.213 | 00810040631313 | 3.0MM TI CANN SCREW + ST - 13MM | Trauma | EA
04.353.214 | 00810040631320 | 3.0MM TI CANN SCREW + ST - 14MM | Trauma | EA
04.353.215 | 00810040631337 | 3.0MM TI CANN SCREW + ST - 15MM | Trauma | EA
04.353.216 | 00810040631344 | 3.0MM TI CANN SCREW + ST - 16MM | Trauma | EA
04.353.217 | 00810040631351 | 3.0MM TI CANN SCREW + ST - 17MM | Trauma | EA
04.353.218 | 00810040631368 | 3.0MM TI CANN SCREW + ST - 18MM | Trauma | EA
04.353.219 | 00810040631375 | 3.0MM TI CANN SCREW + ST - 19MM | Trauma | EA
04.353.220 | 00810040631382 | 3.0MM TI CANN SCREW + ST - 20MM | Trauma | EA
04.353.222 | 00810040631399 | 3.0MM TI CANN SCREW + ST - 22MM | Trauma | EA
04.353.224 | 00810040631405 | 3.0MM TI CANN SCREW + ST - 24MM | Trauma | EA
04.353.226 | 00810040631412 | 3.0MM TI CANN SCREW + ST - 26MM | Trauma | EA
04.353.228 | 00810040631429 | 3.0MM TI CANN SCREW + ST - 28MM | Trauma | EA
04.353.230 | 00810040631436 | 3.0MM TI CANN SCREW + ST - 30MM | Trauma | EA
04.353.232 | 00810040631443 | 3.0MM TI CANN SCREW + ST - 32MM | Trauma | EA
04.353.234 | 00810040631450 | 3.0MM TI CANN SCREW + ST - 34MM | Trauma | EA
04.353.236 | 00810040631467 | 3.0MM TI CANN SCREW + ST - 36MM | Trauma | EA
04.353.238 | 00810040631474 | 3.0MM TI CANN SCREW + ST - 38MM | Trauma | EA
04.353.240 | 00810040631481 | 3.0MM TI CANN SCREW + ST - 40MM | Trauma | EA
04.353.310 | 00810040631924 | 3.5MM TI CANN SCREW + ST - 10MM | Trauma | EA
04.353.312 | 00810040631931 | 3.5MM TI CANN SCREW + ST - 12MM | Trauma | EA
04.353.314 | 00810040631948 | 3.5MM TI CANN SCREW + ST - 14MM | Trauma | EA
04.353.316 | 00810040631955 | 3.5MM TI CANN SCREW + ST - 16MM | Trauma | EA
04.353.318 | 00810040631962 | 3.5MM TI CANN SCREW + ST - 18MM | Trauma | EA
04.353.320 | 00810040631979 | 3.5MM TI CANN SCREW + ST - 20MM | Trauma | EA
04.353.322 | 00810040631986 | 3.5MM TI CANN SCREW + ST - 22MM | Trauma | EA
04.353.324 | 00810040631993 | 3.5MM TI CANN SCREW + ST - 24MM | Trauma | EA
04.353.326 | 00810040632006 | 3.5MM TI CANN SCREW + ST - 26MM | Trauma | EA
04.353.328 | 00810040632013 | 3.5MM TI CANN SCREW + ST - 28MM | Trauma | EA
04.353.330 | 00810040632020 | 3.5MM TI CANN SCREW + ST - 30MM | Trauma | EA
04.353.332 | 00810040632037 | 3.5MM TI CANN SCREW + ST - 32MM | Trauma | EA
04.353.334 | 00810040632044 | 3.5MM TI CANN SCREW + ST - 34MM | Trauma | EA
04.353.336 | 00810040632051 | 3.5MM TI CANN SCREW + ST - 36MM | Trauma | EA
04.353.338 | 00810040632068 | 3.5MM TI CANN SCREW + ST - 38MM | Trauma | EA
04.353.340 | 00810040632075 | 3.5MM TI CANN SCREW + ST - 40MM | Trauma | EA
04.353.342 | 00810040632082 | 3.5MM TI CANN SCREW + ST - 42MM | Trauma | EA
04.353.344 | 00810040632099 | 3.5MM TI CANN SCREW + ST - 44MM | Trauma | EA
04.353.346 | 00810040632105 | 3.5MM TI CANN SCREW + ST - 46MM | Trauma | EA
04.353.348 | 00810040632112 | 3.5MM TI CANN SCREW + ST - 48MM | Trauma | EA
04.353.350 | 00810040632129 | 3.5MM TI CANN SCREW + ST - 50MM | Trauma | EA
04.353.352 | 00810040632136 | 3.5MM TI CANN SCREW + ST - 52MM | Trauma | EA
04.353.354 | 00810040632143 | 3.5MM TI CANN SCREW + ST - 54MM | Trauma | EA
04.353.356 | 00810040632150 | 3.5MM TI CANN SCREW + ST - 56MM | Trauma | EA
04.353.358 | 00810040632167 | 3.5MM TI CANN SCREW + ST - 58MM | Trauma | EA
04.353.360 | 00810040632174 | 3.5MM TI CANN SCREW + ST - 60MM | Trauma | EA
04.353.410 | 00810040633508 | 4.0MM TI CANN SCREW + ST - 10MM | Trauma | EA
04.353.412 | 00810040633515 | 4.0MM TI CANN SCREW + ST - 12MM | Trauma | EA
04.353.414 | 00810040633522 | 4.0MM TI CANN SCREW + ST - 14MM | Trauma | EA
04.353.416 | 00810040633539 | 4.0MM TI CANN SCREW + ST - 16MM | Trauma | EA
04.353.418 | 00810040633546 | 4.0MM TI CANN SCREW + ST - 18MM | Trauma | EA
04.353.420 | 00810040633553 | 4.0MM TI CANN SCREW + ST - 20MM | Trauma | EA
04.353.422 | 00810040633560 | 4.0MM TI CANN SCREW + ST - 22MM | Trauma | EA
04.353.424 | 00810040633577 | 4.0MM TI CANN SCREW + ST - 24MM | Trauma | EA
04.353.426 | 00810040633584 | 4.0MM TI CANN SCREW + ST - 26MM | Trauma | EA
04.353.428 | 00810040633591 | 4.0MM TI CANN SCREW + ST - 28MM | Trauma | EA
04.353.430 | 00810040633607 | 4.0MM TI CANN SCREW + ST - 30MM | Trauma | EA
04.353.432 | 00810040633614 | 4.0MM TI CANN SCREW + ST - 32MM | Trauma | EA
04.353.434 | 00810040633621 | 4.0MM TI CANN SCREW + ST - 34MM | Trauma | EA
04.353.436 | 00810040633638 | 4.0MM TI CANN SCREW + ST - 36MM | Trauma | EA
04.353.438 | 00810040633645 | 4.0MM TI CANN SCREW + ST - 38MM | Trauma | EA
04.353.440 | 00810040633652 | 4.0MM TI CANN SCREW + ST - 40MM | Trauma | EA
04.353.442 | 00810040633669 | 4.0MM TI CANN SCREW + ST - 42MM | Trauma | EA
04.353.444 | 00810040633676 | 4.0MM TI CANN SCREW + ST - 44MM | Trauma | EA
04.353.446 | 00810040633683 | 4.0MM TI CANN SCREW + ST - 46MM | Trauma | EA
04.353.448 | 00810040633690 | 4.0MM TI CANN SCREW + ST - 48MM | Trauma | EA
04.353.450 | 00810040633706 | 4.0MM TI CANN SCREW + ST - 50MM | Trauma | EA
04.353.452 | 00810040633713 | 4.0MM TI CANN SCREW + ST - 52MM | Trauma | EA
04.353.454 | 00810040633720 | 4.0MM TI CANN SCREW + ST - 54MM | Trauma | EA
04.353.456 | 00810040633737 | 4.0MM TI CANN SCREW + ST - 56MM | Trauma | EA
04.353.458 | 00810040633744 | 4.0MM TI CANN SCREW + ST - 58MM | Trauma | EA
04.353.460 | 00810040633751 | 4.0MM TI CANN SCREW + ST - 60MM | Trauma | EA
04.353.700 | 00810040638503 | 6.5MM TI CANN SCREW + ST - 100MM | Trauma | EA
04.353.701 | 00810040638510 | 6.5MM TI CANN SCREW + ST - 105MM | Trauma | EA
04.353.702 | 00810040638527 | 6.5MM TI CANN SCREW + ST - 110MM | Trauma | EA
04.353.703 | 00810040638534 | 6.5MM TI CANN SCREW + ST - 115MM | Trauma | EA
04.353.704 | 00810040638541 | 6.5MM TI CANN SCREW + ST - 120MM | Trauma | EA
04.353.705 | 00810040638558 | 6.5MM TI CANN SCREW + ST - 125MM | Trauma | EA
04.353.706 | 00810040638565 | 6.5MM TI CANN SCREW + ST - 130MM | Trauma | EA
04.353.707 | 00810040638572 | 6.5MM TI CANN SCREW + ST - 135MM | Trauma | EA
04.353.708 | 00810040638589 | 6.5MM TI CANN SCREW + ST - 140MM | Trauma | EA
04.353.730 | 00810040638367 | 6.5MM TI CANN SCREW + ST - 30MM | Trauma | EA
04.353.735 | 00810040638374 | 6.5MM TI CANN SCREW + ST - 35MM | Trauma | EA
04.353.740 | 00810040638381 | 6.5MM TI CANN SCREW + ST - 40MM | Trauma | EA
04.353.745 | 00810040638398 | 6.5MM TI CANN SCREW + ST - 45MM | Trauma | EA
04.353.750 | 00810040638404 | 6.5MM TI CANN SCREW + ST - 50MM | Trauma | EA
04.353.755 | 00810040638411 | 6.5MM TI CANN SCREW + ST - 55MM | Trauma | EA
04.353.760 | 00810040638428 | 6.5MM TI CANN SCREW + ST - 60MM | Trauma | EA
04.353.765 | 00810040638435 | 6.5MM TI CANN SCREW + ST - 65MM | Trauma | EA
04.353.770 | 00810040638442 | 6.5MM TI CANN SCREW + ST - 70MM | Trauma | EA
04.353.775 | 00810040638459 | 6.5MM TI CANN SCREW + ST - 75MM | Trauma | EA
04.353.780 | 00810040638466 | 6.5MM TI CANN SCREW + ST - 80MM | Trauma | EA
04.353.785 | 00810040638473 | 6.5MM TI CANN SCREW + ST - 85MM | Trauma | EA
04.353.790 | 00810040638480 | 6.5MM TI CANN SCREW + ST - 90MM | Trauma | EA
04.353.795 | 00810040638497 | 6.5MM TI CANN SCREW + ST - 95MM | Trauma | EA
04.353.800 | 00810040680144 | 7.5MM TI CANN SCREW + ST - 100MM | Trauma | EA
04.353.801 | 00810040680151 | 7.5MM TI CANN SCREW + ST - 105MM | Trauma | EA
04.353.802 | 00810040680168 | 7.5MM TI CANN SCREW + ST - 110MM | Trauma | EA
04.353.803 | 00810040680175 | 7.5MM TI CANN SCREW + ST - 115MM | Trauma | EA
04.353.804 | 00810040680182 | 7.5MM TI CANN SCREW + ST - 120MM | Trauma | EA
04.353.805 | 00810040680199 | 7.5MM TI CANN SCREW + ST - 125MM | Trauma | EA
04.353.806 | 00810040680205 | 7.5MM TI CANN SCREW + ST - 130MM | Trauma | EA
04.353.807 | 00810040680212 | 7.5MM TI CANN SCREW + ST - 135MM | Trauma | EA
04.353.808 | 00810040680229 | 7.5MM TI CANN SCREW + ST - 140MM | Trauma | EA
04.353.830 | 00810040680007 | 7.5MM TI CANN SCREW + ST - 30MM | Trauma | EA
04.353.835 | 00810040680014 | 7.5MM TI CANN SCREW + ST - 35MM | Trauma | EA
04.353.840 | 00810040680021 | 7.5MM TI CANN SCREW + ST - 40MM | Trauma | EA
04.353.845 | 00810040680038 | 7.5MM TI CANN SCREW + ST - 45MM | Trauma | EA
04.353.850 | 00810040680045 | 7.5MM TI CANN SCREW + ST - 50MM | Trauma | EA
04.353.855 | 00810040680052 | 7.5MM TI CANN SCREW + ST - 55MM | Trauma | EA
04.353.860 | 00810040680069 | 7.5MM TI CANN SCREW + ST - 60MM | Trauma | EA
04.353.865 | 00810040680076 | 7.5MM TI CANN SCREW + ST - 65MM | Trauma | EA
04.353.870 | 00810040680083 | 7.5MM TI CANN SCREW + ST - 70MM | Trauma | EA
04.353.875 | 00810040680090 | 7.5MM TI CANN SCREW + ST - 75MM | Trauma | EA
04.353.880 | 00810040680106 | 7.5MM TI CANN SCREW + ST - 80MM | Trauma | EA
04.353.885 | 00810040680113 | 7.5MM TI CANN SCREW + ST - 85MM | Trauma | EA
04.353.890 | 00810040680120 | 7.5MM TI CANN SCREW + ST - 90MM | Trauma | EA
04.353.895 | 00810040680137 | 7.5MM TI CANN SCREW + ST - 95MM | Trauma | EA
04.354.020 | 00810040630422 | 2.0MM TI CANN SCREW + LT - 20MM | Trauma | EA
04.354.022 | 00810040630439 | 2.0MM TI CANN SCREW + LT - 22MM | Trauma | EA
04.354.024 | 00810040630446 | 2.0MM TI CANN SCREW + LT - 24MM | Trauma | EA
04.354.026 | 00810040630453 | 2.0MM TI CANN SCREW + LT - 26MM | Trauma | EA
04.354.028 | 00810040630460 | 2.0MM TI CANN SCREW + LT - 28MM | Trauma | EA
04.354.030 | 00810040630477 | 2.0MM TI CANN SCREW + LT - 30MM | Trauma | EA
04.354.120 | 00810040631061 | 2.5MM TI CANN SCREW + LT - 20MM | Trauma | EA
04.354.122 | 00810040631078 | 2.5MM TI CANN SCREW + LT - 22MM | Trauma | EA
04.354.124 | 00810040631085 | 2.5MM TI CANN SCREW + LT - 24MM | Trauma | EA
04.354.126 | 00810040631092 | 2.5MM TI CANN SCREW + LT - 26MM | Trauma | EA
04.354.128 | 00810040631108 | 2.5MM TI CANN SCREW + LT - 28MM | Trauma | EA
04.354.130 | 00810040631115 | 2.5MM TI CANN SCREW + LT - 30MM | Trauma | EA
04.354.132 | 00810040631122 | 2.5MM TI CANN SCREW + LT - 32MM | Trauma | EA
04.354.134 | 00810040631139 | 2.5MM TI CANN SCREW + LT - 34MM | Trauma | EA
04.354.136 | 00810040631146 | 2.5MM TI CANN SCREW + LT - 36MM | Trauma | EA
04.354.138 | 00810040631153 | 2.5MM TI CANN SCREW + LT - 38MM | Trauma | EA
04.354.140 | 00810040631160 | 2.5MM TI CANN SCREW + LT - 40MM | Trauma | EA
04.354.220 | 00810040631702 | 3.0MM TI CANN SCREW + LT - 20MM | Trauma | EA
04.354.222 | 00810040631719 | 3.0MM TI CANN SCREW + LT - 22MM | Trauma | EA
04.354.224 | 00810040631726 | 3.0MM TI CANN SCREW + LT - 24MM | Trauma | EA
04.354.226 | 00810040631733 | 3.0MM TI CANN SCREW + LT - 26MM | Trauma | EA
04.354.228 | 00810040631740 | 3.0MM TI CANN SCREW + LT - 28MM | Trauma | EA
04.354.230 | 00810040631757 | 3.0MM TI CANN SCREW + LT - 30MM | Trauma | EA
04.354.232 | 00810040631764 | 3.0MM TI CANN SCREW + LT - 32MM | Trauma | EA
04.354.234 | 00810040631771 | 3.0MM TI CANN SCREW + LT - 34MM | Trauma | EA
04.354.236 | 00810040631788 | 3.0MM TI CANN SCREW + LT - 36MM | Trauma | EA
04.354.238 | 00810040631795 | 3.0MM TI CANN SCREW + LT - 38MM | Trauma | EA
04.354.240 | 00810040631801 | 3.0MM TI CANN SCREW + LT - 40MM | Trauma | EA
04.354.320 | 00810040632488 | 3.5MM TI CANN SCREW + LT - 20MM | Trauma | EA
04.354.322 | 00810040632495 | 3.5MM TI CANN SCREW + LT - 22MM | Trauma | EA
04.354.324 | 00810040632501 | 3.5MM TI CANN SCREW + LT - 24MM | Trauma | EA
04.354.326 | 00810040632518 | 3.5MM TI CANN SCREW + LT - 26MM | Trauma | EA
04.354.328 | 00810040632525 | 3.5MM TI CANN SCREW + LT - 28MM | Trauma | EA
04.354.330 | 00810040632532 | 3.5MM TI CANN SCREW + LT - 30MM | Trauma | EA
04.354.332 | 00810040632549 | 3.5MM TI CANN SCREW + LT - 32MM | Trauma | EA
04.354.334 | 00810040632556 | 3.5MM TI CANN SCREW + LT - 34MM | Trauma | EA
04.354.336 | 00810040632563 | 3.5MM TI CANN SCREW + LT - 36MM | Trauma | EA
04.354.338 | 00810040632570 | 3.5MM TI CANN SCREW + LT - 38MM | Trauma | EA
04.354.340 | 00810040632587 | 3.5MM TI CANN SCREW + LT - 40MM | Trauma | EA
04.354.342 | 00810040632594 | 3.5MM TI CANN SCREW + LT - 42MM | Trauma | EA
04.354.344 | 00810040632600 | 3.5MM TI CANN SCREW + LT - 44MM | Trauma | EA
04.354.346 | 00810040632617 | 3.5MM TI CANN SCREW + LT - 46MM | Trauma | EA
04.354.348 | 00810040632624 | 3.5MM TI CANN SCREW + LT - 48MM | Trauma | EA
04.354.350 | 00810040632631 | 3.5MM TI CANN SCREW + LT - 50MM | Trauma | EA
04.354.352 | 00810040632648 | 3.5MM TI CANN SCREW + LT - 52MM | Trauma | EA
04.354.354 | 00810040632655 | 3.5MM TI CANN SCREW + LT - 54MM | Trauma | EA
04.354.356 | 00810040632662 | 3.5MM TI CANN SCREW + LT - 56MM | Trauma | EA
04.354.358 | 00810040632679 | 3.5MM TI CANN SCREW + LT - 58MM | Trauma | EA
04.354.360 | 00810040632686 | 3.5MM TI CANN SCREW + LT - 60MM | Trauma | EA
04.354.420 | 00810040634062 | 4.0MM TI CANN SCREW + LT - 20MM | Trauma | EA
04.354.422 | 00810040634079 | 4.0MM TI CANN SCREW + LT - 22MM | Trauma | EA
04.354.424 | 00810040634086 | 4.0MM TI CANN SCREW + LT - 24MM | Trauma | EA
04.354.426 | 00810040634093 | 4.0MM TI CANN SCREW + LT - 26MM | Trauma | EA
04.354.428 | 00810040634109 | 4.0MM TI CANN SCREW + LT - 28MM | Trauma | EA
04.354.430 | 00810040634116 | 4.0MM TI CANN SCREW + LT - 30MM | Trauma | EA
04.354.432 | 00810040634123 | 4.0MM TI CANN SCREW + LT - 32MM | Trauma | EA
04.354.434 | 00810040634130 | 4.0MM TI CANN SCREW + LT - 34MM | Trauma | EA
04.354.436 | 00810040634147 | 4.0MM TI CANN SCREW + LT - 36MM | Trauma | EA
04.354.438 | 00810040634154 | 4.0MM TI CANN SCREW + LT - 38MM | Trauma | EA
04.354.440 | 00810040634161 | 4.0MM TI CANN SCREW + LT - 40MM | Trauma | EA
04.354.442 | 00810040634178 | 4.0MM TI CANN SCREW + LT - 42MM | Trauma | EA
04.354.444 | 00810040634185 | 4.0MM TI CANN SCREW + LT - 44MM | Trauma | EA
04.354.446 | 00810040634192 | 4.0MM TI CANN SCREW + LT - 46MM | Trauma | EA
04.354.448 | 00810040634208 | 4.0MM TI CANN SCREW + LT - 48MM | Trauma | EA
04.354.450 | 00810040634215 | 4.0MM TI CANN SCREW + LT - 50MM | Trauma | EA
04.354.452 | 00810040634222 | 4.0MM TI CANN SCREW + LT - 52MM | Trauma | EA
04.354.454 | 00810040634239 | 4.0MM TI CANN SCREW + LT - 54MM | Trauma | EA
04.354.456 | 00810040634246 | 4.0MM TI CANN SCREW + LT - 56MM | Trauma | EA
04.354.458 | 00810040634253 | 4.0MM TI CANN SCREW + LT - 58MM | Trauma | EA
04.354.460 | 00810040634260 | 4.0MM TI CANN SCREW + LT - 60MM | Trauma | EA
04.354.700 | 00810040639043 | 6.5MM TI CANN SCREW + LT - 100MM | Trauma | EA
04.354.701 | 00810040639050 | 6.5MM TI CANN SCREW + LT - 105MM | Trauma | EA
04.354.702 | 00810040639067 | 6.5MM TI CANN SCREW + LT - 110MM | Trauma | EA
04.354.703 | 00810040639074 | 6.5MM TI CANN SCREW + LT - 115MM | Trauma | EA
04.354.704 | 00810040639081 | 6.5MM TI CANN SCREW + LT - 120MM | Trauma | EA
04.354.705 | 00810040639098 | 6.5MM TI CANN SCREW + LT - 125MM | Trauma | EA
04.354.706 | 00810040639104 | 6.5MM TI CANN SCREW + LT - 130MM | Trauma | EA
04.354.707 | 00810040639111 | 6.5MM TI CANN SCREW + LT - 135MM | Trauma | EA
04.354.708 | 00810040639128 | 6.5MM TI CANN SCREW + LT - 140MM | Trauma | EA
04.354.745 | 00810040638930 | 6.5MM TI CANN SCREW + LT - 45MM | Trauma | EA
04.354.750 | 00810040638947 | 6.5MM TI CANN SCREW + LT - 50MM | Trauma | EA
04.354.755 | 00810040638954 | 6.5MM TI CANN SCREW + LT - 55MM | Trauma | EA
04.354.760 | 00810040638961 | 6.5MM TI CANN SCREW + LT - 60MM | Trauma | EA
04.354.765 | 00810040638978 | 6.5MM TI CANN SCREW + LT - 65MM | Trauma | EA
04.354.770 | 00810040638985 | 6.5MM TI CANN SCREW + LT - 70MM | Trauma | EA
04.354.775 | 00810040638992 | 6.5MM TI CANN SCREW + LT - 75MM | Trauma | EA
04.354.780 | 00810040639005 | 6.5MM TI CANN SCREW + LT - 80MM | Trauma | EA
04.354.785 | 00810040639012 | 6.5MM TI CANN SCREW + LT - 85MM | Trauma | EA
04.354.790 | 00810040639029 | 6.5MM TI CANN SCREW + LT - 90MM | Trauma | EA
04.354.795 | 00810040639036 | 6.5MM TI CANN SCREW + LT - 95MM | Trauma | EA
04.354.800 | 00810040680687 | 7.5MM TI CANN SCREW + LT - 100MM | Trauma | EA
04.354.801 | 00810040680694 | 7.5MM TI CANN SCREW + LT - 105MM | Trauma | EA
04.354.802 | 00810040680700 | 7.5MM TI CANN SCREW + LT - 110MM | Trauma | EA
04.354.803 | 00810040680717 | 7.5MM TI CANN SCREW + LT - 115MM | Trauma | EA
04.354.804 | 00810040680724 | 7.5MM TI CANN SCREW + LT - 120MM | Trauma | EA
04.354.805 | 00810040680731 | 7.5MM TI CANN SCREW + LT - 125MM | Trauma | EA
04.354.806 | 00810040680748 | 7.5MM TI CANN SCREW + LT - 130MM | Trauma | EA
04.354.807 | 00810040680755 | 7.5MM TI CANN SCREW + LT - 135MM | Trauma | EA
04.354.808 | 00810040680762 | 7.5MM TI CANN SCREW + LT - 140MM | Trauma | EA
04.354.845 | 00810040680571 | 7.5MM TI CANN SCREW + LT - 45MM | Trauma | EA
04.354.850 | 00810040680588 | 7.5MM TI CANN SCREW + LT - 50MM | Trauma | EA
04.354.855 | 00810040680595 | 7.5MM TI CANN SCREW + LT - 55MM | Trauma | EA
04.354.860 | 00810040680601 | 7.5MM TI CANN SCREW + LT - 60MM | Trauma | EA
04.354.865 | 00810040680618 | 7.5MM TI CANN SCREW + LT - 65MM | Trauma | EA
04.354.870 | 00810040680625 | 7.5MM TI CANN SCREW + LT - 70MM | Trauma | EA
04.354.875 | 00810040680632 | 7.5MM TI CANN SCREW + LT - 75MM | Trauma | EA
04.354.880 | 00810040680649 | 7.5MM TI CANN SCREW + LT - 80MM | Trauma | EA
04.354.885 | 00810040680656 | 7.5MM TI CANN SCREW + LT - 85MM | Trauma | EA
04.354.890 | 00810040680663 | 7.5MM TI CANN SCREW + LT - 90MM | Trauma | EA
04.354.895 | 00810040680670 | 7.5MM TI CANN SCREW + LT - 95MM | Trauma | EA
04.355.310 | 00810040632945 | 3.5MM TI CANN SCREW + FT - 10MM | Trauma | EA
04.355.312 | 00810040632952 | 3.5MM TI CANN SCREW + FT - 12MM | Trauma | EA
04.355.314 | 00810040632969 | 3.5MM TI CANN SCREW + FT - 14MM | Trauma | EA
04.355.316 | 00810040632976 | 3.5MM TI CANN SCREW + FT - 16MM | Trauma | EA
04.355.318 | 00810040632983 | 3.5MM TI CANN SCREW + FT - 18MM | Trauma | EA
04.355.320 | 00810040632990 | 3.5MM TI CANN SCREW + FT - 20MM | Trauma | EA
04.355.322 | 00810040633003 | 3.5MM TI CANN SCREW + FT - 22MM | Trauma | EA
04.355.324 | 00810040633010 | 3.5MM TI CANN SCREW + FT - 24MM | Trauma | EA
04.355.326 | 00810040633027 | 3.5MM TI CANN SCREW + FT - 26MM | Trauma | EA
04.355.328 | 00810040633034 | 3.5MM TI CANN SCREW + FT - 28MM | Trauma | EA
04.355.330 | 00810040633041 | 3.5MM TI CANN SCREW + FT - 30MM | Trauma | EA
04.355.332 | 00810040633058 | 3.5MM TI CANN SCREW + FT - 32MM | Trauma | EA
04.355.334 | 00810040633065 | 3.5MM TI CANN SCREW + FT - 34MM | Trauma | EA
04.355.336 | 00810040633072 | 3.5MM TI CANN SCREW + FT - 36MM | Trauma | EA
04.355.338 | 00810040633089 | 3.5MM TI CANN SCREW + FT - 38MM | Trauma | EA
04.355.340 | 00810040633096 | 3.5MM TI CANN SCREW + FT - 40MM | Trauma | EA
04.355.342 | 00810040633102 | 3.5MM TI CANN SCREW + FT - 42MM | Trauma | EA
04.355.344 | 00810040633119 | 3.5MM TI CANN SCREW + FT - 44MM | Trauma | EA
04.355.346 | 00810040633126 | 3.5MM TI CANN SCREW + FT - 46MM | Trauma | EA
04.355.348 | 00810040633133 | 3.5MM TI CANN SCREW + FT - 48MM | Trauma | EA
04.355.350 | 00810040633140 | 3.5MM TI CANN SCREW + FT - 50MM | Trauma | EA
04.355.352 | 00810040633157 | 3.5MM TI CANN SCREW + FT - 52MM | Trauma | EA
04.355.354 | 00810040633164 | 3.5MM TI CANN SCREW + FT - 54MM | Trauma | EA
04.355.356 | 00810040633171 | 3.5MM TI CANN SCREW + FT - 56MM | Trauma | EA
04.355.358 | 00810040633188 | 3.5MM TI CANN SCREW + FT - 58MM | Trauma | EA
04.355.360 | 00810040633195 | 3.5MM TI CANN SCREW + FT - 60MM | Trauma | EA
04.355.410 | 00810040634529 | 4.0MM TI CANN SCREW + FT - 10MM | Trauma | EA
04.355.412 | 00810040634536 | 4.0MM TI CANN SCREW + FT - 12MM | Trauma | EA
04.355.414 | 00810040634543 | 4.0MM TI CANN SCREW + FT - 14MM | Trauma | EA
04.355.416 | 00810040634550 | 4.0MM TI CANN SCREW + FT - 16MM | Trauma | EA
04.355.418 | 00810040634567 | 4.0MM TI CANN SCREW + FT - 18MM | Trauma | EA
04.355.420 | 00810040634574 | 4.0MM TI CANN SCREW + FT - 20MM | Trauma | EA
04.355.422 | 00810040634581 | 4.0MM TI CANN SCREW + FT - 22MM | Trauma | EA
04.355.424 | 00810040634598 | 4.0MM TI CANN SCREW + FT - 24MM | Trauma | EA
04.355.426 | 00810040634604 | 4.0MM TI CANN SCREW + FT - 26MM | Trauma | EA
04.355.428 | 00810040634611 | 4.0MM TI CANN SCREW + FT - 28MM | Trauma | EA
04.355.430 | 00810040634628 | 4.0MM TI CANN SCREW + FT - 30MM | Trauma | EA
04.355.432 | 00810040634635 | 4.0MM TI CANN SCREW + FT - 32MM | Trauma | EA
04.355.434 | 00810040634642 | 4.0MM TI CANN SCREW + FT - 34MM | Trauma | EA
04.355.436 | 00810040634659 | 4.0MM TI CANN SCREW + FT - 36MM | Trauma | EA
04.355.438 | 00810040634666 | 4.0MM TI CANN SCREW + FT - 38MM | Trauma | EA
04.355.440 | 00810040634673 | 4.0MM TI CANN SCREW + FT - 40MM | Trauma | EA
04.355.442 | 00810040634680 | 4.0MM TI CANN SCREW + FT - 42MM | Trauma | EA
04.355.444 | 00810040634697 | 4.0MM TI CANN SCREW + FT - 44MM | Trauma | EA
04.355.446 | 00810040634703 | 4.0MM TI CANN SCREW + FT - 46MM | Trauma | EA
04.355.448 | 00810040634710 | 4.0MM TI CANN SCREW + FT - 48MM | Trauma | EA
04.355.450 | 00810040634727 | 4.0MM TI CANN SCREW + FT - 50MM | Trauma | EA
04.355.452 | 00810040634734 | 4.0MM TI CANN SCREW + FT - 52MM | Trauma | EA
04.355.454 | 00810040634741 | 4.0MM TI CANN SCREW + FT - 54MM | Trauma | EA
04.355.456 | 00810040634758 | 4.0MM TI CANN SCREW + FT - 56MM | Trauma | EA
04.355.458 | 00810040634765 | 4.0MM TI CANN SCREW + FT - 58MM | Trauma | EA
04.355.460 | 00810040634772 | 4.0MM TI CANN SCREW + FT - 60MM | Trauma | EA
04.355.700 | 00810040639586 | 6.5MM TI CANN SCREW + FT - 100MM | Trauma | EA
04.355.701 | 00810040639593 | 6.5MM TI CANN SCREW + FT - 105MM | Trauma | EA
04.355.702 | 00810040639609 | 6.5MM TI CANN SCREW + FT - 110MM | Trauma | EA
04.355.703 | 00810040639616 | 6.5MM TI CANN SCREW + FT - 115MM | Trauma | EA
04.355.704 | 00810040639623 | 6.5MM TI CANN SCREW + FT - 120MM | Trauma | EA
04.355.705 | 00810040639630 | 6.5MM TI CANN SCREW + FT - 125MM | Trauma | EA
04.355.706 | 00810040639647 | 6.5MM TI CANN SCREW + FT - 130MM | Trauma | EA
04.355.707 | 00810040639654 | 6.5MM TI CANN SCREW + FT - 135MM | Trauma | EA
04.355.708 | 00810040639661 | 6.5MM TI CANN SCREW + FT - 140MM | Trauma | EA
04.355.730 | 00810040639449 | 6.5MM TI CANN SCREW + FT - 30MM | Trauma | EA
04.355.735 | 00810040639456 | 6.5MM TI CANN SCREW + FT - 35MM | Trauma | EA
04.355.740 | 00810040639463 | 6.5MM TI CANN SCREW + FT - 40MM | Trauma | EA
04.355.745 | 00810040639470 | 6.5MM TI CANN SCREW + FT - 45MM | Trauma | EA
04.355.750 | 00810040639487 | 6.5MM TI CANN SCREW + FT - 50MM | Trauma | EA
04.355.755 | 00810040639494 | 6.5MM TI CANN SCREW + FT - 55MM | Trauma | EA
04.355.760 | 00810040639500 | 6.5MM TI CANN SCREW + FT - 60MM | Trauma | EA
04.355.765 | 00810040639517 | 6.5MM TI CANN SCREW + FT - 65MM | Trauma | EA
04.355.770 | 00810040639524 | 6.5MM TI CANN SCREW + FT - 70MM | Trauma | EA
04.355.775 | 00810040639531 | 6.5MM TI CANN SCREW + FT - 75MM | Trauma | EA
04.355.780 | 00810040639548 | 6.5MM TI CANN SCREW + FT - 80MM | Trauma | EA
04.355.785 | 00810040639555 | 6.5MM TI CANN SCREW + FT - 85MM | Trauma | EA
04.355.790 | 00810040639562 | 6.5MM TI CANN SCREW + FT - 90MM | Trauma | EA
04.355.795 | 00810040639579 | 6.5MM TI CANN SCREW + FT - 95MM | Trauma | EA
04.355.800 | 00810040681226 | 7.5MM TI CANN SCREW + FT - 100MM | Trauma | EA
04.355.801 | 00810040681233 | 7.5MM TI CANN SCREW + FT - 105MM | Trauma | EA
04.355.802 | 00810040681240 | 7.5MM TI CANN SCREW + FT - 110MM | Trauma | EA
04.355.803 | 00810040681257 | 7.5MM TI CANN SCREW + FT - 115MM | Trauma | EA
04.355.804 | 00810040681264 | 7.5MM TI CANN SCREW + FT - 120MM | Trauma | EA
04.355.805 | 00810040681271 | 7.5MM TI CANN SCREW + FT - 125MM | Trauma | EA
04.355.806 | 00810040681288 | 7.5MM TI CANN SCREW + FT - 130MM | Trauma | EA
04.355.807 | 00810040681295 | 7.5MM TI CANN SCREW + FT - 135MM | Trauma | EA
04.355.808 | 00810040681301 | 7.5MM TI CANN SCREW + FT - 140MM | Trauma | EA
04.355.830 | 00810040681080 | 7.5MM TI CANN SCREW + FT - 30MM | Trauma | EA
04.355.835 | 00810040681097 | 7.5MM TI CANN SCREW + FT - 35MM | Trauma | EA
04.355.840 | 00810040681103 | 7.5MM TI CANN SCREW + FT - 40MM | Trauma | EA
04.355.845 | 00810040681110 | 7.5MM TI CANN SCREW + FT - 45MM | Trauma | EA
04.355.850 | 00810040681127 | 7.5MM TI CANN SCREW + FT - 50MM | Trauma | EA
04.355.855 | 00810040681134 | 7.5MM TI CANN SCREW + FT - 55MM | Trauma | EA
04.355.860 | 00810040681141 | 7.5MM TI CANN SCREW + FT - 60MM | Trauma | EA
04.355.865 | 00810040681158 | 7.5MM TI CANN SCREW + FT - 65MM | Trauma | EA
04.355.870 | 00810040681165 | 7.5MM TI CANN SCREW + FT - 70MM | Trauma | EA
04.355.875 | 00810040681172 | 7.5MM TI CANN SCREW + FT - 75MM | Trauma | EA
04.355.880 | 00810040681189 | 7.5MM TI CANN SCREW + FT - 80MM | Trauma | EA
04.355.885 | 00810040681196 | 7.5MM TI CANN SCREW + FT - 85MM | Trauma | EA
04.355.890 | 00810040681202 | 7.5MM TI CANN SCREW + FT - 90MM | Trauma | EA
04.355.895 | 00810040681219 | 7.5MM TI CANN SCREW + FT - 95MM | Trauma | EA
60.333.015 | 00810040682216 | SCREW TYPE MARKER PUSH PIN FULL THREAD | Trauma | EA
60.333.021 | 00810040682223 | SCREW RACK FOR QIS / Ã2.0MM SCREWS | Trauma | EA
60.333.022 | 00810040682230 | SCREW RACK FOR Ã2.5/3.0MM SCREWS | Trauma | EA
60.333.023 | 00810040682247 | SCREW RACK FOR Ã3.5/4.0MM SCREWS | Trauma | EA
60.333.026 | 00810040682278 | SCREW RACK FOR Ã6.5MM SCREWS | Trauma | EA
60.333.027 | 00810040682285 | SCREW RACK FOR Ã7.5MM SCREWS | Trauma | EA
60.333.029 | 00810040682308 | SCREW RACK FOR Ã6.5/7.5MM SCREWS | Trauma | EA
03.333.003.04 | 00810040684098 | GUIDE WIRE Ã1.6MM X 220MM 4PK | Trauma | P4
03.333.005.04 | 00810040684111 | FLUTED GUIDE WIRE Ã2.8MM X 300MM 4PK | Trauma | P4
03.333.013.04 | 00810040684159 | THREADED GUIDE WIRE Ã1.6MM X 220MM 4PK | Trauma | P4
03.333.015.04 | 00810040684173 | THREADED GUIDE WIRE Ã2.8MM X 300MM 4PK | Trauma | P4
03.333.112 | 00810040681998 | CANNULATED DRILL BIT Ã5.0MM X 295MM | Trauma | EA
03.333.213 | 00819917026733 | CSS+ CANNULATED COUNTERSINK Ã4.5MM/5.5MM | Trauma | EA
03.333.215 | 00810040682025 | CSS+ CANNULATED COUNTERSINK Ã6.5MM/7.5MM LONG | Trauma | EA
03.333.311 | 00810040682056 | CANNULATED SCREWDRIVER SHAFT T30 LONG | Trauma | EA
03.333.312 | 00810040682063 | SOLID SCREWDRIVER SHAFT T30 LONG | Trauma | EA
03.333.503 | 00810040682070 | DIRECT MEASURING DEVICE FOR 300MM | Trauma | EA
03.333.706 | 00810040682100 | TISSUE PROTECTOR LONG Ã11.0/9.0MM FOR Ã6.5/7.5MM SCR | Trauma | EA
03.333.707 | 00810040682117 | GUIDE WIRE SLEEVE Ã9.0/2.8MM FOR Ã6.5/7.5MM SCREWS LONG | Trauma | EA
03.333.711 | 00810040682131 | PARALLEL WIRE GUIDE ADJUSTABLE 2.8MM | Trauma | EA
03.333.800 | 00810011361065 | CANNULATED TAP Ã4.5MM | Trauma | EA
03.333.801 | 00810011361072 | CANNULATED TAP Ã5.5MM | Trauma | EA
03.333.804 | 00810040682179 | CANNULATED TAP Ã6.5MM LONG | Trauma | EA
03.333.805 | 00810040682186 | CANNULATED TAP Ã7.5MM LONG | Trauma | EA
04.353.500 | 00810040682322 | 4.5MM TI CANN SCREW + ST - 100MM | Trauma | EA
04.353.501 | 00810040682339 | 4.5MM TI CANN SCREW + ST - 105MM | Trauma | EA
04.353.502 | 00810040682346 | 4.5MM TI CANN SCREW + ST - 110MM | Trauma | EA
04.353.520 | 00810040635083 | 4.5MM TI CANN SCREW + ST - 20MM | Trauma | EA
04.353.522 | 00810040635090 | 4.5MM TI CANN SCREW + ST - 22MM | Trauma | EA
04.353.524 | 00810040635106 | 4.5MM TI CANN SCREW + ST - 24MM | Trauma | EA
04.353.526 | 00810040635113 | 4.5MM TI CANN SCREW + ST - 26MM | Trauma | EA
04.353.528 | 00810040635120 | 4.5MM TI CANN SCREW + ST - 28MM | Trauma | EA
04.353.530 | 00810040635137 | 4.5MM TI CANN SCREW + ST - 30MM | Trauma | EA
04.353.532 | 00810040635144 | 4.5MM TI CANN SCREW + ST - 32MM | Trauma | EA
04.353.534 | 00810040635151 | 4.5MM TI CANN SCREW + ST - 34MM | Trauma | EA
04.353.536 | 00810040635168 | 4.5MM TI CANN SCREW + ST - 36MM | Trauma | EA
04.353.538 | 00810040635175 | 4.5MM TI CANN SCREW + ST - 38MM | Trauma | EA
04.353.540 | 00810040635182 | 4.5MM TI CANN SCREW + ST - 40MM | Trauma | EA
04.353.542 | 00810040635199 | 4.5MM TI CANN SCREW + ST - 42MM | Trauma | EA
04.353.544 | 00810040635205 | 4.5MM TI CANN SCREW + ST - 44MM | Trauma | EA
04.353.546 | 00810040635212 | 4.5MM TI CANN SCREW + ST - 46MM | Trauma | EA
04.353.548 | 00810040635229 | 4.5MM TI CANN SCREW + ST - 48MM | Trauma | EA
04.353.550 | 00810040635236 | 4.5MM TI CANN SCREW + ST - 50MM | Trauma | EA
04.353.555 | 00810040683084 | 4.5MM TI CANN SCREW + ST - 55MM | Trauma | EA
04.353.560 | 00810040635281 | 4.5MM TI CANN SCREW + ST - 60MM | Trauma | EA
CD04.033.439 | 10886982308986 | CUSTOM FRN PF LEFT | Trauma | EA
03.405.000S | 10886982300829 | RADIAL HEAD REPLACEMENT INSTRUMENT KIT, STERILE | Trauma | EA
09.405.250S | 10886982300614 | RADIAL HEAD W/ Ã22MM HD, Ã5.5MM STM,10(+0)MM HD HT,STER | Trauma | EA
09.405.253S | 10886982300621 | RADIAL HEAD W/ Ã22MM HD, Ã5.5MM STM,10(+3)MM HD HT,STER | Trauma | EA
09.405.256S | 10886982300638 | RADIAL HEAD W/ Ã22MM HD, Ã5.5MM STM,10(+6)MM HD HT,STER | Trauma | EA
09.405.260S | 10886982300645 | RADIAL HEAD W/ Ã22MM HD, Ã6.5MM STM,10(+0)MM HD HT,STER | Trauma | EA
09.405.263S | 10886982300652 | RADIAL HEAD W/ Ã22MM HD, Ã6.5MM STM,10(+3)MM HD HT,STER | Trauma | EA
09.405.266S | 10886982300669 | RADIAL HEAD W/ Ã22MM HD, Ã6.5MM STM,10(+6)MM HD HT,STER | Trauma | EA
09.405.270S | 10886982300676 | RADIAL HEAD W/ Ã22MM HD, Ã7.5MM STM,10(+0)MM HD HT,STER | Trauma | EA
09.405.273S | 10886982300683 | RADIAL HEAD W/ Ã22MM HD, Ã7.5MM STM,10(+3)MM HD HT,STER | Trauma | EA
09.405.276S | 10886982300690 | RADIAL HEAD W/ Ã22MM HD, Ã7.5MM STM,10(+6)MM HD HT,STER | Trauma | EA
09.405.280S | 10886982300706 | RADIAL HEAD W/ Ã22MM HD, Ã8.5MM STM,10(+0)MM HD HT,STER | Trauma | EA
09.405.283S | 10886982300713 | RADIAL HEAD W/ Ã22MM HD, Ã8.5MM STM,10(+3)MM HD HT,STER | Trauma | EA
09.405.286S | 10886982300720 | RADIAL HEAD W/ Ã22MM HD, Ã8.5MM STM,10(+6)MM HD HT,STER | Trauma | EA
09.405.560S | 10886982300737 | RADIAL HEAD W/ Ã25MM HD, Ã6.5MM STM,11(+0)MM HD HT,STER | Trauma | EA
09.405.563S | 10886982300744 | RADIAL HEAD W/ Ã25MM HD, Ã6.5MM STM,11(+3)MM HD HT,STER | Trauma | EA
09.405.566S | 10886982300751 | RADIAL HEAD W/ Ã25MM HD, Ã6.5MM STM,11(+6)MM HD HT,STER | Trauma | EA
09.405.570S | 10886982300768 | RADIAL HEAD W/ Ã25MM HD, Ã7.5MM STM,11(+0)MM HD HT,STER | Trauma | EA
09.405.573S | 10886982300775 | RADIAL HEAD W/ Ã25MM HD, Ã7.5MM STM,11(+3)MM HD HT,STER | Trauma | EA
09.405.576S | 10886982300782 | RADIAL HEAD W/ Ã25MM HD, Ã7.5MM STM,11(+6)MM HD HT,STER | Trauma | EA
09.405.580S | 10886982300799 | RADIAL HEAD W/ Ã25MM HD, Ã8.5MM STM,11(+0)MM HD HT,STER | Trauma | EA
09.405.583S | 10886982300805 | RADIAL HEAD W/ Ã25MM HD, Ã8.5MM STM,11(+3)MM HD HT,STER | Trauma | EA
09.405.586S | 10886982300812 | RADIAL HEAD W/ Ã25MM HD, Ã8.5MM STM,11(+6)MM HD HT,STER | Trauma | EA
09.405.950S | 10886982300522 | RADIAL HEAD W/ Ã19MM HD, Ã5.5MM STM,9(+0)MM HD HT,STER | Trauma | EA
09.405.953S | 10886982300539 | RADIAL HEAD W/ Ã19MM HD, Ã5.5MM STM,9(+3)MM HD HT,STER | Trauma | EA
09.405.956S | 10886982300546 | RADIAL HEAD W/ Ã19MM HD, Ã5.5MM STM,9(+6)MM HD HT,STER | Trauma | EA
09.405.960S | 10886982300553 | RADIAL HEAD W/ Ã19MM HD, Ã6.5MM STM,9(+0)MM HD HT,STER | Trauma | EA
09.405.963S | 10886982300560 | RADIAL HEAD W/ Ã19MM HD, Ã6.5MM STM,9(+3)MM HD HT,STER | Trauma | EA
09.405.966S | 10886982300577 | RADIAL HEAD W/ Ã19MM HD, Ã6.5MM STM,9(+6)MM HD HT,STER | Trauma | EA
09.405.970S | 10886982300584 | RADIAL HEAD W/ Ã19MM HD, Ã7.5MM STM,9(+0)MM HD HT,STER | Trauma | EA
09.405.973S | 10886982300591 | RADIAL HEAD W/ Ã19MM HD, Ã7.5MM STM,9(+3)MM HD HT,STER | Trauma | EA
09.405.976S | 10886982300607 | RADIAL HEAD W/ Ã19MM HD, Ã7.5MM STM,9(+6)MM HD HT,STER | Trauma | EA
60.405.000 | 10886982303240 | RADIAL HEAD REPLACEMENT SYSTEM CARRYING CASE | Trauma | EA
391.21.V | 10886982291271 | WIRE TIGHTENER WITH HANDLE & TWO PEGS 240MM | Trauma | EA
SD310.691 | 10886982302496 | 4.5MM CANNULATED DRILL BIT LARGE QC/300MM | Trauma | EA
42.231.695S | 10886982259257 | 5.0MM CANN VAL SCREW OPTILINK(TM)/95MM/STERILE | Trauma | EA
42.231.700S | 10886982259264 | 5.0MM CANN VAL SCREW OPTILINK(TM)/100MM/STERILE | Trauma | EA
42.231.705S | 10886982259271 | 5.0MM CANN VAL SCREW OPTILINK(TM)/105MM/STERILE | Trauma | EA
42.231.710S | 10886982259288 | 5.0MM CANN VAL SCREW OPTILINK(TM)/110MM/STERILE | Trauma | EA
SD03.010.502 | 10886982302908 | PROTECTION SLEEVE W/ QC FEMORAL NECK SYSTEM | Trauma | EA
02.137.000S | 10886982280794 | 2.7 VA LCKNG ANT PATELLA PL SS/CORE/SMALL/STERILE | Trauma | EA
02.137.001S | 10886982280800 | 2.7 VA LCKNG ANT PATELLA PL SS/3-HOLE/SMALL/STERILE | Trauma | EA
02.137.002S | 10886982280817 | 2.7 VA LCKNG ANT PATELLA PL SS/6-HOLE/SMALL/STERILE | Trauma | EA
02.137.003S | 10886982280824 | 2.7 VA LCKNG ANT PATELLA PL SS/CORE/STERILE | Trauma | EA
02.137.004S | 10886982280831 | 2.7 VA LCKNG ANT PATELLA PL SS/3-HOLE/STERILE | Trauma | EA
02.137.005S | 10886982280848 | 2.7 VA LCKNG ANT PATELLA PL SS/6-HOLE/STERILE | Trauma | EA
03.137.000 | 10886982282163 | PLATE BENDING INSTRUMENT STRAIGHT | Trauma | EA
03.137.001 | 10886982282170 | PLATE BENDING INSTRUMENT CURVED | Trauma | EA
03.137.002S | 10886982280893 | PATELLA TEMPLATE KIT ANTERIOR / STERILE | Trauma | EA
04.137.000S | 10886982280732 | 2.7 VA LCKNG ANT PATELLA PL TI/CORE/SMALL/STERILE | Trauma | EA
04.137.001S | 10886982280749 | 2.7 VA LCKNG ANT PATELLA PL TI/3-HOLE/SMALL/STERILE | Trauma | EA
04.137.002S | 10886982280756 | 2.7 VA LCKNG ANT PATELLA PL TI/6-HOLE/SMALL/STERILE | Trauma | EA
04.137.003S | 10886982280763 | 2.7 VA LCKNG ANT PATELLA PL TI/CORE/STERILE | Trauma | EA
04.137.004S | 10886982280770 | 2.7 VA LCKNG ANT PATELLA PL TI/3-HOLE/STERILE | Trauma | EA
04.137.005S | 10886982280787 | 2.7 VA LCKNG ANT PATELLA PL TI/6-HOLE/STERILE | Trauma | EA
04.118.400 | 10886982108364 | 2.7MM TI VA-LCP LATERAL DISTAL FIBULA PLATE/3 HOLES/RIGHT | Trauma | EA
04.118.400S | 10886982108371 | 2.7MM TI VA-LCP LATERAL DISTAL FIBULA PLATE/3 HOLES/RT-STER | Trauma | EA
04.118.401 | 10886982108388 | 2.7MM TI VA-LCP LATERAL DISTAL FIBULA PLATE/3 HOLES/LEFT | Trauma | EA
04.118.401S | 10886982108395 | 2.7MM TI VA-LCP LATERAL DISTAL FIBULA PLATE/3 HOLES/LT-STER | Trauma | EA
04.118.402 | 10886982108401 | 2.7MM TI VA-LCP LATERAL DISTAL FIBULA PLATE/4 HOLES/RIGHT | Trauma | EA
04.118.402S | 10886982108418 | 2.7MM TI VA-LCP LATERAL DISTAL FIBULA PLATE/4 HOLES/RT-STER | Trauma | EA
04.118.403 | 10886982108425 | 2.7MM TI VA-LCP LATERAL DISTAL FIBULA PLATE/4 HOLES/LEFT | Trauma | EA
04.118.403S | 10886982108432 | 2.7MM TI VA-LCP LATERAL DISTAL FIBULA PLATE/4 HOLES/LT-STER | Trauma | EA
04.118.404 | 10886982108449 | 2.7MM TI VA-LCP LATERAL DISTAL FIBULA PLATE/5 HOLES/RIGHT | Trauma | EA
04.118.404S | 10886982108456 | 2.7MM TI VA-LCP LATERAL DISTAL FIBULA PLATE/5 HOLES/RT-STER | Trauma | EA
04.118.405 | 10886982108463 | 2.7MM TI VA-LCP LATERAL DISTAL FIBULA PLATE/5 HOLES/LEFT | Trauma | EA
04.118.405S | 10886982108470 | 2.7MM TI VA-LCP LATERAL DISTAL FIBULA PLATE/5 HOLES/LT-STER | Trauma | EA
04.118.406 | 10886982108487 | 2.7MM TI VA-LCP LATERAL DISTAL FIBULA PLATE/6 HOLES/RIGHT | Trauma | EA
04.118.406S | 10886982108494 | 2.7MM TI VA-LCP LATERAL DISTAL FIBULA PLATE/6 HOLES/RT-STER | Trauma | EA
04.118.407 | 10886982108500 | 2.7MM TI VA-LCP LATERAL DISTAL FIBULA PLATE/6 HOLES/LEFT | Trauma | EA
04.118.407S | 10886982108517 | 2.7MM TI VA-LCP LATERAL DISTAL FIBULA PLATE/6 HOLES/LT-STER | Trauma | EA
04.118.408 | 10886982108524 | 2.7MM TI VA-LCP LATERAL DISTAL FIBULA PLATE/7 HOLES/RIGHT | Trauma | EA
04.118.408S | 10886982108531 | 2.7MM TI VA-LCP LATERAL DISTAL FIBULA PLATE/7 HOLES/RT-STER | Trauma | EA
04.118.409 | 10886982108548 | 2.7MM TI VA-LCP LATERAL DISTAL FIBULA PLATE/7 HOLES/LEFT | Trauma | EA
04.118.409S | 10886982108555 | 2.7MM TI VA-LCP LATERAL DISTAL FIBULA PLATE/7 HOLES/LT-STER | Trauma | EA
04.118.410 | 10886982108562 | 2.7MM TI VA-LCP LATERAL DISTAL FIBULA PLATE/9 HOLES/RIGHT | Trauma | EA
04.118.410S | 10886982108579 | 2.7MM TI VA-LCP LATERAL DISTAL FIBULA PLATE/9 HOLES/RT-STER | Trauma | EA
04.118.411 | 10886982108586 | 2.7MM TI VA-LCP LATERAL DISTAL FIBULA PLATE/9 HOLES/LEFT | Trauma | EA
04.118.411S | 10886982108593 | 2.7MM TI VA-LCP LATERAL DISTAL FIBULA PLATE/9 HOLES/LT-STER | Trauma | EA
04.118.412 | 10886982108609 | 2.7MM TI VA-LCP LATERAL DISTAL FIBULA PLATE/11 HOLES/RIGHT | Trauma | EA
04.118.412S | 10886982108616 | 2.7MM TI VA-LCP LATERAL DISTAL FIBULA PLATE/11 HOLES/RT-STER | Trauma | EA
04.118.413 | 10886982108623 | 2.7MM TI VA-LCP LATERAL DISTAL FIBULA PLATE/11 HOLES/LEFT | Trauma | EA
04.118.413S | 10886982108630 | 2.7MM TI VA-LCP LATERAL DISTAL FIBULA PLATE/11 HOLES/LT-STER | Trauma | EA
04.118.414 | 10886982108647 | 2.7MM TI VA-LCP LATERAL DISTAL FIBULA PLATE/13 HOLES/RIGHT | Trauma | EA
04.118.414S | 10886982108654 | 2.7MM TI VA-LCP LATERAL DISTAL FIBULA PLATE/13 HOLES/RT-STER | Trauma | EA
04.118.415 | 10886982108661 | 2.7MM TI VA-LCP LATERAL DISTAL FIBULA PLATE/13 HOLES/LEFT | Trauma | EA
04.118.415S | 10886982108678 | 2.7MM TI VA-LCP LATERAL DISTAL FIBULA PLATE/13 HOLES/LT-STER | Trauma | EA
04.118.416 | 10886982108685 | 2.7MM TI VA-LCP LATERAL DISTAL FIBULA PLATE/15 HOLES/RIGHT | Trauma | EA
04.118.416S | 10886982108692 | 2.7MM TI VA-LCP LATERAL DISTAL FIBULA PLATE/15 HOLES/RT-STER | Trauma | EA
04.118.417 | 10886982108708 | 2.7MM TI VA-LCP LATERAL DISTAL FIBULA PLATE/15 HOLES/LEFT | Trauma | EA
04.118.417S | 10886982108715 | 2.7MM TI VA-LCP LATERAL DISTAL FIBULA PLATE/15 HOLES/LT-STER | Trauma | EA
60.133.500 | 10886982303257 | USF VA LCP DISTAL FIBULA W/ 4.0 CORTEX ANATOMY TRAY | Trauma | EA
SD03.100.031 | 10886982305879 | BENDING PLIERS FOR 2.0/2.4 MINI FRAG LCP | Trauma | EA
SD393.104 | 10886982300515 | AUTO-ADJUSTING DRIVE ADAPTOR FOR 4.0/5.0/6.0 SCHANZ SCREWS | Trauma | EA
SD313.842 | 10886982303349 | T6 DRIVER SHAFT WITH AO QC | Trauma | EA
04.228.511TS | 10886982263360 | 2.0MM TI QUICK INSERTION SCREW 11MM- STER | Trauma | EA
04.228.512TS | 10886982263377 | 2.0MM TI QUICK INSERTION SCREW 12MM- STER | Trauma | EA
04.228.513TS | 10886982263384 | 2.0MM TI QUICK INSERTION SCREW 13MM- STER | Trauma | EA
04.228.514TS | 10886982263391 | 2.0MM TI QUICK INSERTION SCREW 14MM- STER | Trauma | EA
04.228.515TS | 10886982263407 | 2.0MM TI QUICK INSERTION SCREW 15MM- STER | Trauma | EA
04.228.516TS | 10886982263438 | 2.0MM TI QUICK INSERTION SCREW 16MM- STER | Trauma | EA
04.228.517TS | 10886982263421 | 2.0MM TI QUICK INSERTION SCREW 17MM- STER | Trauma | EA
04.228.518TS | 10886982263414 | 2.0MM TI QUICK INSERTION SCREW 18MM- STER | Trauma | EA
04.333.520TS | 00819917028799 | 4.5MM TI CANN COMPRESSION HEADLESS SCREW-ST-20MM-STER | Trauma | EA
04.333.522TS | 00819917028805 | 4.5MM TI CANN COMPRESSION HEADLESS SCREW-ST-22MM-STER | Trauma | EA
04.333.524TS | 00819917028812 | 4.5MM TI CANN COMPRESSION HEADLESS SCREW-ST-24MM-STER | Trauma | EA
04.333.526TS | 00819917028829 | 4.5MM TI CANN COMPRESSION HEADLESS SCREW-ST-26MM-STER | Trauma | EA
04.333.528TS | 00819917028836 | 4.5MM TI CANN COMPRESSION HEADLESS SCREW-ST-28MM-STER | Trauma | EA
04.333.530TS | 00819917028843 | 4.5MM TI CANN COMPRESSION HEADLESS SCREW-ST-30MM-STER | Trauma | EA
04.333.532TS | 00819917028850 | 4.5MM TI CANN COMPRESSION HEADLESS SCREW-ST-32MM-STER | Trauma | EA
04.333.534TS | 00819917028867 | 4.5MM TI CANN COMPRESSION HEADLESS SCREW-ST-34MM-STER | Trauma | EA
04.333.536TS | 00819917028881 | 4.5MM TI CANN COMPRESSION HEADLESS SCREW-ST-36MM-STER | Trauma | EA
04.333.538TS | 00819917028898 | 4.5MM TI CANN COMPRESSION HEADLESS SCREW-ST-38MM-STER | Trauma | EA
04.333.540TS | 00819917028904 | 4.5MM TI CANN COMPRESSION HEADLESS SCREW-ST-40MM-STER | Trauma | EA
04.333.542TS | 00819917028911 | 4.5MM TI CANN COMPRESSION HEADLESS SCREW-ST-42MM-STER | Trauma | EA
04.333.544TS | 00819917028928 | 4.5MM TI CANN COMPRESSION HEADLESS SCREW-ST-44MM-STER | Trauma | EA
04.333.546TS | 00819917028942 | 4.5MM TI CANN COMPRESSION HEADLESS SCREW-ST-46MM-STER | Trauma | EA
04.333.548TS | 00819917028959 | 4.5MM TI CANN COMPRESSION HEADLESS SCREW-ST-48MM-STER | Trauma | EA
04.333.550TS | 00819917028966 | 4.5MM TI CANN COMPRESSION HEADLESS SCREW-ST-50MM-STER | Trauma | EA
04.333.555TS | 00819917028973 | 4.5MM TI CANN COMPRESSION HEADLESS SCREW-ST-55MM-STER | Trauma | EA
04.334.530TS | 00819917029093 | 4.5MM TI CANN COMPRESSION HEADLESS SCREW-LT-30MM-STER | Trauma | EA
04.334.532TS | 00819917029109 | 4.5MM TI CANN COMPRESSION HEADLESS SCREW-LT-32MM-STER | Trauma | EA
04.334.534TS | 00819917029116 | 4.5MM TI CANN COMPRESSION HEADLESS SCREW-LT-34MM-STER | Trauma | EA
04.334.536TS | 00819917029130 | 4.5MM TI CANN COMPRESSION HEADLESS SCREW-LT-36MM-STER | Trauma | EA
04.334.538TS | 00819917029147 | 4.5MM TI CANN COMPRESSION HEADLESS SCREW-LT-38MM-STER | Trauma | EA
04.334.540TS | 00819917029154 | 4.5MM TI CANN COMPRESSION HEADLESS SCREW-LT-40MM-STER | Trauma | EA
04.334.542TS | 00819917029161 | 4.5MM TI CANN COMPRESSION HEADLESS SCREW-LT-42MM-STER | Trauma | EA
04.334.544TS | 00819917029178 | 4.5MM TI CANN COMPRESSION HEADLESS SCREW-LT-44MM-STER | Trauma | EA
04.334.546TS | 00819917029192 | 4.5MM TI CANN COMPRESSION HEADLESS SCREW-LT-46MM-STER | Trauma | EA
04.334.548TS | 00819917029208 | 4.5MM TI CANN COMPRESSION HEADLESS SCREW-LT-48MM-STER | Trauma | EA
04.334.550TS | 00819917029215 | 4.5MM TI CANN COMPRESSION HEADLESS SCREW-LT-50MM-STER | Trauma | EA
04.334.555TS | 00819917029222 | 4.5MM TI CANN COMPRESSION HEADLESS SCREW-LT-55MM-STER | Trauma | EA
03.043.002 | 10886982297365 | AWL/CURVED/Ã 12MM | Trauma | EA
03.043.005 | 10886982297150 | WIRE GUIDE / MULTIHOLE / LONG FOR NAILS Ã 8-11MM | Trauma | EA
03.043.009 | 10886982297167 | WIRE GUIDE / MULTIHOLE / LONG FOR NAILS Ã 8-13MM | Trauma | EA
03.043.013 | 10886982297273 | GUIDE WIRE- W/ STOP / Ã 3.2MM | Trauma | EA
03.043.016 | 10886982297402 | DRILL BIT / FLEXIBLE / Ã 12MM LONG | Trauma | EA
03.043.018 | 10886982297174 | INSERTION HANDLE/ RADIOLUCENT SHORT | Trauma | EA
03.043.019 | 10886982297181 | CONNECTING SCREW/ CANNULATED SHORT | Trauma | EA
03.043.021 | 10886982297204 | INSERTION HANDLE/ RADIOLUCENT MEDIUM | Trauma | EA
03.043.022 | 10886982297211 | CONNECTING SCREW/ CANNULATED MEDIUM | Trauma | EA
03.043.024 | 10886982297235 | INSERTION HANDLE/ RADIOLUCENT LONG | Trauma | EA
03.043.025 | 10886982297242 | CONNECTING SCREW/ CANNULATED LONG | Trauma | EA
03.043.027 | 10886982297266 | SCREWDRIVER- W/ T-HANDLE W/ SPHERICAL HEAD/ HEX 8MM | Trauma | EA
03.045.002 | 10886982292490 | RETENTION PIN FOR SCREWDRIVER XL25 | Trauma | EA
03.045.004 | 10886982292513 | RETENTION PIN FOR SCREWDRIVER SHORT / XL25 | Trauma | EA
03.045.005 | 10886982292520 | SCREWDRIVER XL25 QUICK COUPLING / HEX 12MM | Trauma | EA
03.045.006 | 10886982292537 | RETENTION PIN FOR SCREWDRIVER W/ Q C -HEX 12MM/ XL25 | Trauma | EA
03.045.007 | 10886982292544 | SCREWDRIVER / SHORT / XL25 QUICK COUPLING / HEX 12MM | Trauma | EA
03.045.008 | 10886982292551 | RETENTION PIN FOR SCREWDRIVER W/ Q C -HEX 12MM/SHORT/XL25 | Trauma | EA
03.045.012 | 10886982292599 | RETENTION PIN FOR SCREWDRIVER XL40 | Trauma | EA
03.045.019 | 10886982296122 | PROTECTION SLEEVE/ Ã 11/8 | Trauma | EA
03.045.020 | 10886982296139 | DRILL SLEEVE / Ã 4.2MM | Trauma | EA
03.045.022 | 10886982292650 | DRILL BIT/ CALIBRATED/ Ã4.2MM EXTRA-LONG | Trauma | EA
03.045.029 | 10886982292667 | REAMER / Ã 5.5MM | Trauma | EA
03.045.034 | 10886982300836 | COUNTERSINK / Ã 7.4MM QUICK COUPLING | Trauma | EA
03.221.251 | 10886982277022 | BENDING DRIVER F/ 3.5MM VA LOCKING HOLES | Trauma | EA
03.233.001 | 10886982288196 | DRILL BIT / CANN / Ã 12.8MM LARGE QUICK COUPLING | Trauma | EA
03.233.002 | 10886982288226 | DRILL BIT / CANN / Ã 11.2MM LARGE QUICK COUPLING | Trauma | EA
03.233.005 | 10886982288356 | INSERTION HANDLE RADIOLUCENT | Trauma | EA
03.233.006 | 10886982288363 | AIMING ARM RADIOLUCENT | Trauma | EA
03.233.008 | 10886982288264 | HOLDING DEVICE LOCKING PIN F/ LOCKING ATTACHMENT WASHER | Trauma | EA
03.233.009 | 10886982288370 | HOLDING DEVICE HANDLE F/ LOCKING ATTACHMENT WASHER | Trauma | EA
04.045.026 | 10886982292704 | LOCKING SCREW FOR IM NAIL Ã 5MM/ 26MM/ XL25 | Trauma | EA
04.045.028 | 10886982292711 | LOCKING SCREW FOR IM NAIL Ã 5MM/ 28MM/ XL25 | Trauma | EA
04.045.030 | 10886982292728 | LOCKING SCREW FOR IM NAIL Ã 5MM/ 30MM/ XL25 | Trauma | EA
04.045.032 | 10886982292735 | LOCKING SCREW FOR IM NAIL Ã 5MM/ 32MM/ XL25 | Trauma | EA
04.045.034 | 10886982292742 | LOCKING SCREW FOR IM NAIL Ã 5MM/ 34MM/ XL25 | Trauma | EA
04.045.036 | 10886982292759 | LOCKING SCREW FOR IM NAIL Ã 5MM/ 36MM/ XL25 | Trauma | EA
04.045.038 | 10886982292766 | LOCKING SCREW FOR IM NAIL Ã 5MM/ 38MM/ XL25 | Trauma | EA
04.045.040 | 10886982292773 | LOCKING SCREW FOR IM NAIL Ã 5MM/ 40MM/ XL25 | Trauma | EA
04.045.042 | 10886982292780 | LOCKING SCREW FOR IM NAIL Ã 5MM/ 42MM/ XL25 | Trauma | EA
04.045.044 | 10886982292797 | LOCKING SCREW FOR IM NAIL Ã 5MM/ 44MM/ XL25 | Trauma | EA
04.045.046 | 10886982292803 | LOCKING SCREW FOR IM NAIL Ã 5MM/ 46MM/ XL25 | Trauma | EA
04.045.048 | 10886982292810 | LOCKING SCREW FOR IM NAIL Ã 5MM/ 48MM/ XL25 | Trauma | EA
04.045.050 | 10886982292827 | LOCKING SCREW FOR IM NAIL Ã 5MM/ 50MM/ XL25 | Trauma | EA
04.045.052 | 10886982292834 | LOCKING SCREW FOR IM NAIL Ã 5MM/ 52MM/ XL25 | Trauma | EA
04.045.054 | 10886982292841 | LOCKING SCREW FOR IM NAIL Ã 5MM/ 54MM/ XL25 | Trauma | EA
04.045.056 | 10886982292919 | LOCKING SCREW FOR IM NAIL Ã 5MM/ 56MM/ XL25 | Trauma | EA
04.045.058 | 10886982292926 | LOCKING SCREW FOR IM NAIL Ã 5MM/ 58MM/ XL25 | Trauma | EA
04.045.060 | 10886982292933 | LOCKING SCREW FOR IM NAIL Ã 5MM/ 60MM/ XL25 | Trauma | EA
04.045.062 | 10886982292940 | LOCKING SCREW FOR IM NAIL Ã 5MM/ 62MM/ XL25 | Trauma | EA
04.045.064 | 10886982292957 | LOCKING SCREW FOR IM NAIL Ã 5MM/ 64MM/ XL25 | Trauma | EA
04.045.066 | 10886982292964 | LOCKING SCREW FOR IM NAIL Ã 5MM/ 66MM/ XL25 | Trauma | EA
04.045.068 | 10886982292971 | LOCKING SCREW FOR IM NAIL Ã 5MM/ 68MM/ XL25 | Trauma | EA
04.045.070 | 10886982292988 | LOCKING SCREW FOR IM NAIL Ã 5MM/ 70MM/ XL25 | Trauma | EA
04.045.072 | 10886982292995 | LOCKING SCREW FOR IM NAIL Ã 5MM/ 72MM/ XL25 | Trauma | EA
04.045.074 | 10886982293008 | LOCKING SCREW FOR IM NAIL Ã 5MM/ 74MM/ XL25 | Trauma | EA
04.045.076 | 10886982293015 | LOCKING SCREW FOR IM NAIL Ã 5MM/ 76MM/ XL25 | Trauma | EA
04.045.078 | 10886982293022 | LOCKING SCREW FOR IM NAIL Ã 5MM/ 78MM/ XL25 | Trauma | EA
04.045.080 | 10886982293039 | LOCKING SCREW FOR IM NAIL Ã 5MM/ 80MM/ XL25 | Trauma | EA
04.045.082 | 10886982293046 | LOCKING SCREW FOR IM NAIL Ã 5MM/ 82MM/ XL25 | Trauma | EA
04.045.084 | 10886982293053 | LOCKING SCREW FOR IM NAIL Ã 5MM/ 84MM/ XL25 | Trauma | EA
04.045.086 | 10886982293381 | LOCKING SCREW FOR IM NAIL Ã 5MM/ 86MM/ XL25 | Trauma | EA
04.045.088 | 10886982293398 | LOCKING SCREW FOR IM NAIL Ã 5MM/ 88MM/ XL25 | Trauma | EA
04.045.090 | 10886982293404 | LOCKING SCREW FOR IM NAIL Ã 5MM/ 90MM/ XL25 | Trauma | EA
04.045.095 | 10886982293411 | LOCKING SCREW FOR IM NAIL Ã 5MM/ 95MM/ XL25 | Trauma | EA
04.045.100 | 10886982293428 | LOCKING SCREW FOR IM NAIL Ã 5MM/ 100MM/ XL25 | Trauma | EA
04.045.105 | 10886982293435 | LOCKING SCREW FOR IM NAIL Ã 5MM/ 105MM/ XL25 | Trauma | EA
04.045.110 | 10886982293442 | LOCKING SCREW FOR IM NAIL Ã 5MM/ 110MM/ XL25 | Trauma | EA
04.045.115 | 10886982293459 | LOCKING SCREW FOR IM NAIL Ã 5MM/ 115MM/ XL25 | Trauma | EA
04.045.120 | 10886982293466 | LOCKING SCREW FOR IM NAIL Ã 5MM/ 120MM/ XL25 | Trauma | EA
04.045.780S | 10886982296108 | WASHER FOR SCREW Ã 14/7MM STERILE | Trauma | EA
04.045.781S | 10886982295934 | NUT Ã 14MM STERILE | Trauma | EA
04.045.782S | 10886982296115 | WASHER FOR NUT Ã 17.5/11.8MM STERILE | Trauma | EA
60.045.001 | 10886982299666 | ADVANCED NAIL BASE TRAY LOCKING INSTRUMENTS | Trauma | EA
60.045.002 | 10886982299673 | ADVANCED NAIL BASE TRAY OPENING AND INSERTION INSTR | Trauma | EA
60.045.003 | 10886982299680 | ADVANCED NAIL BASE TRAY OPTIONAL/POWER INSTRUMENTS | Trauma | EA
60.045.005 | 10886982299703 | LOCKING ATTACHMENT WASHER TRAY FOR RFN-ADVANCED | Trauma | EA
60.045.009 | 10886982299741 | TN-ADVANCED SEMI-EXTENDED PARAPATELLAR TRAY | Trauma | EA
60.045.015 | 10886982299758 | ADVANCED SHAFT NAIL BASIC REMOVAL TRAY | Trauma | EA
60.045.020 | 10886982300300 | LOCKING SCREWS FOR IM NAILS SCREW RACK | Trauma | EA
60.045.022 | 10886982300324 | SCREW RACK INSERT F/ IM NAILS Ã 5MM LOCKING SCREWS | Trauma | EA
60.045.031 | 10886982303295 | SCREW RACK INSERT Ã 5.0MM VA LOCKING SCREWS | Trauma | EA
60.045.032 | 10886982303288 | SCREW RACK INSERT Ã 3.5MM VA LOCKING SCREWS | Trauma | EA
60.045.012 | 10886982300263 | TFN-ADVANCED TRAY BLADE/SCREW INSERTION | Trauma | EA
60.045.013 | 10886982300270 | TFN-ADVANCED TRAY OPENING AND NAIL INSERTION | Trauma | EA
60.045.014 | 10886982300287 | TFN-ADVANCED TRAY OPTIONAL INSTRUMENTS | Trauma | EA
60.045.016 | 10886982299765 | TFN-ADVANCED REMOVAL TRAY | Trauma | EA
02.233.100S | 10886982289223 | LOCKING ATTACHMENT WASHER F/ RFNA / 5 DEG/ RIGHT/ STER | Trauma | EA
02.233.101S | 10886982289322 | LOCKING ATTACHMENT WASHER F/ RFNA / 5 DEG/ LEFT/ STER | Trauma | EA
02.233.104S | 10886982289285 | LOCKING ATTACHMENT WASHER F/ RFNA / 10 DEG/ RIGHT/ STER | Trauma | EA
02.233.105S | 10886982289308 | LOCKING ATTACHMENT WASHER F/ RFNA / 10 DEG/ LEFT/ STER | Trauma | EA
04.233.016S | 10886982289070 | RFNA / 10MM / 160MM STANDARD BEND / STERILE | Trauma | EA
04.233.020S | 10886982289087 | RFNA / 10MM / 200MM STANDARD BEND / STERILE | Trauma | EA
04.233.024S | 10886982289094 | RFNA / 10MM / 240MM STANDARD BEND / STERILE | Trauma | EA
04.233.028S | 10886982289100 | RFNA / 10MM / 280MM STANDARD BEND / STERILE | Trauma | EA
04.233.030S | 10886982289117 | RFNA / 10MM / 300MM STANDARD BEND / STERILE | Trauma | EA
04.233.032S | 10886982289124 | RFNA / 10MM / 320MM STANDARD BEND / STERILE | Trauma | EA
04.233.034S | 10886982289131 | RFNA / 10MM / 340MM STANDARD BEND / STERILE | Trauma | EA
04.233.036S | 10886982289148 | RFNA / 10MM / 360MM STANDARD BEND / STERILE | Trauma | EA
04.233.038S | 10886982289155 | RFNA / 10MM / 380MM STANDARD BEND / STERILE | Trauma | EA
04.233.040S | 10886982289162 | RFNA / 10MM / 400MM STANDARD BEND / STERILE | Trauma | EA
04.233.042S | 10886982289179 | RFNA / 10MM / 420MM STANDARD BEND / STERILE | Trauma | EA
04.233.044S | 10886982289186 | RFNA / 10MM / 440MM STANDARD BEND / STERILE | Trauma | EA
04.233.046S | 10886982289193 | RFNA / 10MM / 460MM STANDARD BEND / STERILE | Trauma | EA
04.233.048S | 10886982289209 | RFNA / 10MM / 480MM STANDARD BEND / STERILE | Trauma | EA
04.233.116S | 10886982290595 | RFNA / 11MM / 160MM STANDARD BEND / STERILE | Trauma | EA
04.233.120S | 10886982290601 | RFNA / 11MM / 200MM STANDARD BEND / STERILE | Trauma | EA
04.233.124S | 10886982290618 | RFNA / 11MM / 240MM STANDARD BEND / STERILE | Trauma | EA
04.233.128S | 10886982290625 | RFNA / 11MM / 280MM STANDARD BEND / STERILE | Trauma | EA
04.233.130S | 10886982290632 | RFNA / 11MM / 300MM STANDARD BEND / STERILE | Trauma | EA
04.233.132S | 10886982290649 | RFNA / 11MM / 320MM STANDARD BEND / STERILE | Trauma | EA
04.233.134S | 10886982290656 | RFNA / 11MM / 340MM STANDARD BEND / STERILE | Trauma | EA
04.233.136S | 10886982290663 | RFNA / 11MM / 360MM STANDARD BEND / STERILE | Trauma | EA
04.233.138S | 10886982290670 | RFNA / 11MM / 380MM STANDARD BEND / STERILE | Trauma | EA
04.233.140S | 10886982290687 | RFNA / 11MM / 400MM STANDARD BEND / STERILE | Trauma | EA
04.233.142S | 10886982290694 | RFNA / 11MM / 420MM STANDARD BEND / STERILE | Trauma | EA
04.233.144S | 10886982290700 | RFNA / 11MM / 440MM STANDARD BEND / STERILE | Trauma | EA
04.233.146S | 10886982290717 | RFNA / 11MM / 460MM STANDARD BEND / STERILE | Trauma | EA
04.233.148S | 10886982290724 | RFNA / 11MM / 480MM STANDARD BEND / STERILE | Trauma | EA
04.233.216S | 10886982290809 | RFNA / 12MM / 160MM STANDARD BEND / STERILE | Trauma | EA
04.233.220S | 10886982290816 | RFNA / 12MM / 200MM STANDARD BEND / STERILE | Trauma | EA
04.233.224S | 10886982290823 | RFNA / 12MM / 240MM STANDARD BEND / STERILE | Trauma | EA
04.233.228S | 10886982290830 | RFNA / 12MM / 280MM STANDARD BEND / STERILE | Trauma | EA
04.233.230S | 10886982290847 | RFNA / 12MM / 300MM STANDARD BEND / STERILE | Trauma | EA
04.233.232S | 10886982290854 | RFNA / 12MM / 320MM STANDARD BEND / STERILE | Trauma | EA
04.233.234S | 10886982290861 | RFNA / 12MM / 340MM STANDARD BEND / STERILE | Trauma | EA
04.233.236S | 10886982290878 | RFNA / 12MM / 360MM STANDARD BEND / STERILE | Trauma | EA
04.233.238S | 10886982290885 | RFNA / 12MM / 380MM STANDARD BEND / STERILE | Trauma | EA
04.233.240S | 10886982290892 | RFNA / 12MM / 400MM STANDARD BEND / STERILE | Trauma | EA
04.233.242S | 10886982290908 | RFNA / 12MM / 420MM STANDARD BEND / STERILE | Trauma | EA
04.233.244S | 10886982290915 | RFNA / 12MM / 440MM STANDARD BEND / STERILE | Trauma | EA
04.233.246S | 10886982290922 | RFNA / 12MM / 460MM STANDARD BEND / STERILE | Trauma | EA
04.233.248S | 10886982290939 | RFNA / 12MM / 480MM STANDARD BEND / STERILE | Trauma | EA
04.233.916S | 10886982288516 | RFNA / 9MM / 160MM STANDARD BEND / STERILE | Trauma | EA
04.233.920S | 10886982288523 | RFNA / 9MM / 200MM STANDARD BEND / STERILE | Trauma | EA
04.233.924S | 10886982288530 | RFNA / 9MM / 240MM STANDARD BEND / STERILE | Trauma | EA
04.233.928S | 10886982288547 | RFNA / 9MM / 280MM STANDARD BEND / STERILE | Trauma | EA
04.233.930S | 10886982288554 | RFNA / 9MM / 300MM STANDARD BEND / STERILE | Trauma | EA
04.233.932S | 10886982288561 | RFNA / 9MM / 320MM STANDARD BEND / STERILE | Trauma | EA
04.233.934S | 10886982288578 | RFNA / 9MM / 340MM STANDARD BEND / STERILE | Trauma | EA
04.233.936S | 10886982288585 | RFNA / 9MM / 360MM STANDARD BEND / STERILE | Trauma | EA
04.233.938S | 10886982288592 | RFNA / 9MM / 380MM STANDARD BEND / STERILE | Trauma | EA
04.233.940S | 10886982288608 | RFNA / 9MM / 400MM STANDARD BEND / STERILE | Trauma | EA
04.233.942S | 10886982288615 | RFNA / 9MM / 420MM STANDARD BEND / STERILE | Trauma | EA
04.233.944S | 10886982288622 | RFNA / 9MM / 440MM STANDARD BEND / STERILE | Trauma | EA
04.233.946S | 10886982288639 | RFNA / 9MM / 460MM STANDARD BEND / STERILE | Trauma | EA
04.233.948S | 10886982288646 | RFNA / 9MM / 480MM STANDARD BEND / STERILE | Trauma | EA
04.233.017S | 10886982289339 | RFNA / 10MM / 160MM PERIPROSTHETIC BEND / STERILE | Trauma | EA
04.233.021S | 10886982289346 | RFNA / 10MM / 200MM PERIPROSTHETIC BEND / STERILE | Trauma | EA
04.233.025S | 10886982289353 | RFNA / 10MM / 240MM PERIPROSTHETIC BEND / STERILE | Trauma | EA
04.233.029S | 10886982289360 | RFNA / 10MM / 280MM PERIPROSTHETIC BEND / STERILE | Trauma | EA
04.233.031S | 10886982289377 | RFNA / 10MM / 300MM PERIPROSTHETIC BEND / STERILE | Trauma | EA
04.233.033S | 10886982289384 | RFNA / 10MM / 320MM PERIPROSTHETIC BEND / STERILE | Trauma | EA
04.233.035S | 10886982289391 | RFNA / 10MM / 340MM PERIPROSTHETIC BEND / STERILE | Trauma | EA
04.233.037S | 10886982289407 | RFNA / 10MM / 360MM PERIPROSTHETIC BEND / STERILE | Trauma | EA
04.233.039S | 10886982289414 | RFNA / 10MM / 380MM PERIPROSTHETIC BEND / STERILE | Trauma | EA
04.233.041S | 10886982289421 | RFNA / 10MM / 400MM PERIPROSTHETIC BEND / STERILE | Trauma | EA
04.233.043S | 10886982289438 | RFNA / 10MM / 420MM PERIPROSTHETIC BEND / STERILE | Trauma | EA
04.233.045S | 10886982289445 | RFNA / 10MM / 440MM PERIPROSTHETIC BEND / STERILE | Trauma | EA
04.233.047S | 10886982289452 | RFNA / 10MM / 460MM PERIPROSTHETIC BEND / STERILE | Trauma | EA
04.233.049S | 10886982289469 | RFNA / 10MM / 480MM PERIPROSTHETIC BEND / STERILE | Trauma | EA
04.233.217S | 10886982290373 | RFNA / 12MM / 160MM PERIPROSTHETIC BEND / STERILE | Trauma | EA
04.233.221S | 10886982290380 | RFNA / 12MM / 200MM PERIPROSTHETIC BEND / STERILE | Trauma | EA
04.233.225S | 10886982290397 | RFNA / 12MM / 240MM PERIPROSTHETIC BEND / STERILE | Trauma | EA
04.233.229S | 10886982290403 | RFNA / 12MM / 280MM PERIPROSTHETIC BEND / STERILE | Trauma | EA
04.233.231S | 10886982290410 | RFNA / 12MM / 300MM PERIPROSTHETIC BEND / STERILE | Trauma | EA
04.233.233S | 10886982290427 | RFNA / 12MM / 320MM PERIPROSTHETIC BEND / STERILE | Trauma | EA
04.233.235S | 10886982290434 | RFNA / 12MM / 340MM PERIPROSTHETIC BEND / STERILE | Trauma | EA
04.233.237S | 10886982290441 | RFNA / 12MM / 360MM PERIPROSTHETIC BEND / STERILE | Trauma | EA
04.233.239S | 10886982290458 | RFNA / 12MM / 380MM PERIPROSTHETIC BEND / STERILE | Trauma | EA
04.233.241S | 10886982290465 | RFNA / 12MM / 400MM PERIPROSTHETIC BEND / STERILE | Trauma | EA
04.233.243S | 10886982290472 | RFNA / 12MM / 420MM PERIPROSTHETIC BEND / STERILE | Trauma | EA
04.233.245S | 10886982290489 | RFNA / 12MM / 440MM PERIPROSTHETIC BEND / STERILE | Trauma | EA
04.233.247S | 10886982290496 | RFNA / 12MM / 460MM PERIPROSTHETIC BEND / STERILE | Trauma | EA
04.233.249S | 10886982290502 | RFNA / 12MM / 480MM PERIPROSTHETIC BEND / STERILE | Trauma | EA
SD03.501.030 | 10886982303233 | REDUCTION FORCEPS WITH POINTED BALL TIPS | Trauma | EA
03.133.350 | 10886982278326 | LCPÂ® SUP ANT CLAV TEMPL 6H /R ANATOMIC TEMPLATE | Trauma | EA
03.133.351 | 10886982278333 | LCPÂ® SUP ANT CLAV TEMPL 6H /L ANATOMIC TEMPLATE | Trauma | EA
03.133.352 | 10886982278340 | LCPÂ® SUP ANT CLAV TEMPL 8H /R ANATOMIC TEMPLATE | Trauma | EA
03.133.353 | 10886982278357 | LCPÂ® SUP ANT CLAV TEMPL 8H /L ANATOMIC TEMPLATE | Trauma | EA
03.133.354 | 10886982278364 | LCPÂ® SUP ANT CLAV EXT TEM 3H/R ANATOMIC TEMPLATE | Trauma | EA
03.133.355 | 10886982278371 | LCPÂ® SUP ANT CLAV EXT TEM 3H/L ANATOMIC TEMPLATE | Trauma | EA
03.133.356 | 10886982278388 | LCPÂ® SUP ANT CLAV EXT TEM 5H/R ANATOMIC TEMPLATE | Trauma | EA
03.133.357 | 10886982278395 | LCPÂ® SUP ANT CLAV EXT TEM 5H/L ANATOMIC TEMPLATE | Trauma | EA
03.133.358 | 10886982278401 | LCPÂ® PROX HUMERUS TEMPL 3H ANATOMIC TEMPLATE | Trauma | EA
03.133.360 | 10886982278418 | LCPÂ® SUP CLAVICLE TEMPL 6H /R ANATOMIC TEMPLATE | Trauma | EA
03.133.361 | 10886982278425 | LCPÂ® SUP CLAVICLE TEMPL 6H /L ANATOMIC TEMPLATE | Trauma | EA
03.133.362 | 10886982278432 | LCPÂ® SUP CLAVICLE TEMPL 8H /R ANATOMIC TEMPLATE | Trauma | EA
03.133.363 | 10886982278449 | LCPÂ® SUP CLAVICLE TEMPL 8H /L ANATOMIC TEMPLATE | Trauma | EA
03.133.366 | 10886982276780 | VA LCPÂ® MED DSTL HUM TEM 2H /R ANATOMIC TEMPLATE | Trauma | EA
03.133.367 | 10886982276803 | VA LCPÂ® MED DSTL HUM TEM 2H /L ANATOMIC TEMPLATE | Trauma | EA
03.133.368 | 10886982276810 | VA LCPÂ® OLECRANON TEMPL 2H /R ANATOMIC TEMPLATE | Trauma | EA
03.133.369 | 10886982276827 | VA LCPÂ® OLECRANON TEMPL 2H /L ANATOMIC TEMPLATE | Trauma | EA
03.133.370 | 10886982276834 | VA LCPÂ® POSTLAT DHP TEMP 3H /R ANATOMIC TEMPLATE | Trauma | EA
03.133.371 | 10886982276841 | VA LCPÂ® POSTLAT DHP TEMP 3H /L ANATOMIC TEMPLATE | Trauma | EA
03.133.374 | 10886982276872 | LCPÂ® HOOK TEMPLATE 3H ANATOMIC TEMPLATE | Trauma | EA
03.133.375 | 10886982276889 | LCPÂ® EXTRA ART DHP TEM 6H /L ANATOMIC TEMPLATE | Trauma | EA
03.133.376 | 10886982276896 | LCPÂ® EXTRA ART DHP TEM 6H /R ANATOMIC TEMPLATE | Trauma | EA
03.133.379 | 10886982276926 | VA LCPÂ® PROX OLEC TEMPL 2H /L ANATOMIC TEMPLATE | Trauma | EA
03.133.380 | 10886982276933 | VA LCPÂ® PROX OLEC TEMPL 2H /R ANATOMIC TEMPLATE | Trauma | EA
03.133.384 | 10886982277060 | VA LCPÂ® PROX TIB TEM LRG 4H /R ANATOMIC TEMPLATE | Trauma | EA
03.133.385 | 10886982277077 | VA LCPÂ® PROX TIB TEM LRG 4H /L ANATOMIC TEMPLATE | Trauma | EA
03.133.386 | 10886982277084 | VA LCPÂ® PROX TIB TEM LRG 6H /R ANATOMIC TEMPLATE | Trauma | EA
03.133.387 | 10886982277091 | VA LCPÂ® PROX TIB TEM LRG 6H /L ANATOMIC TEMPLATE | Trauma | EA
03.133.388 | 10886982277107 | VA LCPÂ® PROX TIB TEM SM 4H /R ANATOMIC TEMPLATE | Trauma | EA
03.133.389 | 10886982277114 | VA LCPÂ® PROX TIB TEM SM 4H /L ANATOMIC TEMPLATE | Trauma | EA
03.133.390 | 10886982277121 | VA LCPÂ® PROX TIB TEM SM 6H /R ANATOMIC TEMPLATE | Trauma | EA
03.133.391 | 10886982277138 | VA LCPÂ® PROX TIB TEM SM 6H /L ANATOMIC TEMPLATE | Trauma | EA
03.133.392 | 10886982277145 | LCPÂ® PROX TIB TEMPL 4H /R ANATOMIC TEMPLATE | Trauma | EA
03.133.393 | 10886982277152 | LCPÂ® PROX TIB TEMPL 4H /L ANATOMIC TEMPLATE | Trauma | EA
03.133.394 | 10886982277169 | LCPÂ® PROX TIB TEMPL 6H /R ANATOMIC TEMPLATE | Trauma | EA
03.133.395 | 10886982277176 | LCPÂ® PROX TIB TEMPL 6H /L ANATOMIC TEMPLATE | Trauma | EA
03.133.396 | 10886982276674 | LCPÂ® PROX TIB LW BND TEM 4H /R ANATOMIC TEMPLATE | Trauma | EA
03.133.397 | 10886982276681 | LCPÂ® PROX TIB LW BND TEM 4H /L ANATOMIC TEMPLATE | Trauma | EA
03.133.398 | 10886982276698 | LCPÂ® PROX TIB LW BND TEM 6H /R ANATOMIC TEMPLATE | Trauma | EA
03.133.399 | 10886982276704 | LCPÂ® PROX TIB LW BND TEM 6H /L ANATOMIC TEMPLATE | Trauma | EA
03.133.400 | 10886982276711 | LCPÂ® POST MED PROX TIB TEM 2H ANATOMIC TEMPLATE | Trauma | EA
03.133.406 | 10886982276728 | VA LCPÂ® MED DSTL TIB TEM 4H /R ANATOMIC TEMPLATE | Trauma | EA
03.133.407 | 10886982276735 | VA LCPÂ® MED DSTL TIB TEM 4H /L ANATOMIC TEMPLATE | Trauma | EA
03.133.410 | 10886982276766 | VA LCPÂ® MED DSTL TIB TEM 8H /R ANATOMIC TEMPLATE | Trauma | EA
03.133.411 | 10886982277619 | VA LCPÂ® MED DSTL TIB TEM 8H /L ANATOMIC TEMPLATE | Trauma | EA
03.133.412 | 10886982277626 | VA LCPÂ® ANTLAT DSTL TIB 4H /R ANATOMIC TEMPLATE | Trauma | EA
03.133.413 | 10886982277633 | VA LCPÂ® ANTLAT DSTL TIB 4H /L ANATOMIC TEMPLATE | Trauma | EA
03.133.416 | 10886982277664 | VA LCPÂ® ANTLAT DSTL TIB 8H /R ANATOMIC TEMPLATE | Trauma | EA
03.133.417 | 10886982277671 | VA LCPÂ® ANTLAT DSTL TIB 8H /L ANATOMIC TEMPLATE | Trauma | EA
03.133.420 | 10886982277701 | VA LCPÂ® LAT DSTL FIB TEM 4H /R ANATOMIC TEMPLATE | Trauma | EA
03.133.421 | 10886982277718 | VA LCPÂ® LAT DSTL FIB TEM 4H /L ANATOMIC TEMPLATE | Trauma | EA
03.133.424 | 10886982277749 | LCPÂ® ANTLAT DSTL TIB TEM 7H /R ANATOMIC TEMPLATE | Trauma | EA
03.133.425 | 10886982277756 | LCPÂ® ANTLAT DSTL TIB TEM 7H /L ANATOMIC TEMPLATE | Trauma | EA
03.133.432 | 10886982277534 | LCPÂ® LAT DSTL FIBULA 4H /R ANATOMIC TEMPLATE | Trauma | EA
03.133.434 | 10886982277541 | LCPÂ® SUP CLAV EXT TEMPL 6H /R ANATOMIC TEMPLATE | Trauma | EA
03.133.435 | 10886982277558 | LCPÂ® SUP CLAV EXT TEMPL 6H /L ANATOMIC TEMPLATE | Trauma | EA
03.133.436 | 10886982277565 | LCPÂ® SUP CLAV EXT TEMPL 8H /R ANATOMIC TEMPLATE | Trauma | EA
03.133.437 | 10886982277572 | LCPÂ® SUP CLAV EXT TEMPL 8H /L ANATOMIC TEMPLATE | Trauma | EA
03.133.438 | 10886982277589 | VA LCPÂ® ANT CLAVICLE TEMPL 9H ANATOMIC TEMPLATE | Trauma | EA
03.133.439 | 10886982277596 | VA LCPÂ® ANT CLAVICLE TEMPL 11H ANATOMIC TEMPLATE | Trauma | EA
03.133.441 | 10886982278098 | LCPÂ® PROX HUM PERIART TEM 2H/L ANATOMIC TEMPLATE | Trauma | EA
03.133.442 | 10886982278104 | LCPÂ® PROX HUM PERIART TEM 2H/R ANATOMIC TEMPLATE | Trauma | EA
03.133.445 | 10886982278135 | VA LCPÂ® LAT DSTL HUMERUS 2 H/L ANATOMIC TEMPLATE | Trauma | EA
03.133.446 | 10886982278142 | VA LCPÂ® LAT DSTL HUMERUS 2 H/R ANATOMIC TEMPLATE | Trauma | EA
03.133.447 | 10886982278159 | LCPÂ® ANTLAT DSTL TIB TEM 11H/L ANATOMIC TEMPLATE | Trauma | EA
03.133.448 | 10886982278166 | LCPÂ® ANTLAT DSTL TIB TEM 11H/R ANATOMIC TEMPLATE | Trauma | EA
03.133.450 | 10886982278173 | VA LCPÂ® POSTLAT DSTL TIB T 4H ANATOMIC TEMPLATE | Trauma | EA
03.133.453 | 10886982278197 | VA LCPÂ® POSTLAT DST TIB L 4H/L ANATOMIC TEMPLATE | Trauma | EA
03.133.454 | 10886982278203 | VA LCPÂ® POSTLAT DST TIB L 4H/R ANATOMIC TEMPLATE | Trauma | EA
03.133.455 | 10886982278210 | LCPÂ® LW BND MED DSTL TIB 6H /L ANATOMIC TEMPLATE | Trauma | EA
03.133.456 | 10886982277978 | LCPÂ® LW BND MED DSTL TIB 6H /R ANATOMIC TEMPLATE | Trauma | EA
03.133.457 | 10886982277985 | LCPÂ® LW BND MED DSTL TIB 10H/L ANATOMIC TEMPLATE | Trauma | EA
03.133.458 | 10886982277992 | LCPÂ® LW BND MED DSTL TIB 10H/R ANATOMIC TEMPLATE | Trauma | EA
03.133.463 | 10886982278043 | LCPÂ® LAT DSTL FIBULA 4H /L ANATOMIC TEMPLATE | Trauma | EA
03.133.464 | 10886982278050 | LCPÂ® MED PROX TIB 4H /R ANATOMIC TEMPLATE | Trauma | EA
03.133.465 | 10886982278067 | LCPÂ® MED PROX TIB 4H /L ANATOMIC TEMPLATE | Trauma | EA
03.133.466 | 10886982278074 | LCPÂ® MED PROX TIB 6H /R ANATOMIC TEMPLATE | Trauma | EA
03.133.467 | 10886982278081 | LCPÂ® MED PROX TIB 6H /L ANATOMIC TEMPLATE | Trauma | EA
60.133.113 | 10886982277862 | UNIVERSAL SF ELBOW TEMPLATE TRAY | Trauma | EA
60.133.114 | 10886982277879 | UNIVERSAL SF SHOULDER CLAVICLE TEMPLATE TRAY | Trauma | EA
60.133.115 | 10886982277886 | UNIVERSAL SF VA LCP PROX TIBIA TEMPLATE TRAY | Trauma | EA
60.133.116 | 10886982277893 | UNIVERSAL SF VA LCP DSTL TIBIA FIBULA TEMPLATE TRAY | Trauma | EA
60.133.117 | 10886982277909 | UNIVERSAL SF LCP DSTL TIBIA FIBULA TEMPLATE TRAY | Trauma | EA
60.133.134 | 10886982277961 | UNIVERSAL SF LCP PROX TIBIA TEMPLATE TRAY | Trauma | EA
04.233.117S | 10886982290236 | RFNA / 11MM / 160MM PERIPROSTHETIC BEND / STERILE | Trauma | EA
04.233.121S | 10886982290243 | RFNA / 11MM / 200MM PERIPROSTHETIC BEND / STERILE | Trauma | EA
04.233.125S | 10886982290250 | RFNA / 11MM / 240MM PERIPROSTHETIC BEND / STERILE | Trauma | EA
04.233.129S | 10886982290267 | RFNA / 11MM / 280MM PERIPROSTHETIC BEND / STERILE | Trauma | EA
04.233.131S | 10886982290274 | RFNA / 11MM / 300MM PERIPROSTHETIC BEND / STERILE | Trauma | EA
04.233.133S | 10886982290281 | RFNA / 11MM / 320MM PERIPROSTHETIC BEND / STERILE | Trauma | EA
04.233.135S | 10886982290298 | RFNA / 11MM / 340MM PERIPROSTHETIC BEND / STERILE | Trauma | EA
04.233.137S | 10886982290304 | RFNA / 11MM / 360MM PERIPROSTHETIC BEND / STERILE | Trauma | EA
04.233.139S | 10886982290311 | RFNA / 11MM / 380MM PERIPROSTHETIC BEND / STERILE | Trauma | EA
04.233.141S | 10886982290328 | RFNA / 11MM / 400MM PERIPROSTHETIC BEND / STERILE | Trauma | EA
04.233.143S | 10886982290335 | RFNA / 11MM / 420MM PERIPROSTHETIC BEND / STERILE | Trauma | EA
04.233.145S | 10886982290342 | RFNA / 11MM / 440MM PERIPROSTHETIC BEND / STERILE | Trauma | EA
04.233.147S | 10886982290359 | RFNA / 11MM / 460MM PERIPROSTHETIC BEND / STERILE | Trauma | EA
04.233.149S | 10886982290366 | RFNA / 11MM / 480MM PERIPROSTHETIC BEND / STERILE | Trauma | EA
04.233.416S | 10886982291080 | RFNA / 14MM / 160MM 5 DEGREE BEND / STERILE | Trauma | EA
04.233.420S | 10886982291097 | RFNA / 14MM / 200MM 5 DEGREE BEND / STERILE | Trauma | EA
04.233.424S | 10886982291103 | RFNA / 14MM / 240MM 5 DEGREE BEND / STERILE | Trauma | EA
04.233.428S | 10886982291110 | RFNA / 14MM / 280MM STANDARD BEND / STERILE | Trauma | EA
04.233.430S | 10886982291127 | RFNA / 14MM / 300MM STANDARD BEND / STERILE | Trauma | EA
04.233.432S | 10886982291134 | RFNA / 14MM / 320MM STANDARD BEND / STERILE | Trauma | EA
04.233.434S | 10886982291141 | RFNA / 14MM / 340MM STANDARD BEND / STERILE | Trauma | EA
04.233.436S | 10886982291158 | RFNA / 14MM / 360MM STANDARD BEND / STERILE | Trauma | EA
04.233.438S | 10886982291165 | RFNA / 14MM / 380MM STANDARD BEND / STERILE | Trauma | EA
04.233.440S | 10886982291172 | RFNA / 14MM / 400MM STANDARD BEND / STERILE | Trauma | EA
04.233.442S | 10886982291189 | RFNA / 14MM / 420MM STANDARD BEND / STERILE | Trauma | EA
04.233.444S | 10886982291196 | RFNA / 14MM / 440MM STANDARD BEND / STERILE | Trauma | EA
04.233.446S | 10886982291202 | RFNA / 14MM / 460MM STANDARD BEND / STERILE | Trauma | EA
04.233.448S | 10886982291219 | RFNA / 14MM / 480MM STANDARD BEND / STERILE | Trauma | EA
04.233.917S | 10886982288790 | RFNA / 9MM / 160MM PERIPROSTHETIC BEND / STERILE | Trauma | EA
04.233.921S | 10886982288806 | RFNA / 9MM / 200MM PERIPROSTHETIC BEND / STERILE | Trauma | EA
04.233.925S | 10886982288813 | RFNA / 9MM / 240MM PERIPROSTHETIC BEND / STERILE | Trauma | EA
04.233.929S | 10886982288820 | RFNA / 9MM / 280MM PERIPROSTHETIC BEND / STERILE | Trauma | EA
04.233.931S | 10886982288837 | RFNA / 9MM / 300MM PERIPROSTHETIC BEND / STERILE | Trauma | EA
04.233.933S | 10886982288844 | RFNA / 9MM / 320MM PERIPROSTHETIC BEND / STERILE | Trauma | EA
04.233.935S | 10886982288851 | RFNA / 9MM / 340MM PERIPROSTHETIC BEND / STERILE | Trauma | EA
04.233.937S | 10886982288868 | RFNA / 9MM / 360MM PERIPROSTHETIC BEND / STERILE | Trauma | EA
04.233.939S | 10886982288875 | RFNA / 9MM / 380MM PERIPROSTHETIC BEND / STERILE | Trauma | EA
04.233.941S | 10886982288882 | RFNA / 9MM / 400MM PERIPROSTHETIC BEND / STERILE | Trauma | EA
04.233.943S | 10886982288899 | RFNA / 9MM / 420MM PERIPROSTHETIC BEND / STERILE | Trauma | EA
04.233.945S | 10886982288905 | RFNA / 9MM / 440MM PERIPROSTHETIC BEND / STERILE | Trauma | EA
04.233.947S | 10886982288912 | RFNA / 9MM / 460MM PERIPROSTHETIC BEND / STERILE | Trauma | EA
04.233.949S | 10886982288929 | RFNA / 9MM / 480MM PERIPROSTHETIC BEND / STERILE | Trauma | EA
04.233.000S | 10886982288318 | END CAP FOR RFNA / 0MM STERILE | Trauma | EA
04.233.005S | 10886982288325 | END CAP FOR RFNA / 5MM STERILE | Trauma | EA
04.233.010S | 10886982288332 | END CAP FOR RFNA / 10MM STERILE | Trauma | EA
03.045.013 | 10886982292605 | SCREWDRIVER XL40 EXTRA-LONG | Trauma | EA
03.045.014 | 10886982292612 | RETENTION PIN FOR SCREWDRIVER EXTRA LONG/XL40 | Trauma | EA
03.045.015 | 10886982292629 | SCREWDRIVER SHAFT WITH/Q C-DHS EXTRA LONG/XL40 | Trauma | EA
04.045.326 | 10886982293176 | LOW PROF LCKNG SCREW F/IM NAIL Ã 5.0MM / L 26MM / XL25 | Trauma | EA
04.045.328 | 10886982293183 | LOW PROF LCKNG SCREW F/IM NAIL Ã 5.0MM / L 28MM / XL25 | Trauma | EA
04.045.330 | 10886982293190 | LOW PROF LCKNG SCREW F/IM NAIL Ã 5.0MM / L 30MM / XL25 | Trauma | EA
04.045.332 | 10886982293206 | LOW PROF LCKNG SCREW F/IM NAIL Ã 5.0MM / L 32MM / XL25 | Trauma | EA
04.045.334 | 10886982293534 | LOW PROF LCKNG SCREW F/IM NAIL Ã 5.0MM / L 34MM / XL25 | Trauma | EA
04.045.336 | 10886982293541 | LOW PROF LCKNG SCREW F/IM NAIL Ã 5.0MM / L 36MM / XL25 | Trauma | EA
04.045.338 | 10886982293558 | LOW PROF LCKNG SCREW F/IM NAIL Ã 5.0MM / L 38MM / XL25 | Trauma | EA
04.045.340 | 10886982293565 | LOW PROF LCKNG SCREW F/IM NAIL Ã 5.0MM / L 40MM / XL25 | Trauma | EA
04.045.342 | 10886982293572 | LOW PROF LCKNG SCREW F/IM NAIL Ã 5.0MM / L 42MM / XL25 | Trauma | EA
04.045.344 | 10886982293589 | LOW PROF LCKNG SCREW F/IM NAIL Ã 5.0MM / L 44MM / XL25 | Trauma | EA
04.045.346 | 10886982293596 | LOW PROF LCKNG SCREW F/IM NAIL Ã 5.0MM / L 46MM / XL25 | Trauma | EA
04.045.348 | 10886982293602 | LOW PROF LCKNG SCREW F/IM NAIL Ã 5.0MM / L 48MM / XL25 | Trauma | EA
04.045.350 | 10886982293619 | LOW PROF LCKNG SCREW F/IM NAIL Ã 5.0MM / L 50MM / XL25 | Trauma | EA
04.045.352 | 10886982293626 | LOW PROF LCKNG SCREW F/IM NAIL Ã 5.0MM / L 52MM / XL25 | Trauma | EA
04.045.354 | 10886982293633 | LOW PROF LCKNG SCREW F/IM NAIL Ã 5.0MM / L 54MM / XL25 | Trauma | EA
04.045.356 | 10886982293640 | LOW PROF LCKNG SCREW F/IM NAIL Ã 5.0MM / L 56MM / XL25 | Trauma | EA
04.045.358 | 10886982293657 | LOW PROF LCKNG SCREW F/IM NAIL Ã 5.0MM / L 58MM / XL25 | Trauma | EA
04.045.360 | 10886982293664 | LOW PROF LCKNG SCREW F/IM NAIL Ã 5.0MM / L 60MM / XL25 | Trauma | EA
04.045.362 | 10886982293671 | LOW PROF LCKNG SCREW F/IM NAIL Ã 5.0MM / L 62MM / XL25 | Trauma | EA
04.045.364 | 10886982293688 | LOW PROF LCKNG SCREW F/IM NAIL Ã 5.0MM / L 64MM / XL25 | Trauma | EA
04.045.366 | 10886982293695 | LOW PROF LCKNG SCREW F/IM NAIL Ã 5.0MM / L 66MM / XL25 | Trauma | EA
04.045.368 | 10886982293701 | LOW PROF LCKNG SCREW F/IM NAIL Ã 5.0MM / L 68MM / XL25 | Trauma | EA
04.045.370 | 10886982293718 | LOW PROF LCKNG SCREW F/IM NAIL Ã 5.0MM / L 70MM / XL25 | Trauma | EA
04.045.372 | 10886982293725 | LOW PROF LCKNG SCREW F/IM NAIL Ã 5.0MM / L 72MM / XL25 | Trauma | EA
04.045.374 | 10886982293732 | LOW PROF LCKNG SCREW F/IM NAIL Ã 5.0MM / L 74MM / XL25 | Trauma | EA
04.045.376 | 10886982293749 | LOW PROF LCKNG SCREW F/IM NAIL Ã 5.0MM / L 76MM / XL25 | Trauma | EA
04.045.378 | 10886982293756 | LOW PROF LCKNG SCREW F/IM NAIL Ã 5.0MM / L 78MM / XL25 | Trauma | EA
04.045.380 | 10886982293763 | LOW PROF LCKNG SCREW F/IM NAIL Ã 5.0MM / L 80MM / XL25 | Trauma | EA
04.045.382 | 10886982293770 | LOW PROF LCKNG SCREW F/IM NAIL Ã 5.0MM / L 82MM / XL25 | Trauma | EA
04.045.384 | 10886982293787 | LOW PROF LCKNG SCREW F/IM NAIL Ã 5.0MM / L 84MM / XL25 | Trauma | EA
04.045.386 | 10886982293794 | LOW PROF LCKNG SCREW F/IM NAIL Ã 5.0MM / L 86MM / XL25 | Trauma | EA
04.045.388 | 10886982293800 | LOW PROF LCKNG SCREW F/IM NAIL Ã 5.0MM / L 88MM / XL25 | Trauma | EA
04.045.390 | 10886982293817 | LOW PROF LCKNG SCREW F/IM NAIL Ã 5.0MM / L 90MM / XL25 | Trauma | EA
04.045.395 | 10886982293824 | LOW PROF LCKNG SCREW F/IM NAIL Ã 5.0MM / L 95MM / XL25 | Trauma | EA
04.045.400 | 10886982293831 | LOW PROF LCKNG SCREW F/IM NAIL Ã 5.0MM / L 100MM / XL25 | Trauma | EA
04.045.405 | 10886982293848 | LOW PROF LCKNG SCREW F/IM NAIL Ã 5.0MM / L 105MM / XL25 | Trauma | EA
04.045.410 | 10886982293855 | LOW PROF LCKNG SCREW F/IM NAIL Ã 5.0MM / L 110MM / XL25 | Trauma | EA
04.045.415 | 10886982293862 | LOW PROF LCKNG SCREW F/IM NAIL Ã 5.0MM / L 115MM / XL25 | Trauma | EA
04.045.420 | 10886982293879 | LOW PROF LCKNG SCREW F/IM NAIL Ã 5.0MM / L 120MM / XL25 | Trauma | EA
60.045.010 | 10886982300249 | FRN-ADVANCED TRAY OPENING AND INSERTION | Trauma | EA
60.045.011 | 10886982300256 | FRN-ADVANCED TRAY RECON LOCKING | Trauma | EA
60.045.017 | 10886982299772 | AUXILIARY TRAY 1 HIGH 3/3 WIDTH ALUM | Trauma | EA
60.045.021 | 10886982300317 | SCREW RACK INSERT F/ IM NAILS Ã 4MM LOCKING SCREWS | Trauma | EA
60.045.023 | 10886982300331 | SCREW RACK INSERT F/ IM NAILS Ã 4.0MM LOW PROF LCKNG SCREWS | Trauma | EA
60.045.024 | 10886982300348 | SCREW RACK INSERT F/ IM NAILS Ã 5.0MM LOW PROF LCKNG SCREWS | Trauma | EA
60.045.025 | 10886982300355 | SCREW RACK INSERT F/ IM NAILS Ã 6.5MM RECON SCREWS | Trauma | EA
02.112.610 | 10886982279347 | 2.7MM VA LCP CLAVICLE PLATE LATERAL/ CS1/ LEFT | Trauma | EA
02.112.610S | 10886982279026 | 2.7MM VA LCP CLAVICLE PLATE LATERAL/ CS1/ LEFT/ STERILE | Trauma | EA
02.112.611 | 10886982279378 | 2.7MM VA LCP CLAVICLE PLATE LATERAL/ CS1/ RIGHT | Trauma | EA
02.112.611S | 10886982279057 | 2.7MM VA LCP CLAVICLE PLATE LATERAL/ CS1/ RIGHT/ STERILE | Trauma | EA
02.112.612 | 10886982279354 | 2.7MM VA LCP CLAVICLE PLATE LATERAL/ CS2/ LEFT | Trauma | EA
02.112.612S | 10886982279033 | 2.7MM VA LCP CLAVICLE PLATE LATERAL/ CS2/ LEFT/ STERILE | Trauma | EA
02.112.613 | 10886982279385 | 2.7MM VA LCP CLAVICLE PLATE LATERAL/ CS2/ RIGHT | Trauma | EA
02.112.613S | 10886982279064 | 2.7MM VA LCP CLAVICLE PLATE LATERAL/ CS2/ RIGHT/ STERILE | Trauma | EA
02.112.614 | 10886982279361 | 2.7MM VA LCP CLAVICLE PLATE LATERAL/ CS3/ LEFT | Trauma | EA
02.112.614S | 10886982279040 | 2.7MM VA LCP CLAVICLE PLATE LATERAL/ CS3/ LEFT/ STERILE | Trauma | EA
02.112.615 | 10886982279392 | 2.7MM VA LCP CLAVICLE PLATE LATERAL/ CS3/ RIGHT | Trauma | EA
02.112.615S | 10886982279071 | 2.7MM VA LCP CLAVICLE PLATE LATERAL/ CS3/ RIGHT/ STERILE | Trauma | EA
02.112.620 | 10886982279408 | 2.7MM VA LCP CLAVICLE PLATE SHAFT/ CS1/ LEFT | Trauma | EA
02.112.620S | 10886982279088 | 2.7MM VA LCP CLAVICLE PLATE SHAFT/ CS1/ LEFT/ STERILE | Trauma | EA
02.112.621 | 10886982279439 | 2.7MM VA LCP CLAVICLE PLATE SHAFT/ CS1/ RIGHT | Trauma | EA
02.112.621S | 10886982279118 | 2.7MM VA LCP CLAVICLE PLATE SHAFT/ CS1/ RIGHT/ STERILE | Trauma | EA
02.112.622 | 10886982279415 | 2.7MM VA LCP CLAVICLE PLATE SHAFT/ CS2/ LEFT | Trauma | EA
02.112.622S | 10886982279095 | 2.7MM VA LCP CLAVICLE PLATE SHAFT/ CS2/ LEFT/ STERILE | Trauma | EA
02.112.623 | 10886982279446 | 2.7MM VA LCP CLAVICLE PLATE SHAFT/ CS2/ RIGHT | Trauma | EA
02.112.623S | 10886982279125 | 2.7MM VA LCP CLAVICLE PLATE SHAFT/ CS2/ RIGHT/ STERILE | Trauma | EA
02.112.624 | 10886982279422 | 2.7MM VA LCP CLAVICLE PLATE SHAFT/ CS3/ LEFT | Trauma | EA
02.112.624S | 10886982279101 | 2.7MM VA LCP CLAVICLE PLATE SHAFT/ CS3/ LEFT/ STERILE | Trauma | EA
02.112.625 | 10886982279453 | 2.7MM VA LCP CLAVICLE PLATE SHAFT/ CS3/ RIGHT | Trauma | EA
02.112.625S | 10886982279132 | 2.7MM VA LCP CLAVICLE PLATE SHAFT/ CS3/ RIGHT/ STERILE | Trauma | EA
02.112.630 | 10886982279460 | 2.7MM VA LCP CLAVICLE PLATE MEDIAL/ LEFT | Trauma | EA
02.112.630S | 10886982279149 | 2.7MM VA LCP CLAVICLE PLATE MEDIAL/ LEFT/ STERILE | Trauma | EA
02.112.631 | 10886982279477 | 2.7MM VA LCP CLAVICLE PLATE MEDIAL/ RIGHT | Trauma | EA
02.112.631S | 10886982279156 | 2.7MM VA LCP CLAVICLE PLATE MEDIAL/ RIGHT/ STERILE | Trauma | EA
02.112.712S | 10886982296207 | 2.7MM VA LCP CLAVICLE PLATE SHAFT/ XL/ LEFT/ STERILE | Trauma | EA
02.112.713S | 10886982296214 | 2.7MM VA LCP CLAVICLE PLATE SHAFT/ XL/ RIGHT/ STERILE | Trauma | EA
03.112.610 | 10886982296405 | TEMPLATE FOR 2.7MM VA LCP CLAVICLE PL/LATERAL/CS1/LEFT | Trauma | EA
03.112.611 | 10886982296436 | TEMPLATE FOR 2.7MM VA LCP CLAVICLE PL/LATERAL/CS1/RIGHT | Trauma | EA
03.112.612 | 10886982296412 | TEMPLATE FOR 2.7MM VA LCP CLAVICLE PL/LATERAL/CS2/LEFT | Trauma | EA
03.112.613 | 10886982296443 | TEMPLATE FOR 2.7MM VA LCP CLAVICLE PL/LATERAL/CS2/RIGHT | Trauma | EA
03.112.614 | 10886982296429 | TEMPLATE FOR 2.7MM VA LCP CLAVICLE PL/LATERAL/CS3/LEFT | Trauma | EA
03.112.615 | 10886982296450 | TEMPLATE FOR 2.7MM VA LCP CLAVICLE PL/LATERAL/CS3/RIGHT | Trauma | EA
03.112.620 | 10886982296467 | TEMPLATE FOR 2.7MM VA LCP CLAVICLE PL/SHAFT/CS1/LEFT | Trauma | EA
03.112.621 | 10886982296498 | TEMPLATE FOR 2.7MM VA LCP CLAVICLE PL/SHAFT/CS1/RIGHT | Trauma | EA
03.112.622 | 10886982296474 | TEMPLATE FOR 2.7MM VA LCP CLAVICLE PL/SHAFT/CS2/LEFT | Trauma | EA
03.112.623 | 10886982296504 | TEMPLATE FOR 2.7MM VA LCP CLAVICLE PL/SHAFT/CS2/RIGHT | Trauma | EA
03.112.624 | 10886982296481 | TEMPLATE FOR 2.7MM VA LCP CLAVICLE PL/SHAFT/CS3/LEFT | Trauma | EA
03.112.625 | 10886982296511 | TEMPLATE FOR 2.7MM VA LCP CLAVICLE PL/SHAFT/CS3/RIGHT | Trauma | EA
03.112.630 | 10886982296528 | TEMPLATE FOR 2.7MM VA LCP CLAVICLE PL/MEDIAL/LEFT | Trauma | EA
03.112.631 | 10886982296535 | TEMPLATE FOR 2.7MM VA LCP CLAVICLE PL/MEDIAL/RIGHT | Trauma | EA
03.112.712 | 10886982296542 | TEMPLATE FOR 2.7MM VA LCP CLAVICLE PL/SHAFT/XL/LEFT | Trauma | EA
03.112.713 | 10886982296559 | TEMPLATE FOR 2.7MM VA LCP CLAVICLE PL/SHAFT/XL/RIGHT | Trauma | EA
04.112.610 | 10886982278883 | 2.7MM TI VA LCP CLAVICLE PLATE LATERAL/ CS1/ LEFT | Trauma | EA
04.112.610S | 10886982279200 | 2.7MM TI VA LCP CLAVICLE PLATE LATERAL/ CS1/ LEFT/ STERILE | Trauma | EA
04.112.611 | 10886982278913 | 2.7MM TI VA LCP CLAVICLE PLATE LATERAL/ CS1/ RIGHT | Trauma | EA
04.112.611S | 10886982279231 | 2.7MM TI VA LCP CLAVICLE PLATE LATERAL/ CS1/ RIGHT/ STERILE | Trauma | EA
04.112.612 | 10886982278890 | 2.7MM TI VA LCP CLAVICLE PLATE LATERAL/ CS2/ LEFT | Trauma | EA
04.112.612S | 10886982279217 | 2.7MM TI VA LCP CLAVICLE PLATE LATERAL/ CS2/ LEFT/ STERILE | Trauma | EA
04.112.613 | 10886982278920 | 2.7MM TI VA LCP CLAVICLE PLATE LATERAL/ CS2/ RIGHT | Trauma | EA
04.112.613S | 10886982279248 | 2.7MM TI VA LCP CLAVICLE PLATE LATERAL/ CS2/ RIGHT/ STERILE | Trauma | EA
04.112.614 | 10886982278906 | 2.7MM TI VA LCP CLAVICLE PLATE LATERAL/ CS3/ LEFT | Trauma | EA
04.112.614S | 10886982279224 | 2.7MM TI VA LCP CLAVICLE PLATE LATERAL/ CS3/ LEFT/ STERILE | Trauma | EA
04.112.615 | 10886982278937 | 2.7MM TI VA LCP CLAVICLE PLATE LATERAL/ CS3/ RIGHT | Trauma | EA
04.112.615S | 10886982279255 | 2.7MM TI VA LCP CLAVICLE PLATE LATERAL/ CS3/ RIGHT/ STERILE | Trauma | EA
04.112.620 | 10886982278944 | 2.7MM TI VA LCP CLAVICLE PLATE SHAFT/ CS1/ LEFT | Trauma | EA
04.112.620S | 10886982279262 | 2.7MM TI VA LCP CLAVICLE PLATE SHAFT/ CS1/ LEFT/ STERILE | Trauma | EA
04.112.621 | 10886982278975 | 2.7MM TI VA LCP CLAVICLE PLATE SHAFT/ CS1/ RIGHT | Trauma | EA
04.112.621S | 10886982279293 | 2.7MM TI VA LCP CLAVICLE PLATE SHAFT/ CS1/ RIGHT/ STERILE | Trauma | EA
04.112.622 | 10886982278951 | 2.7MM TI VA LCP CLAVICLE PLATE SHAFT/ CS2/ LEFT | Trauma | EA
04.112.622S | 10886982279279 | 2.7MM TI VA LCP CLAVICLE PLATE SHAFT/ CS2/ LEFT/ STERILE | Trauma | EA
04.112.623 | 10886982278982 | 2.7MM TI VA LCP CLAVICLE PLATE SHAFT/ CS2/ RIGHT | Trauma | EA
04.112.623S | 10886982279309 | 2.7MM TI VA LCP CLAVICLE PLATE SHAFT/ CS2/ RIGHT/ STERILE | Trauma | EA
04.112.624 | 10886982278968 | 2.7MM TI VA LCP CLAVICLE PLATE SHAFT/ CS3/ LEFT | Trauma | EA
04.112.624S | 10886982279286 | 2.7MM TI VA LCP CLAVICLE PLATE SHAFT/ CS3/ LEFT/ STERILE | Trauma | EA
04.112.625 | 10886982278999 | 2.7MM TI VA LCP CLAVICLE PLATE SHAFT/ CS3/ RIGHT | Trauma | EA
04.112.625S | 10886982279316 | 2.7MM TI VA LCP CLAVICLE PLATE SHAFT/ CS3/ RIGHT/ STERILE | Trauma | EA
04.112.630 | 10886982279002 | 2.7MM TI VA LCP CLAVICLE PLATE MEDIAL/ LEFT | Trauma | EA
04.112.630S | 10886982279323 | 2.7MM TI VA LCP CLAVICLE PLATE MEDIAL/ LEFT/ STERILE | Trauma | EA
04.112.631 | 10886982279019 | 2.7MM TI VA LCP CLAVICLE PLATE MEDIAL/ RIGHT | Trauma | EA
04.112.631S | 10886982279330 | 2.7MM TI VA LCP CLAVICLE PLATE MEDIAL/ RIGHT/ STERILE | Trauma | EA
04.112.712S | 10886982296184 | 2.7MM TI VA LCP CLAVICLE PLATE SHAFT/ XL/ LEFT/ STERILE | Trauma | EA
04.112.713S | 10886982296191 | 2.7MM TI VA LCP CLAVICLE PLATE SHAFT/ XL/ RIGHT/ STERILE | Trauma | EA
60.133.145 | 10886982296344 | UNIVERSAL SMALL FRAGMENT VA LCP CLAVICLE ANATOMY TRAY | Trauma | EA
60.133.146 | 10886982296351 | UNIVERSAL SMALL FRAGMENT VA LCP CLAVICLE HOOK ANAT TRAY | Trauma | EA
60.133.147 | 10886982296368 | UNIVERSAL SMALL FRAGMENT VA LCP CLAVICLE TMPL TRAY | Trauma | EA
60.133.148 | 10886982296375 | UNIVERSAL SMALL FRAGMENT VA LCP CLAVICLE HOOK TMPL TRAY | Trauma | EA
60.133.188 | 10886982296382 | UNIVERSAL SMALL FRAGMENT PROXIMAL HUMERUS ANAT TRAY | Trauma | EA
60.133.190 | 10886982305978 | UNIVERSAL SMALL FRAGMENT VA LCP CLAVICLE INSTR TRAY | Trauma | EA
60.133.191 | 10886982305985 | VA LCP CLAVICLE LABEL SHEET FOR UNIVERSAL SMALL FRAGMENT | Trauma | EA
SD03.010.201 | 10886982297303 | SURELOCK CONNECTOR FRN PF, LEFT | Trauma | EA
SD03.010.202 | 10886982297310 | SURELOCK CONNECTOR FRN PF, RIGHT | Trauma | EA
SD03.010.203 | 10886982297327 | SURELOCK CONNECTOR FRN GT, LEFT | Trauma | EA
SD03.010.204 | 10886982297334 | SURELOCK CONNECTOR FRN GT, RIGHT | Trauma | EA
03.045.080 | 00190776152925 | MONOBLOC FLEXIBLE REAMER 8MM - STANDARD - DD | Trauma | EA
03.045.085 | 00190776152932 | MONOBLOC FLEXIBLE REAMER 8.5MM - STANDARD - DD | Trauma | EA
03.045.090 | 00190776152949 | MONOBLOC FLEXIBLE REAMER 9MM - STANDARD - DD | Trauma | EA
03.045.095 | 00190776152956 | MONOBLOC FLEXIBLE REAMER 9.5MM - STANDARD - DD | Trauma | EA
03.045.100 | 00190776152963 | MONOBLOC FLEXIBLE REAMER 10MM - STANDARD - DD | Trauma | EA
03.045.105 | 00190776152970 | MONOBLOC FLEXIBLE REAMER 10.5MM - STANDARD - DD | Trauma | EA
03.045.110 | 00190776152987 | MONOBLOC FLEXIBLE REAMER 11MM - STANDARD - DD | Trauma | EA
03.045.115 | 00190776152994 | MONOBLOC FLEXIBLE REAMER 11.5MM - STANDARD - DD | Trauma | EA
03.045.120 | 00190776153007 | MONOBLOC FLEXIBLE REAMER 12MM - STANDARD - DD | Trauma | EA
03.045.125 | 00190776153014 | MONOBLOC FLEXIBLE REAMER 12.5MM - STANDARD - DD | Trauma | EA
03.045.130 | 00190776153021 | MONOBLOC FLEXIBLE REAMER 13MM - STANDARD - DD | Trauma | EA
03.045.135 | 00190776153038 | MONOBLOC FLEXIBLE REAMER 13.5MM - STANDARD - DD | Trauma | EA
03.045.140 | 00190776153045 | MONOBLOC FLEXIBLE REAMER 14MM - STANDARD - DD | Trauma | EA
03.045.145 | 00190776153052 | MONOBLOC FLEXIBLE REAMER 14.5MM - STANDARD - DD | Trauma | EA
03.045.150 | 00190776153069 | MONOBLOC FLEXIBLE REAMER 15MM - STANDARD - DD | Trauma | EA
03.045.155 | 00190776153076 | MONOBLOC FLEXIBLE REAMER 15.5MM - STANDARD - DD | Trauma | EA
03.045.160 | 00190776153083 | MONOBLOC FLEXIBLE REAMER 16MM - STANDARD - DD | Trauma | EA
03.045.165 | 00190776153090 | MONOBLOC FLEXIBLE REAMER 16.5MM - STANDARD - DD | Trauma | EA
03.045.170 | 00190776153106 | MONOBLOC FLEXIBLE REAMER 17MM - STANDARD - DD | Trauma | EA
03.045.175 | 00190776153113 | MONOBLOC FLEXIBLE REAMER 17.5MM - STANDARD - DD | Trauma | EA
03.045.180 | 00190776153120 | MONOBLOC FLEXIBLE REAMER 18MM - STANDARD - DD | Trauma | EA
03.045.280 | 00190776153137 | MONOBLOC FLEXIBLE REAMER 8MM - LONG - DD | Trauma | EA
03.045.285 | 00190776153144 | MONOBLOC FLEXIBLE REAMER 8.5MM - LONG - DD | Trauma | EA
03.045.290 | 00190776153151 | MONOBLOC FLEXIBLE REAMER 9MM - LONG - DD | Trauma | EA
03.045.295 | 00190776153168 | MONOBLOC FLEXIBLE REAMER 9.5MM - LONG - DD | Trauma | EA
03.045.300 | 00190776153175 | MONOBLOC FLEXIBLE REAMER 10MM - LONG - DD | Trauma | EA
03.045.305 | 00190776153182 | MONOBLOC FLEXIBLE REAMER 10.5MM - LONG - DD | Trauma | EA
03.045.310 | 00190776153199 | MONOBLOC FLEXIBLE REAMER 11MM - LONG - DD | Trauma | EA
03.045.315 | 00190776153205 | MONOBLOC FLEXIBLE REAMER 11.5MM - LONG - DD | Trauma | EA
03.045.320 | 00190776153212 | MONOBLOC FLEXIBLE REAMER 12MM - LONG - DD | Trauma | EA
03.045.325 | 00190776153229 | MONOBLOC FLEXIBLE REAMER 12.5MM - LONG - DD | Trauma | EA
03.045.330 | 00190776153236 | MONOBLOC FLEXIBLE REAMER 13MM - LONG - DD | Trauma | EA
03.045.335 | 00190776153243 | MONOBLOC FLEXIBLE REAMER 13.5MM - LONG - DD | Trauma | EA
03.045.340 | 00190776153250 | MONOBLOC FLEXIBLE REAMER 14MM - LONG - DD | Trauma | EA
03.045.345 | 00190776153267 | MONOBLOC FLEXIBLE REAMER 14.5MM - LONG - DD | Trauma | EA
03.045.350 | 00190776153274 | MONOBLOC FLEXIBLE REAMER 15MM - LONG - DD | Trauma | EA
03.045.355 | 00190776153281 | MONOBLOC FLEXIBLE REAMER 15.5MM - LONG - DD | Trauma | EA
03.045.360 | 00190776153298 | MONOBLOC FLEXIBLE REAMER 16MM - LONG - DD | Trauma | EA
03.045.365 | 00190776153304 | MONOBLOC FLEXIBLE REAMER 16.5MM - LONG - DD | Trauma | EA
03.045.370 | 00190776153311 | MONOBLOC FLEXIBLE REAMER 17MM - LONG - DD | Trauma | EA
03.045.375 | 00190776153328 | MONOBLOC FLEXIBLE REAMER 17.5MM - LONG - DD | Trauma | EA
03.045.380 | 00190776153335 | MONOBLOC FLEXIBLE REAMER 18MM - LONG - DD | Trauma | EA
60.045.050 | 00190776153342 | MONOBLOC FLEXIBLE REAMER STANDARD CASE BASE - DD | Trauma | EA
60.045.051 | 00190776153359 | MONOBLOC FLEXIBLE REAMER STANDARD CASE LID - DD | Trauma | EA
60.045.052 | 00190776153366 | MONOBLOC FLEXIBLE REAMER LONG CASE BASE - DD | Trauma | EA
60.045.053 | 00190776153373 | MONOBLOC FLEXIBLE REAMER LONG CASE LID - DD | Trauma | EA
60.045.054 | 00190776157685 | MONOBLOC FLEXIBLE REAMER STANDARD OUTLIER BASE - DD | Trauma | EA
60.045.055 | 00190776157692 | MONOBLOC FLEXIBLE REAMER LONG OUTLIER BASE - DD | Trauma | EA
60.045.056 | 00190776157708 | MONOBLOC FLEXIBLE REAMER STANDARD OUTER CASE BASE - DD | Trauma | EA
60.045.057 | 00190776157715 | MONOBLOC FLEXIBLE REAMER STANDARD OUTER LID - DD | Trauma | EA
NA600 | 10886982307279 | STORAGE RACK F/STERILE TUBES SIZE M | Trauma | P4
NA601 | 10886982307286 | STORAGE RACK F/STERILE TUBES SIZE L/L+ | Trauma | OP
03.233.010S | 10886982291844 | REAMING ROD / Ã 3.8MM BALL TIP Ã 3.0MM / 950MM - STERILE | Trauma | EA
03.233.011S | 10886982299789 | REAMING ROD / Ã 3.8MM BALL TIP Ã 3.0MM / 1150MM - STERILE | Trauma | EA
SD03.010.495 | 10886982306043 | IM REDUCTION TOOL MODIFIED BEND | Trauma | EA
04.043.105S | 10886982297570 | TIBIAL NAIL-ADVANCED / 9MM 255MM / STERILE | Trauma | EA
04.043.110S | 10886982297587 | TIBIAL NAIL-ADVANCED / 9MM 270MM / STERILE | Trauma | EA
04.043.115S | 10886982297594 | TIBIAL NAIL-ADVANCED / 9MM 285MM / STERILE | Trauma | EA
04.043.120S | 10886982297600 | TIBIAL NAIL-ADVANCED / 9MM 300MM / STERILE | Trauma | EA
04.043.125S | 10886982297617 | TIBIAL NAIL-ADVANCED / 9MM 315MM / STERILE | Trauma | EA
04.043.130S | 10886982297624 | TIBIAL NAIL-ADVANCED / 9MM 330MM / STERILE | Trauma | EA
04.043.135S | 10886982297631 | TIBIAL NAIL-ADVANCED / 9MM 345MM / STERILE | Trauma | EA
04.043.140S | 10886982297648 | TIBIAL NAIL-ADVANCED / 9MM 360MM / STERILE | Trauma | EA
04.043.145S | 10886982297655 | TIBIAL NAIL-ADVANCED / 9MM 375MM / STERILE | Trauma | EA
04.043.150S | 10886982297662 | TIBIAL NAIL-ADVANCED / 9MM 390MM / STERILE | Trauma | EA
04.043.155S | 10886982297679 | TIBIAL NAIL-ADVANCED / 9MM 405MM / STERILE | Trauma | EA
04.043.160S | 10886982297686 | TIBIAL NAIL-ADVANCED / 9MM 420MM / STERILE | Trauma | EA
04.043.165S | 10886982297693 | TIBIAL NAIL-ADVANCED / 9MM 435MM / STERILE | Trauma | EA
04.043.170S | 10886982297709 | TIBIAL NAIL-ADVANCED / 9MM 450MM / STERILE | Trauma | EA
04.043.175S | 10886982297716 | TIBIAL NAIL-ADVANCED / 9MM 465MM / STERILE | Trauma | EA
04.043.205S | 10886982297723 | TIBIAL NAIL-ADVANCED / 10MM 255MM / STERILE | Trauma | EA
04.043.210S | 10886982297730 | TIBIAL NAIL-ADVANCED / 10MM 270MM / STERILE | Trauma | EA
04.043.215S | 10886982297747 | TIBIAL NAIL-ADVANCED / 10MM 285MM / STERILE | Trauma | EA
04.043.220S | 10886982297754 | TIBIAL NAIL-ADVANCED / 10MM 300MM / STERILE | Trauma | EA
04.043.225S | 10886982297761 | TIBIAL NAIL-ADVANCED / 10MM 315MM / STERILE | Trauma | EA
04.043.230S | 10886982297778 | TIBIAL NAIL-ADVANCED / 10MM 330MM / STERILE | Trauma | EA
04.043.235S | 10886982297785 | TIBIAL NAIL-ADVANCED / 10MM 345MM / STERILE | Trauma | EA
04.043.240S | 10886982297792 | TIBIAL NAIL-ADVANCED / 10MM 360MM / STERILE | Trauma | EA
04.043.245S | 10886982297808 | TIBIAL NAIL-ADVANCED / 10MM 375MM / STERILE | Trauma | EA
04.043.250S | 10886982297815 | TIBIAL NAIL-ADVANCED / 10MM 390MM / STERILE | Trauma | EA
04.043.255S | 10886982297822 | TIBIAL NAIL-ADVANCED / 10MM 405MM / STERILE | Trauma | EA
04.043.260S | 10886982297839 | TIBIAL NAIL-ADVANCED / 10MM 420MM / STERILE | Trauma | EA
04.043.265S | 10886982297846 | TIBIAL NAIL-ADVANCED / 10MM 435MM / STERILE | Trauma | EA
04.043.270S | 10886982297853 | TIBIAL NAIL-ADVANCED / 10MM 450MM / STERILE | Trauma | EA
04.043.275S | 10886982297860 | TIBIAL NAIL-ADVANCED / 10MM 465MM / STERILE | Trauma | EA
04.043.305S | 10886982298171 | TIBIAL NAIL-ADVANCED / 11MM 255MM / STERILE | Trauma | EA
04.043.310S | 10886982298188 | TIBIAL NAIL-ADVANCED / 11MM 270MM / STERILE | Trauma | EA
04.043.315S | 10886982298195 | TIBIAL NAIL-ADVANCED / 11MM 285MM / STERILE | Trauma | EA
04.043.320S | 10886982298201 | TIBIAL NAIL-ADVANCED / 11MM 300MM / STERILE | Trauma | EA
04.043.325S | 10886982298218 | TIBIAL NAIL-ADVANCED / 11MM 315MM / STERILE | Trauma | EA
04.043.330S | 10886982298225 | TIBIAL NAIL-ADVANCED / 11MM 330MM / STERILE | Trauma | EA
04.043.335S | 10886982298232 | TIBIAL NAIL-ADVANCED / 11MM 345MM / STERILE | Trauma | EA
04.043.340S | 10886982298249 | TIBIAL NAIL-ADVANCED / 11MM 360MM / STERILE | Trauma | EA
04.043.345S | 10886982298256 | TIBIAL NAIL-ADVANCED / 11MM 375MM / STERILE | Trauma | EA
04.043.350S | 10886982298263 | TIBIAL NAIL-ADVANCED / 11MM 390MM / STERILE | Trauma | EA
04.043.355S | 10886982298270 | TIBIAL NAIL-ADVANCED / 11MM 405MM / STERILE | Trauma | EA
04.043.360S | 10886982298287 | TIBIAL NAIL-ADVANCED / 11MM 420MM / STERILE | Trauma | EA
04.043.365S | 10886982298294 | TIBIAL NAIL-ADVANCED / 11MM 435MM / STERILE | Trauma | EA
04.043.370S | 10886982298300 | TIBIAL NAIL-ADVANCED / 11MM 450MM / STERILE | Trauma | EA
04.043.375S | 10886982298317 | TIBIAL NAIL-ADVANCED / 11MM 465MM / STERILE | Trauma | EA
04.043.405S | 10886982298027 | TIBIAL NAIL-ADVANCED / 12MM 255MM / STERILE | Trauma | EA
04.043.410S | 10886982298034 | TIBIAL NAIL-ADVANCED / 12MM 270MM / STERILE | Trauma | EA
04.043.415S | 10886982298041 | TIBIAL NAIL-ADVANCED / 12MM 285MM / STERILE | Trauma | EA
04.043.420S | 10886982298058 | TIBIAL NAIL-ADVANCED / 12MM 300MM / STERILE | Trauma | EA
04.043.425S | 10886982298065 | TIBIAL NAIL-ADVANCED / 12MM 315MM / STERILE | Trauma | EA
04.043.430S | 10886982298072 | TIBIAL NAIL-ADVANCED / 12MM 330MM / STERILE | Trauma | EA
04.043.435S | 10886982298089 | TIBIAL NAIL-ADVANCED / 12MM 345MM / STERILE | Trauma | EA
04.043.440S | 10886982298096 | TIBIAL NAIL-ADVANCED / 12MM 360MM / STERILE | Trauma | EA
04.043.445S | 10886982298102 | TIBIAL NAIL-ADVANCED / 12MM 375MM / STERILE | Trauma | EA
04.043.450S | 10886982298119 | TIBIAL NAIL-ADVANCED / 12MM 390MM / STERILE | Trauma | EA
04.043.455S | 10886982298126 | TIBIAL NAIL-ADVANCED / 12MM 405MM / STERILE | Trauma | EA
04.043.460S | 10886982298133 | TIBIAL NAIL-ADVANCED / 12MM 420MM / STERILE | Trauma | EA
04.043.465S | 10886982298140 | TIBIAL NAIL-ADVANCED / 12MM 435MM / STERILE | Trauma | EA
04.043.470S | 10886982298157 | TIBIAL NAIL-ADVANCED / 12MM 450MM / STERILE | Trauma | EA
04.043.475S | 10886982298164 | TIBIAL NAIL-ADVANCED / 12MM 465MM / STERILE | Trauma | EA
04.043.505S | 10886982297884 | TIBIAL NAIL-ADVANCED / 13MM 255MM / STERILE | Trauma | EA
04.043.510S | 10886982297877 | TIBIAL NAIL-ADVANCED / 13MM 270MM / STERILE | Trauma | EA
04.043.515S | 10886982297891 | TIBIAL NAIL-ADVANCED / 13MM 285MM / STERILE | Trauma | EA
04.043.520S | 10886982297907 | TIBIAL NAIL-ADVANCED / 13MM 300MM / STERILE | Trauma | EA
04.043.525S | 10886982297914 | TIBIAL NAIL-ADVANCED / 13MM 315MM / STERILE | Trauma | EA
04.043.530S | 10886982297921 | TIBIAL NAIL-ADVANCED / 13MM 330MM / STERILE | Trauma | EA
04.043.535S | 10886982297938 | TIBIAL NAIL-ADVANCED / 13MM 345MM / STERILE | Trauma | EA
04.043.540S | 10886982297945 | TIBIAL NAIL-ADVANCED / 13MM 360MM / STERILE | Trauma | EA
04.043.545S | 10886982297952 | TIBIAL NAIL-ADVANCED / 13MM 375MM / STERILE | Trauma | EA
04.043.550S | 10886982297969 | TIBIAL NAIL-ADVANCED / 13MM 390MM / STERILE | Trauma | EA
04.043.555S | 10886982297976 | TIBIAL NAIL-ADVANCED / 13MM 405MM / STERILE | Trauma | EA
04.043.560S | 10886982297983 | TIBIAL NAIL-ADVANCED / 13MM 420MM / STERILE | Trauma | EA
04.043.565S | 10886982297990 | TIBIAL NAIL-ADVANCED / 13MM 435MM / STERILE | Trauma | EA
04.043.570S | 10886982298003 | TIBIAL NAIL-ADVANCED / 13MM 450MM / STERILE | Trauma | EA
04.043.575S | 10886982298010 | TIBIAL NAIL-ADVANCED / 13MM 465MM / STERILE | Trauma | EA
04.353.565 | 00810040635298 | 4.5MM TI CANN SCREW + ST - 65MM | Trauma | EA
04.353.570 | 00810040635304 | 4.5MM TI CANN SCREW + ST - 70MM | Trauma | EA
04.353.575 | 00810040635311 | 4.5MM TI CANN SCREW + ST - 75MM | Trauma | EA
04.353.580 | 00810040635328 | 4.5MM TI CANN SCREW + ST - 80MM | Trauma | EA
04.353.585 | 00810040635335 | 4.5MM TI CANN SCREW + ST - 85MM | Trauma | EA
04.353.590 | 00810040635342 | 4.5MM TI CANN SCREW + ST - 90MM | Trauma | EA
04.353.595 | 00810040682360 | 4.5MM TI CANN SCREW + ST - 95MM | Trauma | EA
04.353.600 | 00810040682476 | 5.5MM TI CANN SCREW + ST - 100MM | Trauma | EA
04.353.601 | 00810040682483 | 5.5MM TI CANN SCREW + ST - 105MM | Trauma | EA
04.353.602 | 00810040682490 | 5.5MM TI CANN SCREW + ST - 110MM | Trauma | EA
04.353.620 | 00810040636721 | 5.5MM TI CANN SCREW + ST - 20MM | Trauma | EA
04.353.622 | 00810040636738 | 5.5MM TI CANN SCREW + ST - 22MM | Trauma | EA
04.353.624 | 00810040636745 | 5.5MM TI CANN SCREW + ST - 24MM | Trauma | EA
04.353.626 | 00810040636752 | 5.5MM TI CANN SCREW + ST - 26MM | Trauma | EA
04.353.628 | 00810040636769 | 5.5MM TI CANN SCREW + ST - 28MM | Trauma | EA
04.353.630 | 00810040636776 | 5.5MM TI CANN SCREW + ST - 30MM | Trauma | EA
04.353.632 | 00810040636783 | 5.5MM TI CANN SCREW + ST - 32MM | Trauma | EA
04.353.634 | 00810040636790 | 5.5MM TI CANN SCREW + ST - 34MM | Trauma | EA
04.353.636 | 00810040636806 | 5.5MM TI CANN SCREW + ST - 36MM | Trauma | EA
04.353.638 | 00810040636813 | 5.5MM TI CANN SCREW + ST - 38MM | Trauma | EA
04.353.640 | 00810040636820 | 5.5MM TI CANN SCREW + ST - 40MM | Trauma | EA
04.353.642 | 00810040636837 | 5.5MM TI CANN SCREW + ST - 42MM | Trauma | EA
04.353.644 | 00810040636844 | 5.5MM TI CANN SCREW + ST - 44MM | Trauma | EA
04.353.646 | 00810040636851 | 5.5MM TI CANN SCREW + ST - 46MM | Trauma | EA
04.353.648 | 00810040636868 | 5.5MM TI CANN SCREW + ST - 48MM | Trauma | EA
04.353.650 | 00810040636875 | 5.5MM TI CANN SCREW + ST - 50MM | Trauma | EA
04.353.655 | 00810040683183 | 5.5MM TI CANN SCREW + ST - 55MM | Trauma | EA
04.353.660 | 00810040636929 | 5.5MM TI CANN SCREW + ST - 60MM | Trauma | EA
04.353.665 | 00810040636936 | 5.5MM TI CANN SCREW + ST - 65MM | Trauma | EA
04.353.670 | 00810040636943 | 5.5MM TI CANN SCREW + ST - 70MM | Trauma | EA
04.353.675 | 00810040636950 | 5.5MM TI CANN SCREW + ST - 75MM | Trauma | EA
04.353.680 | 00810040636967 | 5.5MM TI CANN SCREW + ST - 80MM | Trauma | EA
04.353.685 | 00810040636974 | 5.5MM TI CANN SCREW + ST - 85MM | Trauma | EA
04.353.690 | 00810040636981 | 5.5MM TI CANN SCREW + ST - 90MM | Trauma | EA
04.353.695 | 00810040682506 | 5.5MM TI CANN SCREW + ST - 95MM | Trauma | EA
04.354.500 | 00810040682377 | 4.5MM TI CANN SCREW + LT - 100MM | Trauma | EA
04.354.501 | 00810040682384 | 4.5MM TI CANN SCREW + LT - 105MM | Trauma | EA
04.354.502 | 00810040682391 | 4.5MM TI CANN SCREW + LT - 110MM | Trauma | EA
04.354.530 | 00810040635663 | 4.5MM TI CANN SCREW + LT - 30MM | Trauma | EA
04.354.532 | 00810040635670 | 4.5MM TI CANN SCREW + LT - 32MM | Trauma | EA
04.354.534 | 00810040635687 | 4.5MM TI CANN SCREW + LT - 34MM | Trauma | EA
04.354.536 | 00810040635694 | 4.5MM TI CANN SCREW + LT - 36MM | Trauma | EA
04.354.538 | 00810040635700 | 4.5MM TI CANN SCREW + LT - 38MM | Trauma | EA
04.354.540 | 00810040635717 | 4.5MM TI CANN SCREW + LT - 40MM | Trauma | EA
04.354.542 | 00810040635724 | 4.5MM TI CANN SCREW + LT - 42MM | Trauma | EA
04.354.544 | 00810040635731 | 4.5MM TI CANN SCREW + LT - 44MM | Trauma | EA
04.354.546 | 00810040635748 | 4.5MM TI CANN SCREW + LT - 46MM | Trauma | EA
04.354.548 | 00810040635755 | 4.5MM TI CANN SCREW + LT - 48MM | Trauma | EA
04.354.550 | 00810040635762 | 4.5MM TI CANN SCREW + LT - 50MM | Trauma | EA
04.354.555 | 00810040683107 | 4.5MM TI CANN SCREW + LT - 55MM | Trauma | EA
04.354.560 | 00810040635816 | 4.5MM TI CANN SCREW + LT - 60MM | Trauma | EA
04.354.565 | 00810040635823 | 4.5MM TI CANN SCREW + LT - 65MM | Trauma | EA
04.354.570 | 00810040635830 | 4.5MM TI CANN SCREW + LT - 70MM | Trauma | EA
04.354.575 | 00810040635847 | 4.5MM TI CANN SCREW + LT - 75MM | Trauma | EA
04.354.580 | 00810040635854 | 4.5MM TI CANN SCREW + LT - 80MM | Trauma | EA
04.354.585 | 00810040635861 | 4.5MM TI CANN SCREW + LT - 85MM | Trauma | EA
04.354.590 | 00810040635878 | 4.5MM TI CANN SCREW + LT - 90MM | Trauma | EA
04.354.595 | 00810040682414 | 4.5MM TI CANN SCREW + LT - 95MM | Trauma | EA
04.354.600 | 00810040682513 | 5.5MM TI CANN SCREW + LT - 100MM | Trauma | EA
04.354.601 | 00810040682520 | 5.5MM TI CANN SCREW + LT - 105MM | Trauma | EA
04.354.602 | 00810040682537 | 5.5MM TI CANN SCREW + LT - 110MM | Trauma | EA
04.354.630 | 00810040637308 | 5.5MM TI CANN SCREW + LT - 30MM | Trauma | EA
04.354.632 | 00810040637315 | 5.5MM TI CANN SCREW + LT - 32MM | Trauma | EA
04.354.634 | 00810040637322 | 5.5MM TI CANN SCREW + LT - 34MM | Trauma | EA
04.354.636 | 00810040637339 | 5.5MM TI CANN SCREW + LT - 36MM | Trauma | EA
04.354.638 | 00810040637346 | 5.5MM TI CANN SCREW + LT - 38MM | Trauma | EA
04.354.640 | 00810040637353 | 5.5MM TI CANN SCREW + LT - 40MM | Trauma | EA
04.354.642 | 00810040637360 | 5.5MM TI CANN SCREW + LT - 42MM | Trauma | EA
04.354.644 | 00810040637377 | 5.5MM TI CANN SCREW + LT - 44MM | Trauma | EA
04.354.646 | 00810040637384 | 5.5MM TI CANN SCREW + LT - 46MM | Trauma | EA
04.354.648 | 00810040637391 | 5.5MM TI CANN SCREW + LT - 48MM | Trauma | EA
04.354.650 | 00810040637407 | 5.5MM TI CANN SCREW + LT - 50MM | Trauma | EA
04.354.655 | 00810040682544 | 5.5MM TI CANN SCREW + LT - 55MM | Trauma | EA
04.354.660 | 00810040637452 | 5.5MM TI CANN SCREW + LT - 60MM | Trauma | EA
04.354.665 | 00810040637469 | 5.5MM TI CANN SCREW + LT - 65MM | Trauma | EA
04.354.670 | 00810040637476 | 5.5MM TI CANN SCREW + LT - 70MM | Trauma | EA
04.354.675 | 00810040637483 | 5.5MM TI CANN SCREW + LT - 75MM | Trauma | EA
04.354.680 | 00810040637490 | 5.5MM TI CANN SCREW + LT - 80MM | Trauma | EA
04.354.685 | 00810040637506 | 5.5MM TI CANN SCREW + LT - 85MM | Trauma | EA
04.354.690 | 00810040637513 | 5.5MM TI CANN SCREW + LT - 90MM | Trauma | EA
04.354.695 | 00810040682551 | 5.5MM TI CANN SCREW + LT - 95MM | Trauma | EA
04.355.500 | 00810040683152 | 4.5MM TI CANN SCREW + FT - 100MM | Trauma | EA
04.355.501 | 00810040683169 | 4.5MM TI CANN SCREW + FT - 105MM | Trauma | EA
04.355.502 | 00810040683176 | 4.5MM TI CANN SCREW + FT - 110MM | Trauma | EA
04.355.520 | 00810040636141 | 4.5MM TI CANN SCREW + FT - 20MM | Trauma | EA
04.355.522 | 00810040636158 | 4.5MM TI CANN SCREW + FT - 22MM | Trauma | EA
04.355.524 | 00810040636165 | 4.5MM TI CANN SCREW + FT - 24MM | Trauma | EA
04.355.526 | 00810040636172 | 4.5MM TI CANN SCREW + FT - 26MM | Trauma | EA
04.355.528 | 00810040636189 | 4.5MM TI CANN SCREW + FT - 28MM | Trauma | EA
04.355.530 | 00810040636196 | 4.5MM TI CANN SCREW + FT - 30MM | Trauma | EA
04.355.532 | 00810040636202 | 4.5MM TI CANN SCREW + FT - 32MM | Trauma | EA
04.355.534 | 00810040636219 | 4.5MM TI CANN SCREW + FT - 34MM | Trauma | EA
04.355.536 | 00810040636226 | 4.5MM TI CANN SCREW + FT - 36MM | Trauma | EA
04.355.538 | 00810040636233 | 4.5MM TI CANN SCREW + FT - 38MM | Trauma | EA
04.355.540 | 00810040636240 | 4.5MM TI CANN SCREW + FT - 40MM | Trauma | EA
04.355.542 | 00810040636257 | 4.5MM TI CANN SCREW + FT - 42MM | Trauma | EA
04.355.544 | 00810040636264 | 4.5MM TI CANN SCREW + FT - 44MM | Trauma | EA
04.355.546 | 00810040636271 | 4.5MM TI CANN SCREW + FT - 46MM | Trauma | EA
04.355.548 | 00810040636288 | 4.5MM TI CANN SCREW + FT - 48MM | Trauma | EA
04.355.550 | 00810040636295 | 4.5MM TI CANN SCREW + FT - 50MM | Trauma | EA
04.355.555 | 00810040683121 | 4.5MM TI CANN SCREW + FT - 55MM | Trauma | EA
04.355.560 | 00810040636349 | 4.5MM TI CANN SCREW + FT - 60MM | Trauma | EA
04.355.565 | 00810040636356 | 4.5MM TI CANN SCREW + FT - 65MM | Trauma | EA
04.355.570 | 00810040636363 | 4.5MM TI CANN SCREW + FT - 70MM | Trauma | EA
04.355.575 | 00810040636370 | 4.5MM TI CANN SCREW + FT - 75MM | Trauma | EA
04.355.580 | 00810040636387 | 4.5MM TI CANN SCREW + FT - 80MM | Trauma | EA
04.355.585 | 00810040636394 | 4.5MM TI CANN SCREW + FT - 85MM | Trauma | EA
04.355.590 | 00810040636400 | 4.5MM TI CANN SCREW + FT - 90MM | Trauma | EA
04.355.595 | 00810040683145 | 4.5MM TI CANN SCREW + FT - 95MM | Trauma | EA
04.355.600 | 00810040682568 | 5.5MM TI CANN SCREW + FT - 100MM | Trauma | EA
04.355.601 | 00810040682575 | 5.5MM TI CANN SCREW + FT - 105MM | Trauma | EA
04.355.602 | 00810040682582 | 5.5MM TI CANN SCREW + FT - 110MM | Trauma | EA
04.355.620 | 00810040637780 | 5.5MM TI CANN SCREW + FT - 20MM | Trauma | EA
04.355.622 | 00810040637797 | 5.5MM TI CANN SCREW + FT - 22MM | Trauma | EA
04.355.624 | 00810040637803 | 5.5MM TI CANN SCREW + FT - 24MM | Trauma | EA
04.355.626 | 00810040637810 | 5.5MM TI CANN SCREW + FT - 26MM | Trauma | EA
04.355.628 | 00810040637827 | 5.5MM TI CANN SCREW + FT - 28MM | Trauma | EA
04.355.630 | 00810040637834 | 5.5MM TI CANN SCREW + FT - 30MM | Trauma | EA
04.355.632 | 00810040637841 | 5.5MM TI CANN SCREW + FT - 32MM | Trauma | EA
04.355.634 | 00810040637858 | 5.5MM TI CANN SCREW + FT - 34MM | Trauma | EA
04.355.636 | 00810040637865 | 5.5MM TI CANN SCREW + FT - 36MM | Trauma | EA
04.355.638 | 00810040637872 | 5.5MM TI CANN SCREW + FT - 38MM | Trauma | EA
04.355.640 | 00810040637889 | 5.5MM TI CANN SCREW + FT - 40MM | Trauma | EA
04.355.642 | 00810040637896 | 5.5MM TI CANN SCREW + FT - 42MM | Trauma | EA
04.355.644 | 00810040637902 | 5.5MM TI CANN SCREW + FT - 44MM | Trauma | EA
04.355.646 | 00810040637919 | 5.5MM TI CANN SCREW + FT - 46MM | Trauma | EA
04.355.648 | 00810040637926 | 5.5MM TI CANN SCREW + FT - 48MM | Trauma | EA
04.355.650 | 00810040637933 | 5.5MM TI CANN SCREW + FT - 50MM | Trauma | EA
04.355.655 | 00810040683206 | 5.5MM TI CANN SCREW + FT - 55MM | Trauma | EA
04.355.660 | 00810040637988 | 5.5MM TI CANN SCREW + FT - 60MM | Trauma | EA
04.355.665 | 00810040637995 | 5.5MM TI CANN SCREW + FT - 65MM | Trauma | EA
04.355.670 | 00810040638008 | 5.5MM TI CANN SCREW + FT - 70MM | Trauma | EA
04.355.675 | 00810040638015 | 5.5MM TI CANN SCREW + FT - 75MM | Trauma | EA
04.355.680 | 00810040638022 | 5.5MM TI CANN SCREW + FT - 80MM | Trauma | EA
04.355.685 | 00810040638039 | 5.5MM TI CANN SCREW + FT - 85MM | Trauma | EA
04.355.690 | 00810040638046 | 5.5MM TI CANN SCREW + FT - 90MM | Trauma | EA
04.355.695 | 00810040682605 | 5.5MM TI CANN SCREW + FT - 95MM | Trauma | EA
60.333.024 | 00810040682254 | SCREW RACK FOR Ã4.5MM SCREWS | Trauma | EA
60.333.025 | 00810040682261 | SCREW RACK FOR Ã5.5MM SCREWS | Trauma | EA
60.333.028 | 00810040682292 | SCREW RACK FOR Ã4.5/5.5MM SCREWS | Trauma | EA
60.333.120 | 00810040682315 | INSTRUMENT TRAY FOR Ã6.5/7.5MM SCREWS 3/3 | Trauma | EA
61.313.005 | 10886982306517 | MAXFRAME(TM)HALF & THIRD RINGS 120MM/ 150MM/ 180 MM/210MM | Trauma | EA
SD03.127.007 | 10886982335500 | INSERTION HANDLE PROX TIBIA VA-LCP SMALL BEND PLATE-RT | Trauma | EA
SD03.127.008 | 10886982335517 | INSERTION HANDLE PROX TIBIA VA-LCP SMALL BEND PLATE-LT | Trauma | EA
SD355.141 | 10886982339065 | 11MM HEX THUMBWHEEL DRIVER SELF-RETAINING | Trauma | EA
RECEIVER-HC | 10886982335661 | RECEIVER FOR WIRELESS HAND CONTROL - EG1A | Trauma | EA
WIRELESS-HC | 10886982335678 | WIRELESS HAND CONTROL - EG1A | Trauma | EA
60.133.200 | 10886982312259 | OUTER CASE 2 HIGH 3/3 WIDTH/ ALUM | Trauma | EA
03.043.011S | 10886982298843 | PROTECTION SLEEVE/TIB FIX/FLEX LONG / NAILS Ã 8-13MM / STER | Trauma | EA
SD03.212.010 | 20886982313437 | 2.0MM OLIVE WIRE 10MM THREADED TIP | Trauma | P5
SD03.212.015 | 20886982313444 | 2.0MM OLIVE WIRE 15MM THREADED TIP | Trauma | P5
SD03.212.020 | 20886982313451 | 2.0MM OLIVE WIRE 20MM THREADED TIP | Trauma | P5
SD03.212.030 | 20886982313468 | 2.0MM OLIVE WIRE 30MM THREADED TIP | Trauma | P5
SD03.212.110 | 20886982313475 | 2.0MM OLIVE WIRE 10MM TROCAR TIP | Trauma | P5
SD03.212.115 | 20886982313482 | 2.0MM OLIVE WIRE 15MM TROCAR TIP | Trauma | P5
SD03.212.120 | 20886982313499 | 2.0MM OLIVE WIRE 20MM TROCAR TIP | Trauma | P5
SD03.212.130 | 20886982313505 | 2.0MM OLIVE WIRE 30MM TROCAR TIP | Trauma | P5
SD03.212.210 | 20886982313512 | 2.5MM OLIVE WIRE 10MM THREADED TIP | Trauma | P5
SD03.212.215 | 20886982313529 | 2.5MM OLIVE WIRE 15MM THREADED TIP | Trauma | P5
SD03.212.220 | 20886982313536 | 2.5MM OLIVE WIRE 20MM THREADED TIP | Trauma | P5
SD03.212.230 | 20886982313543 | 2.5MM OLIVE WIRE 30MM THREADED TIP | Trauma | P5
SD03.212.310 | 20886982313550 | 2.5MM OLIVE WIRE 10MM TROCAR TIP | Trauma | P5
SD03.212.315 | 20886982313567 | 2.5MM OLIVE WIRE 15MM TROCAR TIP | Trauma | P5
SD03.212.320 | 20886982313574 | 2.5MM OLIVE WIRE 20MM TROCAR TIP | Trauma | P5
SD03.212.330 | 20886982313604 | 2.5MM OLIVE WIRE 30MM TROCAR TIP | Trauma | P5
03.333.006S | 00810040681905 | 2.8MM GUIDE WIRE/450MM LENGTH FLUTED TIP-STER | Trauma | EA
03.333.011 | 00810040681837 | THREADED GUIDE WIRE Ã1.1MM X 150MM | Trauma | EA
03.333.012 | 00810040681844 | THREADED GUIDE WIRE Ã1.4MM X 150MM | Trauma | EA
03.333.013 | 00810040681851 | THREADED GUIDE WIRE Ã1.6MM X 220MM | Trauma | EA
03.333.014 | 00810040681875 | THREADED GUIDE WIRE Ã2.8MM X 220MM | Trauma | EA
03.333.015 | 00810040681882 | THREADED GUIDE WIRE Ã2.8MM X 300MM | Trauma | EA
03.333.016S | 00810040681974 | 2.8MM THREADED GUIDE WIRE 450MM LENGTH-STER | Trauma | EA
60.116.577 | 10886982247018 | LABEL PACK F/4.0MM CORTEX SCR F/MODULAR GRAPHIC CSE SYS | Trauma | EA
SD03.010.019 | 10886982335630 | DEPTH GAUGE, Ã2.7 TO 4.0 SCREW | Trauma | EA
04.353.032TS | 00810040630378 | 2.0MM TI CANN SCREW + ST - 32MM - STER | Trauma | EA
04.353.034TS | 00810040630385 | 2.0MM TI CANN SCREW + ST - 34MM - STER | Trauma | EA
04.353.036TS | 00810040630392 | 2.0MM TI CANN SCREW + ST - 36MM - STER | Trauma | EA
04.353.038TS | 00810040630408 | 2.0MM TI CANN SCREW + ST - 38MM - STER | Trauma | EA
04.353.040TS | 00810040630415 | 2.0MM TI CANN SCREW + ST - 40MM - STER | Trauma | EA
04.353.465S | 00810080884731 | 4.0MM TI CANN SCREW + ST - 65MM - STER | Trauma | EA
04.353.470S | 00810080884748 | 4.0MM TI CANN SCREW + ST - 70MM - STER | Trauma | EA
04.353.475S | 00810080884755 | 4.0MM TI CANN SCREW + ST - 75MM - STER | Trauma | EA
04.353.709S | 00810080885417 | 6.5MM TI CANN SCREW + ST - 145MM - STER | Trauma | EA
04.353.710S | 00810080885424 | 6.5MM TI CANN SCREW + ST - 150MM - STER | Trauma | EA
04.353.711S | 00810080885431 | 6.5MM TI CANN SCREW + ST - 155MM - STER | Trauma | EA
04.353.712S | 00810080885448 | 6.5MM TI CANN SCREW + ST - 160MM - STER | Trauma | EA
04.353.713S | 00810080885455 | 6.5MM TI CANN SCREW + ST - 165MM - STER | Trauma | EA
04.353.714S | 00810080885462 | 6.5MM TI CANN SCREW + ST - 170MM - STER | Trauma | EA
04.353.715S | 00810080885479 | 6.5MM TI CANN SCREW + ST - 175MM - STER | Trauma | EA
04.353.716S | 00810080885486 | 6.5MM TI CANN SCREW + ST - 180MM - STER | Trauma | EA
04.353.809S | 00810080885721 | 7.5MM TI CANN SCREW + ST - 145MM - STER | Trauma | EA
04.353.810S | 00810080885738 | 7.5MM TI CANN SCREW + ST - 150MM - STER | Trauma | EA
04.353.811S | 00810080885745 | 7.5MM TI CANN SCREW + ST - 155MM - STER | Trauma | EA
04.353.812S | 00810080885752 | 7.5MM TI CANN SCREW + ST - 160MM - STER | Trauma | EA
04.353.813S | 00810080885769 | 7.5MM TI CANN SCREW + ST - 165MM - STER | Trauma | EA
04.353.814S | 00810080885776 | 7.5MM TI CANN SCREW + ST - 170MM - STER | Trauma | EA
04.353.815S | 00810080885783 | 7.5MM TI CANN SCREW + ST - 175MM - STER | Trauma | EA
04.353.816S | 00810080885790 | 7.5MM TI CANN SCREW + ST - 180MM - STER | Trauma | EA
04.354.032TS | 00810040630590 | 2.0MM TI CANN SCREW + LT - 32MM - STER | Trauma | EA
04.354.034TS | 00810040630606 | 2.0MM TI CANN SCREW + LT - 34MM - STER | Trauma | EA
04.354.036TS | 00810040630613 | 2.0MM TI CANN SCREW + LT - 36MM - STER | Trauma | EA
04.354.038TS | 00810040630620 | 2.0MM TI CANN SCREW + LT - 38MM - STER | Trauma | EA
04.354.040TS | 00810040630637 | 2.0MM TI CANN SCREW + LT - 40MM - STER | Trauma | EA
04.354.465S | 00810080886780 | 4.0MM TI CANN SCREW + LT - 65MM - STER | Trauma | EA
04.354.470S | 00810080886797 | 4.0MM TI CANN SCREW + LT - 70MM - STER | Trauma | EA
04.354.475S | 00810080886803 | 4.0MM TI CANN SCREW + LT - 75MM - STER | Trauma | EA
04.354.711S | 00810080887381 | 6.5MM TI CANN SCREW + LT - 155MM - STER | Trauma | EA
04.354.712S | 00810080887398 | 6.5MM TI CANN SCREW + LT - 160MM - STER | Trauma | EA
04.354.713S | 00810080887404 | 6.5MM TI CANN SCREW + LT - 165MM - STER | Trauma | EA
04.354.714S | 00810080887411 | 6.5MM TI CANN SCREW + LT - 170MM - STER | Trauma | EA
04.354.715S | 00810080887428 | 6.5MM TI CANN SCREW + LT - 175MM - STER | Trauma | EA
04.354.716S | 00810080887435 | 6.5MM TI CANN SCREW + LT - 180MM - STER | Trauma | EA
04.354.809S | 00810080887640 | 7.5MM TI CANN SCREW + LT - 145MM - STER | Trauma | EA
04.354.810S | 00810080887657 | 7.5MM TI CANN SCREW + LT - 150MM - STER | Trauma | EA
04.354.811S | 00810080887664 | 7.5MM TI CANN SCREW + LT - 155MM - STER | Trauma | EA
04.354.812S | 00810080887671 | 7.5MM TI CANN SCREW + LT - 160MM - STER | Trauma | EA
04.354.813S | 00810080887688 | 7.5MM TI CANN SCREW + LT - 165MM - STER | Trauma | EA
04.354.814S | 00810080887695 | 7.5MM TI CANN SCREW + LT - 170MM - STER | Trauma | EA
04.354.815S | 00810080887701 | 7.5MM TI CANN SCREW + LT - 175MM - STER | Trauma | EA
04.354.816S | 00810080887718 | 7.5MM TI CANN SCREW + LT - 180MM - STER | Trauma | EA
04.355.709S | 00810080889064 | 6.5MM TI CANN SCREW + FT - 145MM - STER | Trauma | EA
04.355.710S | 00810080889071 | 6.5MM TI CANN SCREW + FT - 150MM - STER | Trauma | EA
04.355.711S | 00810080889088 | 6.5MM TI CANN SCREW + FT - 155MM - STER | Trauma | EA
04.355.712S | 00810080889095 | 6.5MM TI CANN SCREW + FT - 160MM - STER | Trauma | EA
04.355.713S | 00810080889101 | 6.5MM TI CANN SCREW + FT - 165MM - STER | Trauma | EA
04.355.714S | 00810080889118 | 6.5MM TI CANN SCREW + FT - 170MM - STER | Trauma | EA
04.355.715S | 00810080889125 | 6.5MM TI CANN SCREW + FT - 175MM - STER | Trauma | EA
04.355.716S | 00810080889132 | 6.5MM TI CANN SCREW + FT - 180MM - STER | Trauma | EA
04.355.809S | 00810080889378 | 7.5MM TI CANN SCREW + FT - 145MM - STER | Trauma | EA
04.355.810S | 00810080889385 | 7.5MM TI CANN SCREW + FT - 150MM - STER | Trauma | EA
04.355.811S | 00810080889392 | 7.5MM TI CANN SCREW + FT - 155MM - STER | Trauma | EA
04.355.812S | 00810080889408 | 7.5MM TI CANN SCREW + FT - 160MM - STER | Trauma | EA
04.355.813S | 00810080889415 | 7.5MM TI CANN SCREW + FT - 165MM - STER | Trauma | EA
04.355.814S | 00810080889422 | 7.5MM TI CANN SCREW + FT - 170MM - STER | Trauma | EA
04.355.815S | 00810080889439 | 7.5MM TI CANN SCREW + FT - 175MM - STER | Trauma | EA
04.355.816S | 00810080889446 | 7.5MM TI CANN SCREW + FT - 180MM - STER | Trauma | EA
04.353.145TS | 00810040682674 | 2.5MM TI CANN SCREW + ST - 45MM - STER | Trauma | EA
04.353.150TS | 00810040682704 | 2.5MM TI CANN SCREW + ST - 50MM - STER | Trauma | EA
04.353.155TS | 00810040682711 | 2.5MM TI CANN SCREW + ST - 55MM - STER | Trauma | EA
04.353.245TS | 00810040682810 | 3.0MM TI CANN SCREW + ST - 45MM - STER | Trauma | EA
04.353.250TS | 00810040682827 | 3.0MM TI CANN SCREW + ST - 50MM - STER | Trauma | EA
04.353.255TS | 00810040682834 | 3.0MM TI CANN SCREW + ST - 55MM - STER | Trauma | EA
04.354.145TS | 00810040682759 | 2.5MM TI CANN SCREW + LT - 45MM - STER | Trauma | EA
04.354.150TS | 00810040682766 | 2.5MM TI CANN SCREW + LT - 50MM - STER | Trauma | EA
04.354.245TS | 00810040682872 | 3.0MM TI CANN SCREW + LT - 45MM - STER | Trauma | EA
04.354.250TS | 00810040682889 | 3.0MM TI CANN SCREW + LT - 50MM - STER | Trauma | EA
04.354.255TS | 00810040682896 | 3.0MM TI CANN SCREW + LT - 55MM - STER | Trauma | EA
03.333.113S | 00810040683596 | CANNULATED DRILL BIT Ã7.5MM X 295MM | Trauma | EA
03.333.205 | 00810040684326 | CCHS CANNULATED COUNTERSINK Ã6.5MM/7.5MM LONG | Trauma | EA
60.333.200 | 00810040683602 | OUTER CASE 1/3 LENGTH 3-HIGH WITH LID | Trauma | EA
SD312.006 | 10886982339102 | 2.8MM PARALLEL WIRE GUIDE WITH OFFSET HANDLE | Trauma | EA
04.353.520TS | 00810040635359 | 4.5MM TI CANN SCREW + ST - 20MM - STER | Trauma | EA
04.353.522TS | 00810040635366 | 4.5MM TI CANN SCREW + ST - 22MM - STER | Trauma | EA
04.353.524TS | 00810040635373 | 4.5MM TI CANN SCREW + ST - 24MM - STER | Trauma | EA
04.353.526TS | 00810040635380 | 4.5MM TI CANN SCREW + ST - 26MM - STER | Trauma | EA
04.353.528TS | 00810040635397 | 4.5MM TI CANN SCREW + ST - 28MM - STER | Trauma | EA
04.353.530TS | 00810040635403 | 4.5MM TI CANN SCREW + ST - 30MM - STER | Trauma | EA
04.353.532TS | 00810040635410 | 4.5MM TI CANN SCREW + ST - 32MM - STER | Trauma | EA
04.353.534TS | 00810040635427 | 4.5MM TI CANN SCREW + ST - 34MM - STER | Trauma | EA
04.353.536TS | 00810040635434 | 4.5MM TI CANN SCREW + ST - 36MM - STER | Trauma | EA
04.353.538TS | 00810040635441 | 4.5MM TI CANN SCREW + ST - 38MM - STER | Trauma | EA
04.353.540TS | 00810040635458 | 4.5MM TI CANN SCREW + ST - 40MM - STER | Trauma | EA
04.353.542TS | 00810040635465 | 4.5MM TI CANN SCREW + ST - 42MM - STER | Trauma | EA
04.353.544TS | 00810040635472 | 4.5MM TI CANN SCREW + ST - 44MM - STER | Trauma | EA
04.353.546TS | 00810040635489 | 4.5MM TI CANN SCREW + ST - 46MM - STER | Trauma | EA
04.353.548TS | 00810040635496 | 4.5MM TI CANN SCREW + ST - 48MM - STER | Trauma | EA
04.353.550TS | 00810040635502 | 4.5MM TI CANN SCREW + ST - 50MM - STER | Trauma | EA
04.353.555TS | 00810040683091 | 4.5MM TI CANN SCREW + ST - 55MM - STER | Trauma | EA
04.354.530TS | 00810040635885 | 4.5MM TI CANN SCREW + LT - 30MM - STER | Trauma | EA
04.354.532TS | 00810040635892 | 4.5MM TI CANN SCREW + LT - 32MM - STER | Trauma | EA
04.354.534TS | 00810040635908 | 4.5MM TI CANN SCREW + LT - 34MM - STER | Trauma | EA
04.354.536TS | 00810040635915 | 4.5MM TI CANN SCREW + LT - 36MM - STER | Trauma | EA
04.354.538TS | 00810040635922 | 4.5MM TI CANN SCREW + LT - 38MM - STER | Trauma | EA
04.354.540TS | 00810040635939 | 4.5MM TI CANN SCREW + LT - 40MM - STER | Trauma | EA
04.354.542TS | 00810040635946 | 4.5MM TI CANN SCREW + LT - 42MM - STER | Trauma | EA
04.354.544TS | 00810040635953 | 4.5MM TI CANN SCREW + LT - 44MM - STER | Trauma | EA
04.354.546TS | 00810040635960 | 4.5MM TI CANN SCREW + LT - 46MM - STER | Trauma | EA
04.354.548TS | 00810040635977 | 4.5MM TI CANN SCREW + LT - 48MM - STER | Trauma | EA
04.354.550TS | 00810040635984 | 4.5MM TI CANN SCREW + LT - 50MM - STER | Trauma | EA
04.354.555TS | 00810040683114 | 4.5MM TI CANN SCREW + LT - 55MM - STER | Trauma | EA
SD03.033.005 | 10886982343994 | Ã14MM HOLLOW REAMER - FRN | Trauma | EA
SD02.111.501 | 20886982341935 | 1.25MM REDUCTION WIRE 15MM TIP LENGTH | Trauma | TP
SD03.111.550 | 10886982341327 | GUIDE BLOCK FOR TWO-COLUMN 6 HOLE/NARROW/RIGHT | Trauma | EA
SD03.111.551 | 10886982341334 | GUIDE BLOCK FOR TWO-COLUMN 6 HOLE/NARROW/LEFT | Trauma | EA
SD03.111.560 | 10886982341341 | GUIDE BLOCK FOR TWO-COLUMN 6 HOLE/RIGHT | Trauma | EA
SD03.111.561 | 10886982341358 | GUIDE BLOCK FOR TWO-COLUMN 6 HOLE/LEFT | Trauma | EA
SD03.111.570 | 10886982341365 | GUIDE BLOCK FOR TWO-COLUMN 7 HOLE/RIGHT | Trauma | EA
SD03.111.571 | 10886982341372 | GUIDE BLOCK FOR TWO-COLUMN 7 HOLE/LEFT | Trauma | EA
03.312.003 | 10886982346896 | MAXFRAME AUTOSTRUT (TM) SOFTWARE | Trauma | EA
SD03.111.905 | 10886982341174 | 2.7MM LCP OSTEOTOMY GUIDE 2.0MM OBLIQUE CUT | Trauma | EA
SD03.111.906 | 10886982341181 | 2.7MM LCP OSTEOTOMY GUIDE 2.5MM OBLIQUE CUT | Trauma | EA
SD03.111.907 | 10886982341198 | 2.7MM LCP OSTEOTOMY GUIDE 3.0MM OBLIQUE CUT | Trauma | EA
SD03.111.908 | 10886982341204 | 2.7MM LCP OSTEOTOMY GUIDE 4.0MM OBLIQUE CUT | Trauma | EA
SD03.111.909 | 10886982341211 | 2.7MM LCP OSTEOTOMY GUIDE 5.0MM OBLIQUE CUT | Trauma | EA
60.133.300 | 10886982312266 | OUTER CASE 3 HIGH 3/3 WIDTH/ ALUM | Trauma | EA
SD03.045.005 | 10886982343963 | XL25 SCREWDRIVER SHAFT AO QC - LONG | Trauma | EA
SD03.045.007 | 10886982343970 | XL25 SCREWDRIVER SHAFT AO QC - SHORT | Trauma | EA
SD03.127.004 | 10886982342089 | VA DRILL SLEEVE 3.5 FOR DRILL BIT 2.5MM | Trauma | EA
60.538.030 | 10886982346988 | VOLT(TM)PROX HUM INSTR TRAY 1 HIGH 2/3 WIDTH ALUMINUM | Trauma | EA
SD319.150 | 10886982342225 | 150MM DIRECT MEASURING DEVICE FOR 1.1/1.4MM GUIDE WIRE | Trauma | EA
03.333.000.01S | 00196449008896 | 0.8MM GUIDE WIRE/ 100MM LENGTH TROCAR TIP-STERILE | Trauma | EA
03.333.001.01S | 00196449008902 | 1.1MM GUIDE WIRE/ 150MM LENGTH TROCAR TIP-STERILE | Trauma | EA
03.333.002.01S | 00196449008919 | 1.4MM GUIDE WIRE/ 150MM LENGTH TROCAR TIP-STERILE | Trauma | EA
03.333.003.01S | 00196449008926 | 1.6MM GUIDE WIRE/ 220MM LENGTH TROCAR TIP-STERILE | Trauma | EA
03.333.004.01S | 00196449008933 | 2.8MM GUIDE WIRE/ 220MM LENGTH FLUTED TIP-STERILE | Trauma | EA
04.333.032TS | 00196449007233 | 2.0MM TI CANN COMPRESSION HEADLESS SCREW-ST-32MM-STER | Trauma | EA
04.333.034TS | 00196449007257 | 2.0MM TI CANN COMPRESSION HEADLESS SCREW-ST-34MM-STER | Trauma | EA
04.333.036TS | 00196449007271 | 2.0MM TI CANN COMPRESSION HEADLESS SCREW-ST-36MM-STER | Trauma | EA
04.333.038TS | 00196449007295 | 2.0MM TI CANN COMPRESSION HEADLESS SCREW-ST-38MM-STER | Trauma | EA
04.333.040TS | 00196449007318 | 2.0MM TI CANN COMPRESSION HEADLESS SCREW-ST-40MM-STER | Trauma | EA
04.333.242TS | 00196449007790 | 3.0MM TI CANN COMPRESSION HEADLESS SCREW-ST-42MM-STER | Trauma | EA
04.333.244TS | 00196449007813 | 3.0MM TI CANN COMPRESSION HEADLESS SCREW-ST-44MM-STER | Trauma | EA
04.333.246TS | 00196449007837 | 3.0MM TI CANN COMPRESSION HEADLESS SCREW-ST-46MM-STER | Trauma | EA
04.333.248TS | 00196449007851 | 3.0MM TI CANN COMPRESSION HEADLESS SCREW-ST-48MM-STER | Trauma | EA
04.333.250TS | 00196449007752 | 3.0MM TI CANN COMPRESSION HEADLESS SCREW-ST-50MM-STER | Trauma | EA
04.333.252TS | 00196449007875 | 3.0MM TI CANN COMPRESSION HEADLESS SCREW-ST-52MM-STER | Trauma | EA
04.333.254TS | 00196449007899 | 3.0MM TI CANN COMPRESSION HEADLESS SCREW-ST-54MM-STER | Trauma | EA
04.333.352 | 00196449009572 | 3.5MM TI CANN COMPRESSION HEADLESS SCREW- ST-52MM | Trauma | EA
04.333.352TS | 00196449008094 | 3.5MM TI CANN COMPRESSION HEADLESS SCREW-ST-52MM-STER | Trauma | EA
04.333.354 | 00196449009589 | 3.5MM TI CANN COMPRESSION HEADLESS SCREW- ST-54MM | Trauma | EA
04.333.354TS | 00196449008117 | 3.5MM TI CANN COMPRESSION HEADLESS SCREW-ST-54MM-STER | Trauma | EA
04.333.356 | 00196449009596 | 3.5MM TI CANN COMPRESSION HEADLESS SCREW- ST-56MM | Trauma | EA
04.333.356TS | 00196449008131 | 3.5MM TI CANN COMPRESSION HEADLESS SCREW-ST-56MM-STER | Trauma | EA
04.333.358 | 00196449009602 | 3.5MM TI CANN COMPRESSION HEADLESS SCREW- ST-58MM | Trauma | EA
04.333.358S | 00196449008162 | 3.5MM TI CANN COMPRESSION HEADLESS SCREW-ST-58MM-STER | Trauma | EA
04.333.360 | 00196449009619 | 3.5MM TI CANN COMPRESSION HEADLESS SCREW- ST-60MM | Trauma | EA
04.333.360S | 00196449008186 | 3.5MM TI CANN COMPRESSION HEADLESS SCREW-ST-60MM-STER | Trauma | EA
04.333.365S | 00196449008209 | 3.5MM TI CANN COMPRESSION HEADLESS SCREW-ST-65MM-STER | Trauma | EA
04.333.370S | 00196449008223 | 3.5MM TI CANN COMPRESSION HEADLESS SCREW-ST-70MM-STER | Trauma | EA
04.333.375S | 00196449008247 | 3.5MM TI CANN COMPRESSION HEADLESS SCREW-ST-75MM-STER | Trauma | EA
04.333.465S | 00196449008421 | 4.0MM TI CANN COMPRESSION HEADLESS SCREW-ST-65MM-STER | Trauma | EA
04.333.470S | 00196449008445 | 4.0MM TI CANN COMPRESSION HEADLESS SCREW-ST-70MM-STER | Trauma | EA
04.333.475S | 00196449008469 | 4.0MM TI CANN COMPRESSION HEADLESS SCREW-ST-75MM-STER | Trauma | EA
04.333.603S | 00196449008544 | 5.5MM TI CANN COMPRESSION HEADLESS SCREW-ST-115MM-STER | Trauma | EA
04.333.604S | 00196449008568 | 5.5MM TI CANN COMPRESSION HEADLESS SCREW-ST-120MM-STER | Trauma | EA
04.333.605S | 00196449008582 | 5.5MM TI CANN COMPRESSION HEADLESS SCREW-ST-125MM-STER | Trauma | EA
04.333.707S | 00196449008667 | 6.5MM TI CANN COMPRESSION HEADLESS SCREW-ST-135MM-STER | Trauma | EA
04.333.708 | 00196449009862 | 6.5MM TI CANN COMPRESSION HEADLESS SCREW- ST-140MM | Trauma | EA
04.333.708S | 00196449008681 | 6.5MM TI CANN COMPRESSION HEADLESS SCREW-ST-140MM-STER | Trauma | EA
04.333.709S | 00196449008704 | 6.5MM TI CANN COMPRESSION HEADLESS SCREW-ST-145MM-STER | Trauma | EA
04.333.710S | 00196449008728 | 6.5MM TI CANN COMPRESSION HEADLESS SCREW-ST-150MM-STER | Trauma | EA
04.333.809S | 00196449008827 | 7.5MM TI CANN COMPRESSION HEADLESS SCREW-ST-145MM-STER | Trauma | EA
04.333.810S | 00196449008841 | 7.5MM TI CANN COMPRESSION HEADLESS SCREW-ST-150MM-STER | Trauma | EA
04.334.032TS | 00196449007332 | 2.0MM TI CANN COMPRESSION HEADLESS SCREW-LT-32MM-STER | Trauma | EA
04.334.034TS | 00196449007356 | 2.0MM TI CANN COMPRESSION HEADLESS SCREW-LT-34MM-STER | Trauma | EA
04.334.036TS | 00196449007370 | 2.0MM TI CANN COMPRESSION HEADLESS SCREW-LT-36MM-STER | Trauma | EA
04.334.038TS | 00196449007394 | 2.0MM TI CANN COMPRESSION HEADLESS SCREW-LT-38MM-STER | Trauma | EA
04.334.040TS | 00196449007417 | 2.0MM TI CANN COMPRESSION HEADLESS SCREW-LT-40MM-STER | Trauma | EA
04.334.142TS | 00196449007615 | 2.5MM TI CANN COMPRESSION HEADLESS SCREW-LT-42MM-STER | Trauma | EA
04.334.144TS | 00196449007639 | 2.5MM TI CANN COMPRESSION HEADLESS SCREW-LT-44MM-STER | Trauma | EA
04.334.146TS | 00196449007653 | 2.5MM TI CANN COMPRESSION HEADLESS SCREW-LT-46MM-STER | Trauma | EA
04.334.148TS | 00196449007677 | 2.5MM TI CANN COMPRESSION HEADLESS SCREW-LT-48MM-STER | Trauma | EA
04.334.150TS | 00196449007578 | 2.5MM TI CANN COMPRESSION HEADLESS SCREW-LT-50MM-STER | Trauma | EA
04.334.152TS | 00196449007691 | 2.5MM TI CANN COMPRESSION HEADLESS SCREW-LT-52MM-STER | Trauma | EA
04.334.154TS | 00196449007714 | 2.5MM TI CANN COMPRESSION HEADLESS SCREW-LT-54MM-STER | Trauma | EA
04.334.242TS | 00196449007974 | 3.0MM TI CANN COMPRESSION HEADLESS SCREW-LT-42MM-STER | Trauma | EA
04.334.244TS | 00196449007998 | 3.0MM TI CANN COMPRESSION HEADLESS SCREW-LT-44MM-STER | Trauma | EA
04.334.246TS | 00196449008018 | 3.0MM TI CANN COMPRESSION HEADLESS SCREW-LT-46MM-STER | Trauma | EA
04.334.248TS | 00196449008032 | 3.0MM TI CANN COMPRESSION HEADLESS SCREW-LT-48MM-STER | Trauma | EA
04.334.250TS | 00196449007936 | 3.0MM TI CANN COMPRESSION HEADLESS SCREW-LT-50MM-STER | Trauma | EA
04.334.252TS | 00196449008056 | 3.0MM TI CANN COMPRESSION HEADLESS SCREW-LT-52MM-STER | Trauma | EA
04.334.254TS | 00196449008070 | 3.0MM TI CANN COMPRESSION HEADLESS SCREW-LT-54MM-STER | Trauma | EA
04.334.352TS | 00196449008254 | 3.5MM TI CANN COMPRESSION HEADLESS SCREW-LT-52MM-STER | Trauma | EA
04.334.354TS | 00196449008278 | 3.5MM TI CANN COMPRESSION HEADLESS SCREW-LT-54MM-STER | Trauma | EA
04.334.356TS | 00196449008292 | 3.5MM TI CANN COMPRESSION HEADLESS SCREW-LT-56MM-STER | Trauma | EA
04.334.358S | 00196449008322 | 3.5MM TI CANN COMPRESSION HEADLESS SCREW-LT-58MM-STER | Trauma | EA
04.334.360S | 00196449008346 | 3.5MM TI CANN COMPRESSION HEADLESS SCREW-LT-60MM-STER | Trauma | EA
04.334.365S | 00196449008360 | 3.5MM TI CANN COMPRESSION HEADLESS SCREW-LT-65MM-STER | Trauma | EA
04.334.370S | 00196449008384 | 3.5MM TI CANN COMPRESSION HEADLESS SCREW-LT-70MM-STER | Trauma | EA
04.334.375S | 00196449008407 | 3.5MM TI CANN COMPRESSION HEADLESS SCREW-LT-75MM-STER | Trauma | EA
04.334.465S | 00196449008483 | 4.0MM TI CANN COMPRESSION HEADLESS SCREW-LT-65MM-STER | Trauma | EA
04.334.470S | 00196449008506 | 4.0MM TI CANN COMPRESSION HEADLESS SCREW-LT-70MM-STER | Trauma | EA
04.334.475S | 00196449008520 | 4.0MM TI CANN COMPRESSION HEADLESS SCREW-LT-75MM-STER | Trauma | EA
04.334.603S | 00196449008605 | 5.5MM TI CANN COMPRESSION HEADLESS SCREW-LT-115MM-STER | Trauma | EA
04.334.604S | 00196449008629 | 5.5MM TI CANN COMPRESSION HEADLESS SCREW-LT-120MM-STER | Trauma | EA
04.334.605S | 00196449008643 | 5.5MM TI CANN COMPRESSION HEADLESS SCREW-LT-125MM-STER | Trauma | EA
04.334.707 | 00196449009893 | 6.5MM TI CANN COMPRESSION HEADLESS SCREW- LT-135MM | Trauma | EA
04.334.707S | 00196449008742 | 6.5MM TI CANN COMPRESSION HEADLESS SCREW-LT-135MM-STER | Trauma | EA
04.334.708 | 00196449009909 | 6.5MM TI CANN COMPRESSION HEADLESS SCREW- LT-140MM | Trauma | EA
04.334.708S | 00196449008766 | 6.5MM TI CANN COMPRESSION HEADLESS SCREW-LT-140MM-STER | Trauma | EA
04.334.709S | 00196449008780 | 6.5MM TI CANN COMPRESSION HEADLESS SCREW-LT-145MM-STER | Trauma | EA
04.334.710S | 00196449008803 | 6.5MM TI CANN COMPRESSION HEADLESS SCREW-LT-150MM-STER | Trauma | EA
04.334.809S | 00196449008865 | 7.5MM TI CANN COMPRESSION HEADLESS SCREW-LT-145MM-STER | Trauma | EA
04.334.810S | 00196449008889 | 7.5MM TI CANN COMPRESSION HEADLESS SCREW-LT-150MM-STER | Trauma | EA
60.333.030 | 00810040684517 | SCREW RACK FOR Ã5.5/7.5 CANN SCREWS | Trauma | EA
03.043.013S | 10886982297075 | GUIDE WIRE- W/ STOP / Ã 3.2MM STERILE | Trauma | EA
03.043.016S | 10886982298874 | DRILL BIT/ FLEXIBLE/ Ã 12MM LONG/ STERILE | Trauma | EA
03.043.030S | 10886982302489 | EXTRACTION SCREW STERILE | Trauma | EA
03.043.033S | 10886982298850 | PROTECTION SLEEVE/ FLEX/ LONG FOR NAILS Ã 8-11MM / STERILE | Trauma | EA
03.043.008S | 10886982298911 | TROCAR / LONG FOR NAILS Ã 8-11MM / STERILE | Trauma | EA
03.045.017 | 10886982292643 | TAP FOR RECON SCREWS / Ã 6.5MM | Trauma | EA
03.045.018 | 10886982293220 | GUIDE WIRE- W/ DRILL TIP Ã 3.2MM/ 400MM | Trauma | EA
03.045.018S | 10886982293213 | GUIDE WIRE- W/ DRILL TIP Ã 3.2MM/ 400MM/ STERILE | Trauma | EA
03.045.022S | 10886982292858 | DRILL BIT/ CALIBRATED/ Ã4.2MM EXTRA-LONG / STERILE | Trauma | EA
03.045.029S | 10886982292865 | REAMER / Ã 5.5MM STERILE | Trauma | EA
04.045.800S | 10886982295941 | END CAP FOR FRNA / 0MM STERILE | Trauma | EA
04.045.805S | 10886982296092 | END CAP FOR FRNA / 5MM STERILE | Trauma | EA
04.045.810S | 10886982295958 | END CAP FOR FRNA / 10MM STERILE | Trauma | EA
04.045.815S | 10886982295965 | END CAP FOR FRNA / 15MM STERILE | Trauma | EA
04.045.820S | 10886982295972 | END CAP FOR FRNA / 20MM STERILE | Trauma | EA
04.045.850S | 10886982296016 | END CAP FOR TNA / 0MM STERILE | Trauma | EA
04.045.855S | 10886982296023 | END CAP FOR TNA / 5MM STERILE | Trauma | EA
04.045.860S | 10886982296030 | END CAP FOR TNA / 10MM STERILE | Trauma | EA
04.045.865S | 10886982296047 | END CAP FOR TNA / 15MM STERILE | Trauma | EA
04.045.870S | 10886982296054 | END CAP FOR TFNA / 0MM STERILE | Trauma | EA
04.045.875S | 10886982296061 | END CAP FOR TFNA / 5MM STERILE | Trauma | EA
04.045.880S | 10886982296078 | END CAP FOR TFNA / 10MM STERILE | Trauma | EA
04.045.885S | 10886982296085 | END CAP FOR TFNA / 15MM STERILE | Trauma | EA
SD03.037.116 | 10886982309181 | COMPRESSION DEVICE SCREWDRIVER ACTIVATION | Trauma | EA
EL-1815S2 | 07612334226655 | BME ELITE (TM) IMPLANT KIT 18 X 15 MM, 2 LEGS | Trauma | EA
EL-2015S2 | 07612334226662 | BME ELITE(TM) IMPLANT KIT 20 X 15 MM, 2 LEGS | Trauma | EA
EL-2520S2 | 07612334226679 | BME ELITE(TM) IMPLANT KIT 25 X 20 MM, 2 LEGS | Trauma | EA
SD314.571 | 10886982302878 | 2.5MM HEX SCREWDRIVER SELF-RETAINING 380MM | Trauma | EA
SD-FGS-1300-01 | 10886982311429 | FIBULA TENSIONING CAP REMOVER | Trauma | EA
SD-FGS-1300-02 | 10886982311436 | FIBULA LINK AND TIBIA SCREW REMOVER | Trauma | EA
SD314.465 | 10886982310385 | CANNULATED CRUCIFORM BLADE WITH QUICK COUPLING | Trauma | EA
SD314.468 | 10886982310880 | HOLDING SLEEVE 2.4/2.7 SCREWS | Trauma | EA
03.313.121 | 10886982306098 | MAXFRAME(TM) HALF RING 120MM/ALUMINUM | Trauma | EA
03.313.151 | 10886982306104 | MAXFRAME(TM) HALF RING 150MM/ALUMINUM | Trauma | EA
03.313.181 | 10886982306111 | MAXFRAME(TM) HALF RING 180MM/ALUMINUM | Trauma | EA
03.313.211 | 10886982306128 | MAXFRAME(TM) HALF RING 210MM/ALUMINUM | Trauma | EA
03.313.321 | 10886982306135 | MAXFRAME(TM) THIRD RING 120MM/ALUMINUM | Trauma | EA
03.313.351 | 10886982306142 | MAXFRAME(TM) THIRD RING 150MM/ALUMINUM | Trauma | EA
03.313.381 | 10886982306159 | MAXFRAME(TM) THIRD RING 180MM/ALUMINUM | Trauma | EA
03.313.411 | 10886982306166 | MAXFRAME(TM) THIRD RING 210MM/ALUMINUM | Trauma | EA
03.313.855 | 10886982306395 | MAXFRAME(TM) RING MOUNT FOR 4-5MM | Trauma | EA
03.313.856 | 10886982306401 | MAXFRAME(TM) RING MOUNT FOR 5-6MM | Trauma | EA
03.313.857 | 10886982306333 | MAXFRAME(TM) MULTI PARALLEL PIN MOUNT POST 1 HIGH | Trauma | EA
03.313.858 | 10886982306340 | MAXFRAME(TM) MULTI PARALLEL PIN MOUNT POST 2 HIGH | Trauma | EA
03.313.859 | 10886982306357 | MAXFRAME(TM) MULTI PARALLEL PIN MOUNT POST 3 HIGH | Trauma | EA
03.313.860 | 10886982306364 | MAXFRAME(TM) MULTI PARALLEL PIN MOUNT POST 4 HIGH | Trauma | EA
03.313.861 | 10886982306371 | MAXFRAME(TM) MULTI PARALLEL PIN MOUNT POST 5 HIGH | Trauma | EA
03.313.862 | 10886982306388 | MAXFRAME(TM) MULTI PARALLEL PIN MOUNT POST 6 HIGH | Trauma | EA
03.313.863 | 10886982306296 | MAXFRAME(TM) MULTI PARALLEL PIN MOUNT BOLT | Trauma | EA
03.313.870 | 10886982306173 | MAXFRAME(TM) LINEAR STRUT/SHORT | Trauma | EA
03.313.871 | 10886982306180 | MAXFRAME(TM) LINEAR STRUT/MEDIUM | Trauma | EA
03.313.872 | 10886982306197 | MAXFRAME(TM) LINEAR STRUT/LONG | Trauma | EA
03.313.873 | 10886982306203 | MAXFRAME(TM) POLYAXIAL STRUT GROSS ADJUST/XX-SHORT | Trauma | EA
03.313.874 | 10886982306210 | MAXFRAME(TM) POLYAXIAL STRUT GROSS ADJUST/X-SHORT | Trauma | EA
03.313.875 | 10886982306227 | MAXFRAME(TM) POLYAXIAL STRUT GROSS ADJUST/SHORT | Trauma | EA
03.313.876 | 10886982306234 | MAXFRAME(TM) POLYAXIAL STRUT GROSS ADJUST/MEDIUM | Trauma | EA
03.313.877 | 10886982306241 | MAXFRAME(TM) POLYAXIAL STRUT GROSS ADJUST/LONG | Trauma | EA
03.313.878 | 10886982306258 | MAXFRAME(TM) POLYAXIAL STRUT FINE AND GROSS ADJUST/X-SHORT | Trauma | EA
03.313.879 | 10886982306265 | MAXFRAME(TM) POLYAXIAL STRUT FINE AND GROSS ADJUST/SHORT | Trauma | EA
03.313.880 | 10886982306272 | MAXFRAME(TM) POLYAXIAL STRUT FINE AND GROSS ADJUST/MEDIUM | Trauma | EA
03.313.881 | 10886982306289 | MAXFRAME(TM) POLYAXIAL STRUT FINE AND GROSS ADJUST/LONG | Trauma | EA
03.313.885 | 10886982306432 | MAXFRAME(TM) WIRE BOLT SHORT SLOTTED | Trauma | EA
61.313.001 | 10886982306470 | MAXFRAME(TM) IMPLANTS/ LINEAR STRUTS & HARDWARE | Trauma | EA
61.313.002 | 10886982306463 | MAXFRAME(TM)IMPLANTS/POLYAXIAL STRUTS WITH GROSS ADJUSTMENT | Trauma | EA
61.313.006 | 10886982306524 | MAXFRAME(TM) BOLT RACK FOR LINEAR STRUT BOLT | Trauma | EA
61.313.007 | 10886982306531 | MAXFRAME(TM)IMPLANTS/POLYAXIAL STRUTS WITH FINE /GROSS ADJUST | Trauma | EA
04.043.005S | 10886982297426 | TIBIAL NAIL-ADVANCED / 8MM 255MM / STERILE | Trauma | EA
04.043.010S | 10886982297433 | TIBIAL NAIL-ADVANCED / 8MM 270MM / STERILE | Trauma | EA
04.043.015S | 10886982297440 | TIBIAL NAIL-ADVANCED / 8MM 285MM / STERILE | Trauma | EA
04.043.020S | 10886982297457 | TIBIAL NAIL-ADVANCED / 8MM 300MM / STERILE | Trauma | EA
04.043.025S | 10886982297464 | TIBIAL NAIL-ADVANCED / 8MM 315MM / STERILE | Trauma | EA
04.043.030S | 10886982297471 | TIBIAL NAIL-ADVANCED / 8MM 330MM / STERILE | Trauma | EA
04.043.035S | 10886982297488 | TIBIAL NAIL-ADVANCED / 8MM 345MM / STERILE | Trauma | EA
04.043.040S | 10886982297495 | TIBIAL NAIL-ADVANCED / 8MM 360MM / STERILE | Trauma | EA
04.043.045S | 10886982297501 | TIBIAL NAIL-ADVANCED / 8MM 375MM / STERILE | Trauma | EA
04.043.050S | 10886982297518 | TIBIAL NAIL-ADVANCED / 8MM 390MM / STERILE | Trauma | EA
04.043.055S | 10886982297525 | TIBIAL NAIL-ADVANCED / 8MM 405MM / STERILE | Trauma | EA
04.043.060S | 10886982297532 | TIBIAL NAIL-ADVANCED / 8MM 420MM / STERILE | Trauma | EA
04.043.065S | 10886982297549 | TIBIAL NAIL-ADVANCED / 8MM 435MM / STERILE | Trauma | EA
04.043.070S | 10886982297556 | TIBIAL NAIL-ADVANCED / 8MM 450MM / STERILE | Trauma | EA
04.043.075S | 10886982297563 | TIBIAL NAIL-ADVANCED / 8MM 465MM / STERILE | Trauma | EA
SD03.133.175 | 10886982306036 | 2.5MM HEX DRIVER SHAFT SELF-RETAINING L275MM QC | Trauma | EA
04.045.026S | 10886982294357 | LOCKING SCREW FOR IM NAIL Ã 5MM/ 26MM/ XL25/ STERILE | Trauma | EA
04.045.028S | 10886982294364 | LOCKING SCREW FOR IM NAIL Ã 5MM/ 28MM/ XL25/ STERILE | Trauma | EA
04.045.030S | 10886982294371 | LOCKING SCREW FOR IM NAIL Ã 5MM/ 30MM/ XL25/ STERILE | Trauma | EA
04.045.032S | 10886982294388 | LOCKING SCREW FOR IM NAIL Ã 5MM/ 32MM/ XL25/ STERILE | Trauma | EA
04.045.034S | 10886982294395 | LOCKING SCREW FOR IM NAIL Ã 5MM/ 34MM/ XL25/ STERILE | Trauma | EA
04.045.036S | 10886982294401 | LOCKING SCREW FOR IM NAIL Ã 5MM/ 36MM/ XL25/ STERILE | Trauma | EA
04.045.038S | 10886982294418 | LOCKING SCREW FOR IM NAIL Ã 5MM/ 38MM/ XL25/ STERILE | Trauma | EA
04.045.040S | 10886982294425 | LOCKING SCREW FOR IM NAIL Ã 5MM/ 40MM/ XL25/ STERILE | Trauma | EA
04.045.042S | 10886982294432 | LOCKING SCREW FOR IM NAIL Ã 5MM/ 42MM/ XL25/ STERILE | Trauma | EA
04.045.044S | 10886982294449 | LOCKING SCREW FOR IM NAIL Ã 5MM/ 44MM/ XL25/ STERILE | Trauma | EA
04.045.046S | 10886982294456 | LOCKING SCREW FOR IM NAIL Ã 5MM/ 46MM/ XL25/ STERILE | Trauma | EA
04.045.048S | 10886982294463 | LOCKING SCREW FOR IM NAIL Ã 5MM/ 48MM/ XL25/ STERILE | Trauma | EA
04.045.050S | 10886982294470 | LOCKING SCREW FOR IM NAIL Ã 5MM/ 50MM/ XL25/ STERILE | Trauma | EA
04.045.052S | 10886982294487 | LOCKING SCREW FOR IM NAIL Ã 5MM/ 52MM/ XL25/ STERILE | Trauma | EA
04.045.054S | 10886982294494 | LOCKING SCREW FOR IM NAIL Ã 5MM/ 54MM/ XL25/ STERILE | Trauma | EA
04.045.056S | 10886982294500 | LOCKING SCREW FOR IM NAIL Ã 5MM/ 56MM/ XL25/ STERILE | Trauma | EA
04.045.058S | 10886982294517 | LOCKING SCREW FOR IM NAIL Ã 5MM/ 58MM/ XL25/ STERILE | Trauma | EA
04.045.060S | 10886982294524 | LOCKING SCREW FOR IM NAIL Ã 5MM/ 60MM/ XL25/ STERILE | Trauma | EA
04.045.062S | 10886982294531 | LOCKING SCREW FOR IM NAIL Ã 5MM/ 62MM/ XL25/ STERILE | Trauma | EA
04.045.064S | 10886982294548 | LOCKING SCREW FOR IM NAIL Ã 5MM/ 64MM/ XL25/ STERILE | Trauma | EA
04.045.066S | 10886982294555 | LOCKING SCREW FOR IM NAIL Ã 5MM/ 66MM/ XL25/ STERILE | Trauma | EA
04.045.068S | 10886982294562 | LOCKING SCREW FOR IM NAIL Ã 5MM/ 68MM/ XL25/ STERILE | Trauma | EA
04.045.070S | 10886982294579 | LOCKING SCREW FOR IM NAIL Ã 5MM/ 70MM/ XL25/ STERILE | Trauma | EA
04.045.072S | 10886982294586 | LOCKING SCREW FOR IM NAIL Ã 5MM/ 72MM/ XL25/ STERILE | Trauma | EA
04.045.074S | 10886982294593 | LOCKING SCREW FOR IM NAIL Ã 5MM/ 74MM/ XL25/ STERILE | Trauma | EA
04.045.076S | 10886982294609 | LOCKING SCREW FOR IM NAIL Ã 5MM/ 76MM/ XL25/ STERILE | Trauma | EA
04.045.078S | 10886982294616 | LOCKING SCREW FOR IM NAIL Ã 5MM/ 78MM/ XL25/ STERILE | Trauma | EA
04.045.080S | 10886982294623 | LOCKING SCREW FOR IM NAIL Ã 5MM/ 80MM/ XL25/ STERILE | Trauma | EA
04.045.082S | 10886982294630 | LOCKING SCREW FOR IM NAIL Ã 5MM/ 82MM/ XL25/ STERILE | Trauma | EA
04.045.218S | 10886982294746 | LOCKING SCREW FOR IM NAIL Ã 4MM/ 18MM/ XL25/ STERILE | Trauma | EA
04.045.220S | 10886982294753 | LOCKING SCREW FOR IM NAIL Ã 4MM/ 20MM/ XL25/ STERILE | Trauma | EA
04.045.222S | 10886982294760 | LOCKING SCREW FOR IM NAIL Ã 4MM/ 22MM/ XL25/ STERILE | Trauma | EA
04.045.224S | 10886982294777 | LOCKING SCREW FOR IM NAIL Ã 4MM/ 24MM/ XL25/ STERILE | Trauma | EA
04.045.226S | 10886982294784 | LOCKING SCREW FOR IM NAIL Ã 4MM/ 26MM/ XL25/ STERILE | Trauma | EA
04.045.228S | 10886982294791 | LOCKING SCREW FOR IM NAIL Ã 4MM/ 28MM/ XL25/ STERILE | Trauma | EA
04.045.230S | 10886982295101 | LOCKING SCREW FOR IM NAIL Ã 4MM/ 30MM/ XL25/ STERILE | Trauma | EA
04.045.232S | 10886982295118 | LOCKING SCREW FOR IM NAIL Ã 4MM/ 32MM/ XL25/ STERILE | Trauma | EA
04.045.234S | 10886982295125 | LOCKING SCREW FOR IM NAIL Ã 4MM/ 34MM/ XL25/ STERILE | Trauma | EA
04.045.236S | 10886982295132 | LOCKING SCREW FOR IM NAIL Ã 4MM/ 36MM/ XL25/ STERILE | Trauma | EA
04.045.238S | 10886982295149 | LOCKING SCREW FOR IM NAIL Ã 4MM/ 38MM/ XL25/ STERILE | Trauma | EA
04.045.240S | 10886982295156 | LOCKING SCREW FOR IM NAIL Ã 4MM/ 40MM/ XL25/ STERILE | Trauma | EA
04.045.242S | 10886982295163 | LOCKING SCREW FOR IM NAIL Ã 4MM/ 42MM/ XL25/ STERILE | Trauma | EA
04.045.244S | 10886982295170 | LOCKING SCREW FOR IM NAIL Ã 4MM/ 44MM/ XL25/ STERILE | Trauma | EA
04.045.246S | 10886982295187 | LOCKING SCREW FOR IM NAIL Ã 4MM/ 46MM/ XL25/ STERILE | Trauma | EA
04.045.248S | 10886982295194 | LOCKING SCREW FOR IM NAIL Ã 4MM/ 48MM/ XL25/ STERILE | Trauma | EA
04.045.250S | 10886982295200 | LOCKING SCREW FOR IM NAIL Ã 4MM/ 50MM/ XL25/ STERILE | Trauma | EA
04.045.252S | 10886982295217 | LOCKING SCREW FOR IM NAIL Ã 4MM/ 52MM/ XL25/ STERILE | Trauma | EA
04.045.254S | 10886982295224 | LOCKING SCREW FOR IM NAIL Ã 4MM/ 54MM/ XL25/ STERILE | Trauma | EA
04.045.256S | 10886982295231 | LOCKING SCREW FOR IM NAIL Ã 4MM/ 56MM/ XL25/ STERILE | Trauma | EA
04.045.258S | 10886982295248 | LOCKING SCREW FOR IM NAIL Ã 4MM/ 58MM/ XL25/ STERILE | Trauma | EA
04.045.260S | 10886982294807 | LOCKING SCREW FOR IM NAIL Ã 4MM/ 60MM/ XL25/ STERILE | Trauma | EA
04.045.262S | 10886982294814 | LOCKING SCREW FOR IM NAIL Ã 4MM/ 62MM/ XL25/ STERILE | Trauma | EA
04.045.264S | 10886982294821 | LOCKING SCREW FOR IM NAIL Ã 4MM/ 64MM/ XL25/ STERILE | Trauma | EA
04.045.266S | 10886982294838 | LOCKING SCREW FOR IM NAIL Ã 4MM/ 66MM/ XL25/ STERILE | Trauma | EA
04.045.268S | 10886982294845 | LOCKING SCREW FOR IM NAIL Ã 4MM/ 68MM/ XL25/ STERILE | Trauma | EA
04.045.270S | 10886982294852 | LOCKING SCREW FOR IM NAIL Ã 4MM/ 70MM/ XL25/ STERILE | Trauma | EA
04.045.272S | 10886982294869 | LOCKING SCREW FOR IM NAIL Ã 4MM/ 72MM/ XL25/ STERILE | Trauma | EA
04.045.274S | 10886982294876 | LOCKING SCREW FOR IM NAIL Ã 4MM/ 74MM/ XL25/ STERILE | Trauma | EA
04.045.276S | 10886982294883 | LOCKING SCREW FOR IM NAIL Ã 4MM/ 76MM/ XL25/ STERILE | Trauma | EA
04.045.278S | 10886982294890 | LOCKING SCREW FOR IM NAIL Ã 4MM/ 78MM/ XL25/ STERILE | Trauma | EA
04.045.280S | 10886982294906 | LOCKING SCREW FOR IM NAIL Ã 4MM/ 80MM/ XL25/ STERILE | Trauma | EA
04.045.326S | 10886982294913 | LOW PROF LCKNG SCREW F/IM NAIL Ã 5.0MM / L 26MM / XL25/ STER | Trauma | EA
04.045.328S | 10886982294920 | LOW PROF LCKNG SCREW F/IM NAIL Ã 5.0MM / L 28MM / XL25/ STER | Trauma | EA
04.045.330S | 10886982294937 | LOW PROF LCKNG SCREW F/IM NAIL Ã 5.0MM / L 30MM / XL25/ STER | Trauma | EA
04.045.332S | 10886982294944 | LOW PROF LCKNG SCREW F/IM NAIL Ã 5.0MM / L 32MM / XL25/ STER | Trauma | EA
04.045.334S | 10886982294951 | LOW PROF LCKNG SCREW F/IM NAIL Ã 5.0MM / L 34MM / XL25/ STER | Trauma | EA
04.045.336S | 10886982294968 | LOW PROF LCKNG SCREW F/IM NAIL Ã 5.0MM / L 36MM / XL25/ STER | Trauma | EA
04.045.338S | 10886982294975 | LOW PROF LCKNG SCREW F/IM NAIL Ã 5.0MM / L 38MM / XL25/ STER | Trauma | EA
04.045.340S | 10886982294982 | LOW PROF LCKNG SCREW F/IM NAIL Ã 5.0MM / L 40MM / XL25/ STER | Trauma | EA
04.045.342S | 10886982294999 | LOW PROF LCKNG SCREW F/IM NAIL Ã 5.0MM / L 42MM / XL25/ STER | Trauma | EA
04.045.344S | 10886982295002 | LOW PROF LCKNG SCREW F/IM NAIL Ã 5.0MM / L 44MM / XL25/ STER | Trauma | EA
04.045.346S | 10886982295019 | LOW PROF LCKNG SCREW F/IM NAIL Ã 5.0MM / L 46MM / XL25/ STER | Trauma | EA
04.045.348S | 10886982295026 | LOW PROF LCKNG SCREW F/IM NAIL Ã 5.0MM / L 48MM / XL25/ STER | Trauma | EA
04.045.350S | 10886982295033 | LOW PROF LCKNG SCREW F/IM NAIL Ã 5.0MM / L 50MM / XL25/ STER | Trauma | EA
04.045.352S | 10886982295040 | LOW PROF LCKNG SCREW F/IM NAIL Ã 5.0MM / L 52MM / XL25/ STER | Trauma | EA
04.045.354S | 10886982295057 | LOW PROF LCKNG SCREW F/IM NAIL Ã 5.0MM / L 54MM / XL25/ STER | Trauma | EA
04.045.356S | 10886982295064 | LOW PROF LCKNG SCREW F/IM NAIL Ã 5.0MM / L 56MM / XL25/ STER | Trauma | EA
04.045.358S | 10886982295071 | LOW PROF LCKNG SCREW F/IM NAIL Ã 5.0MM / L 58MM / XL25/ STER | Trauma | EA
04.045.360S | 10886982295088 | LOW PROF LCKNG SCREW F/IM NAIL Ã 5.0MM / L 60MM / XL25/ STER | Trauma | EA
04.045.362S | 10886982295095 | LOW PROF LCKNG SCREW F/IM NAIL Ã 5.0MM / L 62MM / XL25/ STER | Trauma | EA
04.045.364S | 10886982295255 | LOW PROF LCKNG SCREW F/IM NAIL Ã 5.0MM / L 64MM / XL25/ STER | Trauma | EA
04.045.366S | 10886982295262 | LOW PROF LCKNG SCREW F/IM NAIL Ã 5.0MM / L 66MM / XL25/ STER | Trauma | EA
04.045.368S | 10886982295279 | LOW PROF LCKNG SCREW F/IM NAIL Ã 5.0MM / L 68MM / XL25/ STER | Trauma | EA
04.045.370S | 10886982295286 | LOW PROF LCKNG SCREW F/IM NAIL Ã 5.0MM / L 70MM / XL25/ STER | Trauma | EA
04.045.372S | 10886982295293 | LOW PROF LCKNG SCREW F/IM NAIL Ã 5.0MM / L 72MM / XL25/ STER | Trauma | EA
04.045.374S | 10886982295309 | LOW PROF LCKNG SCREW F/IM NAIL Ã 5.0MM / L 74MM / XL25/ STER | Trauma | EA
04.045.376S | 10886982295316 | LOW PROF LCKNG SCREW F/IM NAIL Ã 5.0MM / L 76MM / XL25/ STER | Trauma | EA
04.045.378S | 10886982295323 | LOW PROF LCKNG SCREW F/IM NAIL Ã 5.0MM / L 78MM / XL25/ STER | Trauma | EA
04.045.380S | 10886982295330 | LOW PROF LCKNG SCREW F/IM NAIL Ã 5.0MM / L 80MM / XL25/ STER | Trauma | EA
04.045.382S | 10886982295347 | LOW PROF LCKNG SCREW F/IM NAIL Ã 5.0MM / L 82MM / XL25/ STER | Trauma | EA
04.045.518S | 10886982295453 | LOW PROF LCKNG SCREW F/IM NAIL Ã 4.0MM / L 18MM / XL25/ STER | Trauma | EA
04.045.520S | 10886982295460 | LOW PROF LCKNG SCREW F/IM NAIL Ã 4.0MM / L 20MM / XL25/ STER | Trauma | EA
04.045.522S | 10886982295477 | LOW PROF LCKNG SCREW F/IM NAIL Ã 4.0MM / L 22MM / XL25/ STER | Trauma | EA
04.045.524S | 10886982295484 | LOW PROF LCKNG SCREW F/IM NAIL Ã 4.0MM / L 24MM / XL25/ STER | Trauma | EA
04.045.526S | 10886982295491 | LOW PROF LCKNG SCREW F/IM NAIL Ã 4.0MM / L 26MM / XL25/ STER | Trauma | EA
04.045.528S | 10886982295507 | LOW PROF LCKNG SCREW F/IM NAIL Ã 4.0MM / L 28MM / XL25/ STER | Trauma | EA
04.045.530S | 10886982295514 | LOW PROF LCKNG SCREW F/IM NAIL Ã 4.0MM / L 30MM / XL25/ STER | Trauma | EA
04.045.532S | 10886982295521 | LOW PROF LCKNG SCREW F/IM NAIL Ã 4.0MM / L 32MM / XL25/ STER | Trauma | EA
04.045.534S | 10886982295538 | LOW PROF LCKNG SCREW F/IM NAIL Ã 4.0MM / L 34MM / XL25/ STER | Trauma | EA
04.045.536S | 10886982295545 | LOW PROF LCKNG SCREW F/IM NAIL Ã 4.0MM / L 36MM / XL25/ STER | Trauma | EA
04.045.538S | 10886982295552 | LOW PROF LCKNG SCREW F/IM NAIL Ã 4.0MM / L 38MM / XL25/ STER | Trauma | EA
04.045.540S | 10886982295569 | LOW PROF LCKNG SCREW F/IM NAIL Ã 4.0MM / L 40MM / XL25/ STER | Trauma | EA
04.045.542S | 10886982295576 | LOW PROF LCKNG SCREW F/IM NAIL Ã 4.0MM / L 42MM / XL25/ STER | Trauma | EA
04.045.544S | 10886982295583 | LOW PROF LCKNG SCREW F/IM NAIL Ã 4.0MM / L 44MM / XL25/ STER | Trauma | EA
04.045.546S | 10886982295590 | LOW PROF LCKNG SCREW F/IM NAIL Ã 4.0MM / L 46MM / XL25/ STER | Trauma | EA
04.045.548S | 10886982295606 | LOW PROF LCKNG SCREW F/IM NAIL Ã 4.0MM / L 48MM / XL25/ STER | Trauma | EA
04.045.550S | 10886982295613 | LOW PROF LCKNG SCREW F/IM NAIL Ã 4.0MM / L 50MM / XL25/ STER | Trauma | EA
04.045.552S | 10886982295620 | LOW PROF LCKNG SCREW F/IM NAIL Ã 4.0MM / L 52MM / XL25/ STER | Trauma | EA
04.045.554S | 10886982295637 | LOW PROF LCKNG SCREW F/IM NAIL Ã 4.0MM / L 54MM / XL25/ STER | Trauma | EA
04.045.556S | 10886982295644 | LOW PROF LCKNG SCREW F/IM NAIL Ã 4.0MM / L 56MM / XL25/ STER | Trauma | EA
04.045.558S | 10886982295651 | LOW PROF LCKNG SCREW F/IM NAIL Ã 4.0MM / L 58MM / XL25/ STER | Trauma | EA
04.045.560S | 10886982295668 | LOW PROF LCKNG SCREW F/IM NAIL Ã 4.0MM / L 60MM / XL25/ STER | Trauma | EA
04.045.562S | 10886982295675 | LOW PROF LCKNG SCREW F/IM NAIL Ã 4.0MM / L 62MM / XL25/ STER | Trauma | EA
04.045.564S | 10886982295682 | LOW PROF LCKNG SCREW F/IM NAIL Ã 4.0MM / L 64MM / XL25/ STER | Trauma | EA
04.045.566S | 10886982295699 | LOW PROF LCKNG SCREW F/IM NAIL Ã 4.0MM / L 66MM / XL25/ STER | Trauma | EA
04.045.568S | 10886982295712 | LOW PROF LCKNG SCREW F/IM NAIL Ã 4.0MM / L 68MM / XL25/ STER | Trauma | EA
04.045.570S | 10886982295729 | LOW PROF LCKNG SCREW F/IM NAIL Ã 4.0MM / L 70MM / XL25/ STER | Trauma | EA
04.045.572S | 10886982295736 | LOW PROF LCKNG SCREW F/IM NAIL Ã 4.0MM / L 72MM / XL25/ STER | Trauma | EA
04.045.574S | 10886982295743 | LOW PROF LCKNG SCREW F/IM NAIL Ã 4.0MM / L 74MM / XL25/ STER | Trauma | EA
04.045.576S | 10886982295750 | LOW PROF LCKNG SCREW F/IM NAIL Ã 4.0MM / L 76MM / XL25/ STER | Trauma | EA
04.045.578S | 10886982295767 | LOW PROF LCKNG SCREW F/IM NAIL Ã 4.0MM / L 78MM / XL25/ STER | Trauma | EA
04.045.580S | 10886982295774 | LOW PROF LCKNG SCREW F/IM NAIL Ã 4.0MM / L 80MM / XL25/ STER | Trauma | EA
02.221.080 | 10886982275684 | 3.5MM VA PPFX GT HOOK PLATE SMALL | Trauma | EA
02.221.080S | 10886982275844 | 3.5MM VA PPFX GT HOOK PLATE SMALL/STERILE | Trauma | EA
02.221.082 | 10886982275691 | 3.5MM VA PPFX GT HOOK PLATE LARGE | Trauma | EA
02.221.082S | 10886982275851 | 3.5MM VA PPFX GT HOOK PLATE LARGE/STERILE | Trauma | EA
02.221.084 | 10886982275561 | 3.5/4.5MM VA PPFX PROX FEMUR HOOK PL/SMALL/5HOLES/RIGHT | Trauma | EA
02.221.084S | 10886982275776 | 3.5/4.5MM VA PPFX PROX FEMUR HOOK PL/SMALL/5H/RIGHT/STER | Trauma | EA
02.221.085 | 10886982275622 | 3.5/4.5MM VA PPFX PROX FEMUR HOOK PL/SMALL/5HOLES/LEFT | Trauma | EA
02.221.085S | 10886982275936 | 3.5/4.5MM VA PPFX PROX FEMUR HOOK PL/SMALL/5H/LEFT/STER | Trauma | EA
02.221.086 | 10886982275578 | 3.5/4.5MM VA PPFX PROX FEMUR HOOK PL/LARGE/5HOLES/RIGHT | Trauma | EA
02.221.086S | 10886982275783 | 3.5/4.5MM VA PPFX PROX FEMUR HOOK PL/LARGE/5H/RIGHT/STER | Trauma | EA
02.221.087 | 10886982275639 | 3.5/4.5MM VA PPFX PROX FEMUR HOOK PL/LARGE/5HOLES/LEFT | Trauma | EA
02.221.087S | 10886982275943 | 3.5/4.5MM VA PPFX PROX FEMUR HOOK PL/LARGE/5H/LEFT/STER | Trauma | EA
02.221.088 | 10886982275585 | 3.5/4.5MM VA PPFX PROX FEMUR HOOK PL/SMALL/8HOLES/RIGHT | Trauma | EA
02.221.088S | 10886982275790 | 3.5/4.5MM VA PPFX PROX FEMUR HOOK PL/SMALL/8H/RIGHT/STER | Trauma | EA
02.221.089 | 10886982275646 | 3.5/4.5MM VA PPFX PROX FEMUR HOOK PL/SMALL/8HOLES/LEFT | Trauma | EA
02.221.089S | 10886982275950 | 3.5/4.5MM VA PPFX PROX FEMUR HOOK PL/SMALL/8H/LEFT/STER | Trauma | EA
02.221.090 | 10886982275592 | 3.5/4.5MM VA PPFX PROX FEMUR HOOK PL/LARGE/8HOLES/RIGHT | Trauma | EA
02.221.090S | 10886982275806 | 3.5/4.5MM VA PPFX PROX FEMUR HOOK PL/LARGE/8H/RIGHT/STER | Trauma | EA
02.221.091 | 10886982275653 | 3.5/4.5MM VA PPFX PROX FEMUR HOOK PL/LARGE/8HOLES/LEFT | Trauma | EA
02.221.091S | 10886982275967 | 3.5/4.5MM VA PPFX PROX FEMUR HOOK PL/LARGE/8H/LEFT/STER | Trauma | EA
02.221.092 | 10886982275608 | 3.5/4.5MM VA PPFX PROX FEMUR HOOK PL/SMALL/10HOLES/RIGHT | Trauma | EA
02.221.092S | 10886982275813 | 3.5/4.5MM VA PPFX PROX FEMUR HOOK PL/SMALL/10H/RIGHT/STER | Trauma | EA
02.221.093 | 10886982275660 | 3.5/4.5MM VA PPFX PROX FEMUR HOOK PL/SMALL/10HOLES/LEFT | Trauma | EA
02.221.093S | 10886982275974 | 3.5/4.5MM VA PPFX PROX FEMUR HOOK PL/SMALL/10H/LEFT/STER | Trauma | EA
02.221.094 | 10886982275615 | 3.5/4.5MM VA PPFX PROX FEMUR HOOK PL/LARGE/10HOLES/RIGHT | Trauma | EA
02.221.094S | 10886982275820 | 3.5/4.5MM VA PPFX PROX FEMUR HOOK PL/LARGE/10H/RIGHT/STER | Trauma | EA
02.221.095 | 10886982275677 | 3.5/4.5MM VA PPFX PROX FEMUR HOOK PL/LARGE/10HOLES/LEFT | Trauma | EA
02.221.095S | 10886982275981 | 3.5/4.5MM VA PPFX PROX FEMUR HOOK PL/LARGE/10H/LEFT/STER | Trauma | EA
02.221.100 | 10886982275998 | 3.5MM VA PPFX GT RING ATTCHMT PLATE/SMALL/RIGHT | Trauma | EA
02.221.100S | 10886982276018 | 3.5MM VA PPFX GT RING ATTCHMT PLATE/SMALL/RIGHT/STERILE | Trauma | EA
02.221.101 | 10886982276148 | 3.5MM VA PPFX GT RING ATTCHMT PLATE/SMALL/LEFT | Trauma | EA
02.221.101S | 10886982276032 | 3.5MM VA PPFX GT RING ATTCHMT PLATE/SMALL/LEFT/STERILE | Trauma | EA
02.221.102 | 10886982276001 | 3.5MM VA PPFX GT RING ATTCHMT PLATE/LARGE/RIGHT | Trauma | EA
02.221.102S | 10886982276025 | 3.5MM VA PPFX GT RING ATTCHMT PLATE/LARGE/RIGHT/STERILE | Trauma | EA
02.221.103 | 10886982276155 | 3.5MM VA PPFX GT RING ATTCHMT PLATE/LARGE/LEFT | Trauma | EA
02.221.103S | 10886982276049 | 3.5MM VA PPFX GT RING ATTCHMT PLATE/LARGE/LEFT/STERILE | Trauma | EA
02.221.110 | 10886982275493 | 3.5/4.5MM VA PPFX PROX FEMUR PLATE/2HOLES/RIGHT | Trauma | EA
02.221.110S | 10886982275868 | 3.5/4.5MM VA PPFX PROX FEMUR PLATE/2HOLES/RIGHT/STERILE | Trauma | EA
02.221.111 | 10886982275707 | 3.5/4.5MM VA PPFX PROX FEMUR PLATE/2HOLES/LEFT | Trauma | EA
02.221.111S | 10886982276056 | 3.5/4.5MM VA PPFX PROX FEMUR PLATE/2HOLES/LEFT/STERILE | Trauma | EA
02.221.112 | 10886982275509 | 3.5/4.5MM VA PPFX PROX FEMUR PLATE/7HOLES/RIGHT | Trauma | EA
02.221.112S | 10886982275875 | 3.5/4.5MM VA PPFX PROX FEMUR PLATE/7HOLES/RIGHT/STERILE | Trauma | EA
02.221.113 | 10886982275714 | 3.5/4.5MM VA PPFX PROX FEMUR PLATE/7HOLES/LEFT | Trauma | EA
02.221.113S | 10886982276063 | 3.5/4.5MM VA PPFX PROX FEMUR PLATE/7HOLES/LEFT/STERILE | Trauma | EA
02.221.114 | 10886982275516 | 3.5/4.5MM VA PPFX PROX FEMUR PLATE/8HOLES/RIGHT | Trauma | EA
02.221.114S | 10886982275882 | 3.5/4.5MM VA PPFX PROX FEMUR PLATE/8HOLES/RIGHT/STERILE | Trauma | EA
02.221.115 | 10886982275721 | 3.5/4.5MM VA PPFX PROX FEMUR PLATE/8HOLES/LEFT | Trauma | EA
02.221.115S | 10886982276070 | 3.5/4.5MM VA PPFX PROX FEMUR PLATE/8HOLES/LEFT/STERILE | Trauma | EA
02.221.120 | 10886982275523 | 3.5/4.5MM VA PPFX PROX FEMUR PLATE/9HOLES/RIGHT | Trauma | EA
02.221.120S | 10886982275899 | 3.5/4.5MM VA PPFX PROX FEMUR PLATE/9HOLES/RIGHT/STERILE | Trauma | EA
02.221.121 | 10886982275738 | 3.5/4.5MM VA PPFX PROX FEMUR PLATE/9HOLES/LEFT | Trauma | EA
02.221.121S | 10886982276087 | 3.5/4.5MM VA PPFX PROX FEMUR PLATE/9HOLES/LEFT/STERILE | Trauma | EA
02.221.122 | 10886982275530 | 3.5/4.5MM VA PPFX PROX FEMUR PLATE/10HOLES/RIGHT | Trauma | EA
02.221.122S | 10886982275905 | 3.5/4.5MM VA PPFX PROX FEMUR PLATE/10HOLES/RIGHT/STERILE | Trauma | EA
02.221.123 | 10886982275745 | 3.5/4.5MM VA PPFX PROX FEMUR PLATE/10HOLES/LEFT | Trauma | EA
02.221.123S | 10886982276094 | 3.5/4.5MM VA PPFX PROX FEMUR PLATE/10HOLES/LEFT/STERILE | Trauma | EA
02.221.124 | 10886982275547 | 3.5/4.5MM VA PPFX PROX FEMUR PLATE/11HOLES/RIGHT | Trauma | EA
02.221.124S | 10886982275912 | 3.5/4.5MM VA PPFX PROX FEMUR PLATE/11HOLES/RIGHT/STERILE | Trauma | EA
02.221.125 | 10886982275752 | 3.5/4.5MM VA PPFX PROX FEMUR PLATE/11HOLES/LEFT | Trauma | EA
02.221.125S | 10886982276100 | 3.5/4.5MM VA PPFX PROX FEMUR PLATE/11HOLES/LEFT/STERILE | Trauma | EA
02.221.130 | 10886982275554 | 3.5/4.5MM VA PPFX PROX FEMUR PLATE/12HOLES/RIGHT | Trauma | EA
02.221.130S | 10886982275929 | 3.5/4.5MM VA PPFX PROX FEMUR PLATE/12HOLES/RIGHT/STERILE | Trauma | EA
02.221.131 | 10886982275769 | 3.5/4.5MM VA PPFX PROX FEMUR PLATE/12HOLES/LEFT | Trauma | EA
02.221.131S | 10886982276117 | 3.5/4.5MM VA PPFX PROX FEMUR PLATE/12HOLES/LEFT/STERILE | Trauma | EA
02.221.150 | 10886982276513 | 3.5MM VA PPFX DSTL FEMUR SPAN ATTCHMT PL/4H/RIGHT | Trauma | EA
02.221.150S | 10886982276568 | 3.5MM VA PPFX DSTL FEMUR SPAN ATTCHMT PL/4H/RIGHT/STER | Trauma | EA
02.221.151 | 10886982276483 | 3.5MM VA PPFX DSTL FEMUR SPAN ATTCHMT PL/4H/LEFT | Trauma | EA
02.221.151S | 10886982276612 | 3.5MM VA PPFX DSTL FEMUR SPAN ATTCHMT PL/4H/LEFT/STER | Trauma | EA
02.221.152 | 10886982276520 | 3.5MM VA PPFX DSTL FEMUR SPAN ATTCHMT PL/4H LNG/RIGHT | Trauma | EA
02.221.152S | 10886982276575 | 3.5MM VA PPFX DSTL FEMUR SPAN ATTCHMT PL/4H LNG/RIGHT/STER | Trauma | EA
02.221.153 | 10886982276490 | 3.5MM VA PPFX DSTL FEMUR SPAN ATTCHMT PL/4H LNG/LEFT | Trauma | EA
02.221.153S | 10886982276629 | 3.5MM VA PPFX DSTL FEMUR SPAN ATTCHMT PL/4H LNG/LEFT/STER | Trauma | EA
02.221.154 | 10886982276537 | 3.5MM VA PPFX DSTL FEMUR SPAN ATTCHMT PL/6H/RIGHT | Trauma | EA
02.221.154S | 10886982276582 | 3.5MM VA PPFX DSTL FEMUR SPAN ATTCHMT PL/6H/RIGHT/STER | Trauma | EA
02.221.155 | 10886982276506 | 3.5MM VA PPFX DSTL FEMUR SPAN ATTCHMT PL/6H/LEFT | Trauma | EA
02.221.155S | 10886982276636 | 3.5MM VA PPFX DSTL FEMUR SPAN ATTCHMT PL/6H/LEFT/STER | Trauma | EA
02.221.174 | 10886982276452 | 3.5MM VA LOCKING ATTCHMT PLATE/4 HOLES | Trauma | EA
02.221.174S | 10886982276469 | 3.5MM VA LOCKING ATTCHMT PLATE/4 HOLES/STERILE | Trauma | EA
02.221.180S | 10886982276124 | CONNECTING SCR F/VA PPFX GT RING ATTCHMT PLATE/STERILE | Trauma | EA
03.221.092 | 10886982277183 | SIZING TEMPLATE F/VA PPFX GT HOOK PL/SMALL | Trauma | EA
03.221.093 | 10886982277190 | SIZING TEMPLATE F/VA PPFX GT HOOK PL/LARGE | Trauma | EA
03.221.094 | 10886982277206 | SIZING TEMPLATE F/VA PPFX PROX FEMUR HOOK PL/SMALL | Trauma | EA
03.221.095 | 10886982277213 | SIZING TEMPLATE F/VA PPFX PROX FEMUR HOOK PL/LARGE | Trauma | EA
03.221.100 | 10886982277220 | SIZING TEMPLATE F/VA PPFX GT RING ATTCHMT PL/SMALL/RIGHT | Trauma | EA
03.221.101 | 10886982277237 | SIZING TEMPLATE F/VA PPFX GT RING ATTCHMT PL/SMALL/LEFT | Trauma | EA
03.221.102 | 10886982277244 | SIZING TEMPLATE F/VA PPFX GT RING ATTCHMT PL/LARGE/RIGHT | Trauma | EA
03.221.103 | 10886982277251 | SIZING TEMPLATE F/VA PPFX GT RING ATTCHMT PL/LARGE/LEFT | Trauma | EA
03.221.150 | 10886982277268 | SIZING TEMPLATE F/VA PPFX DSTL FEMUR SPAN ATTCHMT PL/4H/RIGHT | Trauma | EA
03.221.151 | 10886982277275 | SIZING TEMPLATE F/VA PPFX DSTL FEMUR SPAN ATTCHMT PL/4H/LEFT | Trauma | EA
03.221.152 | 10886982277282 | SIZING TEMPLATE F/VA PPFX DSTL FEMUR SPAN ATTCHMT PL/4H/RIGHT | Trauma | EA
03.221.153 | 10886982277299 | SIZING TEMPLATE F/VA PPFX DSTL FEMUR SPAN ATTCHMT PL/4H/LEFT | Trauma | EA
03.221.154 | 10886982277305 | SIZING TEMPLATE F/VA PPFX DSTL FEMUR SPAN ATTCHMT PL/6H/RIGHT | Trauma | EA
03.221.155 | 10886982277312 | SIZING TEMPLATE F/VA PPFX DSTL FEMUR SPAN ATTCHMT PL/6H/LEFT | Trauma | EA
03.221.180 | 10886982276971 | SIZING TEMPLATE F/VA PPFX PROX FEMUR PL/8HOLES/RIGHT | Trauma | EA
03.221.181 | 10886982276988 | SIZING TEMPLATE F/VA PPFX PROX FEMUR PL/8HOLES/LEFT | Trauma | EA
03.221.182 | 10886982276995 | SIZING TEMPLATE F/VA PPFX PROX FEMUR PL/9HOLES/RIGHT | Trauma | EA
03.221.183 | 10886982277008 | SIZING TEMPLATE F/VA PPFX PROX FEMUR PL/9HOLES/LEFT | Trauma | EA
03.221.184 | 10886982277817 | SIZING TEMPLATE F/VA PPFX PROX FEMUR PL/10HOLES/RIGHT | Trauma | EA
03.221.185 | 10886982289902 | SIZING TEMPLATE F/VA PPFX PROX FEMUR PL/10HOLES/LEFT | Trauma | EA
03.221.186 | 10886982289919 | SIZING TEMPLATE F/VA PPFX PROX FEMUR PL/11HOLES/RIGHT | Trauma | EA
03.221.187 | 10886982289926 | SIZING TEMPLATE F/VA PPFX PROX FEMUR PL/11HOLES/LEFT | Trauma | EA
03.221.188 | 10886982289933 | SIZING TEMPLATE F/VA PPFX PROX FEMUR PL/12HOLES/RIGHT | Trauma | EA
03.221.189 | 10886982289940 | SIZING TEMPLATE F/VA PPFX PROX FEMUR PL/12HOLES/LEFT | Trauma | EA
03.221.250 | 10886982277015 | INSERTN HANDLE F/VA PPFX PROX FEMUR HOOK PL | Trauma | EA
03.221.253 | 10886982277039 | CONN SCR F/SIZING TMPL VA PPFX DSTL FEMUR SPAN ATTCHMT PL | Trauma | EA
60.221.080 | 10886982277329 | TRAY F/VA PPFX PROX FEMUR PLATES/RIGHT | Trauma | EA
60.221.082 | 10886982277336 | TRAY F/VA PPFX PROX FEMUR PLATES/LEFT | Trauma | EA
60.221.084 | 10886982277343 | TRAY F/VA PPFX PROX FEMUR HOOK PLATES/SMALL | Trauma | EA
60.221.086 | 10886982277350 | TRAY F/VA PPFX PROX FEMUR HOOK PLATES/LARGE | Trauma | EA
60.221.088 | 10886982276957 | TRAY F/VA PPFX ATTCHMT PLATES | Trauma | EA
60.221.090 | 10886982276964 | TRAY F/SIZING TMPL VA PPFX PROX FEMUR PLATES/HOOK PLATES | Trauma | EA
60.221.092 | 10886982309136 | TRAY F/SIZING TMPL VA PPFX ATTCHMT PLATES | Trauma | EA
60.221.094 | 10886982309143 | TRAY F/SCREW INSERTION INSTR 3.5MM SCREWS | Trauma | EA
60.221.096 | 10886982309150 | TRAY F/SCREW INSERTION INSTR 4.5/5.0MM SCREWS | Trauma | EA
60.221.100 | 10886982309167 | SCREW RACK F/PPFX 3.5/4.5/5.0MM SCREWS | Trauma | EA
02.112.810 | 10886982279835 | 2.7MM VA LCP HOOK PLATE LONG/ 9MM/ LEFT | Trauma | EA
02.112.810S | 10886982280015 | 2.7MM VA LCP HOOK PLATE LONG/ 9MM/ LEFT/ STERILE | Trauma | EA
02.112.811 | 10886982279866 | 2.7MM VA LCP HOOK PLATE LONG/ 9MM/ RIGHT | Trauma | EA
02.112.811S | 10886982280046 | 2.7MM VA LCP HOOK PLATE LONG/ 9MM/ RIGHT/ STERILE | Trauma | EA
02.112.812 | 10886982279842 | 2.7MM VA LCP HOOK PLATE LONG/ 12MM/ LEFT | Trauma | EA
02.112.812S | 10886982280022 | 2.7MM VA LCP HOOK PLATE LONG/ 12MM/ LEFT/ STERILE | Trauma | EA
02.112.813 | 10886982279873 | 2.7MM VA LCP HOOK PLATE LONG/ 12MM/ RIGHT | Trauma | EA
02.112.813S | 10886982280053 | 2.7MM VA LCP HOOK PLATE LONG/ 12MM/ RIGHT/ STERILE | Trauma | EA
02.112.814 | 10886982279859 | 2.7MM VA LCP HOOK PLATE LONG/ 15MM/ LEFT | Trauma | EA
02.112.814S | 10886982280039 | 2.7MM VA LCP HOOK PLATE LONG/ 15MM/ LEFT/ STERILE | Trauma | EA
02.112.815 | 10886982279880 | 2.7MM VA LCP HOOK PLATE LONG/ 15MM/ RIGHT | Trauma | EA
02.112.815S | 10886982280060 | 2.7MM VA LCP HOOK PLATE LONG/ 15MM/ RIGHT/ STERILE | Trauma | EA
02.112.820 | 10886982279897 | 2.7MM VA LCP HOOK PLATE SHORT/ 9MM/ LEFT | Trauma | EA
02.112.820S | 10886982280077 | 2.7MM VA LCP HOOK PLATE SHORT/ 9MM/ LEFT/ STERILE | Trauma | EA
02.112.821 | 10886982279927 | 2.7MM VA LCP HOOK PLATE SHORT/ 9MM/ RIGHT | Trauma | EA
02.112.821S | 10886982280107 | 2.7MM VA LCP HOOK PLATE SHORT/ 9MM/ RIGHT/ STERILE | Trauma | EA
02.112.822 | 10886982279903 | 2.7MM VA LCP HOOK PLATE SHORT/ 12MM/ LEFT | Trauma | EA
02.112.822S | 10886982280084 | 2.7MM VA LCP HOOK PLATE SHORT/ 12MM/ LEFT/ STERILE | Trauma | EA
02.112.823 | 10886982279934 | 2.7MM VA LCP HOOK PLATE SHORT/ 12MM/ RIGHT | Trauma | EA
02.112.823S | 10886982280114 | 2.7MM VA LCP HOOK PLATE SHORT/ 12MM/ RIGHT/ STERILE | Trauma | EA
02.112.824 | 10886982279910 | 2.7MM VA LCP HOOK PLATE SHORT/ 15MM/ LEFT | Trauma | EA
02.112.824S | 10886982280091 | 2.7MM VA LCP HOOK PLATE SHORT/ 15MM/ LEFT/ STERILE | Trauma | EA
02.112.825 | 10886982279941 | 2.7MM VA LCP HOOK PLATE SHORT/ 15MM/ RIGHT | Trauma | EA
02.112.825S | 10886982280121 | 2.7MM VA LCP HOOK PLATE SHORT/ 15MM/ RIGHT/ STERILE | Trauma | EA
02.112.910 | 10886982279958 | 2.7MM VA LCP BUTTON HOOK PLATE 9MM/ LEFT | Trauma | EA
02.112.910S | 10886982280138 | 2.7MM VA LCP BUTTON HOOK PLATE 9MM/ LEFT/ STERILE | Trauma | EA
02.112.911 | 10886982279989 | 2.7MM VA LCP BUTTON HOOK PLATE 9MM/ RIGHT | Trauma | EA
02.112.911S | 10886982280169 | 2.7MM VA LCP BUTTON HOOK PLATE 9MM/ RIGHT/ STERILE | Trauma | EA
02.112.912 | 10886982279965 | 2.7MM VA LCP BUTTON HOOK PLATE 12MM/ LEFT | Trauma | EA
02.112.912S | 10886982280145 | 2.7MM VA LCP BUTTON HOOK PLATE 12MM/ LEFT/ STERILE | Trauma | EA
02.112.913 | 10886982279996 | 2.7MM VA LCP BUTTON HOOK PLATE 12MM/ RIGHT | Trauma | EA
02.112.913S | 10886982280176 | 2.7MM VA LCP BUTTON HOOK PLATE 12MM/ RIGHT/ STERILE | Trauma | EA
02.112.914 | 10886982279972 | 2.7MM VA LCP BUTTON HOOK PLATE 15MM/ LEFT | Trauma | EA
02.112.914S | 10886982280152 | 2.7MM VA LCP BUTTON HOOK PLATE 15MM/ LEFT/ STERILE | Trauma | EA
02.112.915 | 10886982280008 | 2.7MM VA LCP BUTTON HOOK PLATE 15MM/ RIGHT | Trauma | EA
02.112.915S | 10886982280183 | 2.7MM VA LCP BUTTON HOOK PLATE 15MM/ RIGHT/ STERILE | Trauma | EA
03.112.810 | 10886982296221 | TMPL FOR 2.7MM VA LCP CLAVICLE HOOK PLATE/ LONG/ 9MM/ LEFT | Trauma | EA
03.112.811 | 10886982296252 | TMPL FOR 2.7MM VA LCP CLAVICLE HOOK PLATE/ LONG/ 9MM/ RIGHT | Trauma | EA
03.112.812 | 10886982296238 | TMPL FOR 2.7MM VA LCP CLAVICLE HOOK PLATE/ LONG/ 12MM/ LEFT | Trauma | EA
03.112.813 | 10886982296269 | TMPL FOR 2.7MM VA LCP CLAVICLE HOOK PLATE/ LONG/ 12MM/ RIGHT | Trauma | EA
03.112.814 | 10886982296245 | TMPL FOR 2.7MM VA LCP CLAVICLE HOOK PLATE/ LONG/ 15MM/ LEFT | Trauma | EA
03.112.815 | 10886982296276 | TMPL FOR 2.7MM VA LCP CLAVICLE HOOK PLATE/ LONG/ 15MM/ RIGHT | Trauma | EA
03.112.820 | 10886982296283 | TMPL FOR 2.7MM VA LCP CLAVICLE HOOK PLATE/ SHORT/ 9MM/ LEFT | Trauma | EA
03.112.821 | 10886982296313 | TMPL FOR 2.7MM VA LCP CLAVICLE HOOK PLATE/ SHORT/ 9MM/ RIGHT | Trauma | EA
03.112.822 | 10886982296290 | TMPL FOR 2.7MM VA LCP CLAVICLE HOOK PLATE/ SHORT/ 12MM/ LEFT | Trauma | EA
03.112.823 | 10886982296320 | TMPL FOR 2.7MM VA LCP CLAVICLE HOOK PLATE/ SHORT/ 12MM/ RIGHT | Trauma | EA
03.112.824 | 10886982296306 | TMPL FOR 2.7MM VA LCP CLAVICLE HOOK PLATE/ SHORT/ 15MM/ LEFT | Trauma | EA
03.112.825 | 10886982296337 | TMPL FOR 2.7MM VA LCP CLAVICLE HOOK PLATE/ SHORT/ 15MM/ RIGHT | Trauma | EA
03.112.910 | 10886982296566 | TMPL FOR 2.7MM VA LCP CLAVICLE BUTTON HOOK PLATE/ 9MM/ LEFT | Trauma | EA
03.112.911 | 10886982296597 | TMPL FOR 2.7MM VA LCP CLAVICLE BUTTON HOOK PLATE/ 9MM/ RIGHT | Trauma | EA
03.112.912 | 10886982296573 | TMPL FOR 2.7MM VA LCP CLAVICLE BUTTON HOOK PLATE/ 12MM/ LEFT | Trauma | EA
03.112.913 | 10886982296603 | TMPL FOR 2.7MM VA LCP CLAVICLE BUTTON HOOK PLATE/ 12MM/ RIGHT | Trauma | EA
03.112.914 | 10886982296580 | TMPL FOR 2.7MM VA LCP CLAVICLE BUTTON HOOK PLATE/ 15MM/ LEFT | Trauma | EA
03.112.915 | 10886982296610 | TMPL FOR 2.7MM VA LCP CLAVICLE BUTTON HOOK PLATE/ 15MM/ RIGHT | Trauma | EA
04.112.810 | 10886982279163 | 2.7MM TI VA LCP HOOK PLATE LONG/ 9MM/ LEFT | Trauma | EA
04.112.810S | 10886982279651 | 2.7MM TI VA LCP HOOK PLATE LONG/ 9MM/ LEFT/ STERILE | Trauma | EA
04.112.811 | 10886982279507 | 2.7MM TI VA LCP HOOK PLATE LONG/ 9MM/ RIGHT | Trauma | EA
04.112.811S | 10886982279682 | 2.7MM TI VA LCP HOOK PLATE LONG/ 9MM/ RIGHT/ STERILE | Trauma | EA
04.112.812 | 10886982279484 | 2.7MM TI VA LCP HOOK PLATE LONG/ 12MM/ LEFT | Trauma | EA
04.112.812S | 10886982279668 | 2.7MM TI VA LCP HOOK PLATE LONG/ 12MM/ LEFT/ STERILE | Trauma | EA
04.112.813 | 10886982279514 | 2.7MM TI VA LCP HOOK PLATE LONG/ 12MM/ RIGHT | Trauma | EA
04.112.813S | 10886982279699 | 2.7MM TI VA LCP HOOK PLATE LONG/ 12MM/ RIGHT/ STERILE | Trauma | EA
04.112.814 | 10886982279491 | 2.7MM TI VA LCP HOOK PLATE LONG/ 15MM/ LEFT | Trauma | EA
04.112.814S | 10886982279675 | 2.7MM TI VA LCP HOOK PLATE LONG/ 15MM/ LEFT/ STERILE | Trauma | EA
04.112.815 | 10886982279521 | 2.7MM TI VA LCP HOOK PLATE LONG/ 15MM/ RIGHT | Trauma | EA
04.112.815S | 10886982279705 | 2.7MM TI VA LCP HOOK PLATE LONG/ 15MM/ RIGHT/ STERILE | Trauma | EA
04.112.820 | 10886982279538 | 2.7MM TI VA LCP HOOK PLATE SHORT/ 9MM/ LEFT | Trauma | EA
04.112.820S | 10886982279712 | 2.7MM TI VA LCP HOOK PLATE SHORT/ 9MM/ LEFT/ STERILE | Trauma | EA
04.112.821 | 10886982279569 | 2.7MM TI VA LCP HOOK PLATE SHORT/ 9MM/ RIGHT | Trauma | EA
04.112.821S | 10886982279743 | 2.7MM TI VA LCP HOOK PLATE SHORT/ 9MM/ RIGHT/ STERILE | Trauma | EA
04.112.822 | 10886982279545 | 2.7MM TI VA LCP HOOK PLATE SHORT/ 12MM/ LEFT | Trauma | EA
04.112.822S | 10886982279729 | 2.7MM TI VA LCP HOOK PLATE SHORT/ 12MM/ LEFT/ STERILE | Trauma | EA
04.112.823 | 10886982279576 | 2.7MM TI VA LCP HOOK PLATE SHORT/ 12MM/ RIGHT | Trauma | EA
04.112.823S | 10886982279750 | 2.7MM TI VA LCP HOOK PLATE SHORT/ 12MM/ RIGHT/ STERILE | Trauma | EA
04.112.824 | 10886982279552 | 2.7MM TI VA LCP HOOK PLATE SHORT/ 15MM/ LEFT | Trauma | EA
04.112.824S | 10886982279736 | 2.7MM TI VA LCP HOOK PLATE SHORT/ 15MM/ LEFT/ STERILE | Trauma | EA
04.112.825 | 10886982279583 | 2.7MM TI VA LCP HOOK PLATE SHORT/ 15MM/ RIGHT | Trauma | EA
04.112.825S | 10886982279767 | 2.7MM TI VA LCP HOOK PLATE SHORT/ 15MM/ RIGHT/ STERILE | Trauma | EA
04.112.910 | 10886982279590 | 2.7MM TI VA LCP BUTTON HOOK PLATE/ 9MM/ LEFT | Trauma | EA
04.112.910S | 10886982279774 | 2.7MM TI VA LCP BUTTON HOOK PLATE/ 9MM/ LEFT/ STERILE | Trauma | EA
04.112.911 | 10886982279620 | 2.7MM TI VA LCP BUTTON HOOK PLATE/ 9MM/ RIGHT | Trauma | EA
04.112.911S | 10886982279804 | 2.7MM TI VA LCP BUTTON HOOK PLATE/ 9MM/ RIGHT/ STERILE | Trauma | EA
04.112.912 | 10886982279606 | 2.7MM TI VA LCP BUTTON HOOK PLATE/ 12MM/ LEFT | Trauma | EA
04.112.912S | 10886982279781 | 2.7MM TI VA LCP BUTTON HOOK PLATE/ 12MM/ LEFT/ STERILE | Trauma | EA
04.112.913 | 10886982279637 | 2.7MM TI VA LCP BUTTON HOOK PLATE/ 12MM/ RIGHT | Trauma | EA
04.112.913S | 10886982279811 | 2.7MM TI VA LCP BUTTON HOOK PLATE/ 12MM/ RIGHT/ STERILE | Trauma | EA
04.112.914 | 10886982279613 | 2.7MM TI VA LCP BUTTON HOOK PLATE/ 15MM/ LEFT | Trauma | EA
04.112.914S | 10886982279798 | 2.7MM TI VA LCP BUTTON HOOK PLATE/ 15MM/ LEFT/ STERILE | Trauma | EA
04.112.915 | 10886982279644 | 2.7MM TI VA LCP BUTTON HOOK PLATE/ 15MM/ RIGHT | Trauma | EA
04.112.915S | 10886982279828 | 2.7MM TI VA LCP BUTTON HOOK PLATE/ 15MM/ RIGHT/ STERILE | Trauma | EA
03.333.000S | 00819917026498 | 0.8MM GUIDE WIRE/ 100MM LENGTH TROCAR TIP-STER 6-PACK | Trauma | P6
03.333.001S | 00819917026504 | 1.1MM GUIDE WIRE/ 150MM LENGTH TROCAR TIP-STER 6-PACK | Trauma | P6
03.333.002S | 00819917026511 | 1.4MM GUIDE WIRE/ 150MM LENGTH TROCAR TIP-STER 6-PACK | Trauma | P6
03.333.003S | 00819917026528 | 1.6MM GUIDE WIRE/ 220MM LENGTH TROCAR TIP-STER 6-PACK | Trauma | P6
03.333.004S | 00819917026535 | 2.8MM GUIDE WIRE/ 220MM LENGTH TROCAR TIP-STER 6-PACK | Trauma | P6
03.333.100S | 00819917026603 | 1.6MM CANN DRILL BIT QC/ 95MM- STER | Trauma | EA
03.333.101S | 00819917026610 | 2.0MM CANN DRILL BIT QC/ 145MM- STER | Trauma | EA
03.333.102S | 00819917026627 | 2.7MM CANN DRILL BIT QC/ 145MM- STER | Trauma | EA
03.333.103S | 00819917026634 | 3.0MM CANN DRILL BIT QC/ 215MM- STER | Trauma | EA
03.333.104S | 00819917026641 | 5.0MM CANN DRILL BIT LARGE QC/ 215MM- STER | Trauma | EA
03.333.200S | 00819917026757 | CANN COUNTERSINK FOR 2.0MM CANN HEADLESS SCREW/ QC- STER | Trauma | EA
03.333.201S | 00819917026764 | CANN COUNTERSINK 2.5MM/ 3.0MM CANN HEADLESS SCREW/ QC- STER | Trauma | EA
03.333.202S | 00819917026771 | CANN COUNTERSINK 3.5MM/ 4.0MM CANN HEADLESS SCREW/ QC- STER | Trauma | EA
03.333.203S | 00819917026788 | CANN COUNTERSINK 4.5MM/ 5.5MM CANN HEADLESS SCREW/ QC- STER | Trauma | EA
03.333.204S | 00819917026795 | CANN COUNTERSINK 6.5MM/ 7.5MM CANN HEADLESS SCREW/ QC- STER | Trauma | EA
SD314.675 | 10886982310873 | T6 SCREWDRIVER SHAFT W/ AO QUICK COUPLING | Trauma | EA
02.137.006S | 10886982291936 | 2.4/2.7 VA LCKNG LAT RIM PATELLA PL/SS/SMALL/STERILE | Trauma | EA
02.137.007S | 10886982291943 | 2.4/2.7 VA LCKNG LAT RIM PATELLA PL/SS/STERILE | Trauma | EA
03.137.005S | 10886982280886 | PATELLA TEMPLATE KIT LATERAL RIM / STERILE | Trauma | EA
04.137.006S | 10886982291912 | 2.4/2.7 VA LCKNG LAT RIM PATELLA PL/TI/SMALL/STERILE | Trauma | EA
04.137.007S | 10886982291929 | 2.4/2.7 VA LCKNG LAT RIM PATELLA PL/TI/STERILE | Trauma | EA
03.043.014 | 10886982297105 | DRILL BIT/ CANNULATED/ Ã 12MM SHORT | Trauma | EA
03.043.015 | 10886982297112 | DRILL BIT/ CANNULATED/ Ã 12MM LONG | Trauma | EA
222.254.V | 10886982309921 | LCP(TM) DISTAL FEMUR PLATE 9 HOLES/236MM-RIGHT | Trauma | EA
222.255.V | 10886982309938 | LCP(TM) DISTAL FEMUR PLATE 9 HOLES/236MM-LEFT | Trauma | EA
222.258.V | 10886982309945 | LCP(TM) DISTAL FEMUR PLATE 13 HOLES/316MM-RIGHT | Trauma | EA
222.259.V | 10886982309952 | LCP(TM) DISTAL FEMUR PLATE 13 HOLES/316MM-LEFT | Trauma | EA
SD03.010.517 | 10886982310378 | 8MM BALL HEX SHAFT WITH 6MM HEX COUPLING | Trauma | EA
02.202.975 | 10886982049247 | 2.7MM CORTEX SCREW SLF-TPNG WITH T8 STARDRIVE RECESS 75MM | Trauma | EA
02.202.980 | 10886982049261 | 2.7MM CORTEX SCREW SLF-TPNG WITH T8 STARDRIVE RECESS 80MM | Trauma | EA
02.202.985 | 10886982049285 | 2.7MM CORTEX SCREW SLF-TPNG WITH T8 STARDRIVE RECESS 85MM | Trauma | EA
02.202.990 | 10886982049308 | 2.7MM CORTEX SCREW SLF-TPNG WITH T8 STARDRIVE RECESS 90MM | Trauma | EA
02.210.965 | 10886982307385 | 2.4MM CORTEX SCREW SLF-TPNG WITH T8 STARDRIVE RECESS 65MM | Trauma | EA
02.210.970 | 10886982053428 | 2.4MM CORTEX SCREW SLF-TPNG WITH T8 STARDRIVE RECESS 70MM | Trauma | EA
02.210.975 | 10886982053442 | 2.4MM CORTEX SCREW SLF-TPNG WITH T8 STARDRIVE RECESS 75MM | Trauma | EA
02.210.980 | 10886982053466 | 2.4MM CORTEX SCREW SLF-TPNG WITH T8 STARDRIVE RECESS 80MM | Trauma | EA
02.210.985 | 10886982053480 | 2.4MM CORTEX SCREW SLF-TPNG WITH T8 STARDRIVE RECESS 85MM | Trauma | EA
02.210.990 | 10886982053503 | 2.4MM CORTEX SCREW SLF-TPNG WITH T8 STARDRIVE RECESS 90MM | Trauma | EA
02.247.380S | 10886982307453 | 2.7MM LCP(TM) PLATE 16 HOLES/148MM/ STERILE | Trauma | EA
02.247.386S | 10886982307460 | 2.7MM LCP(TM) PLATE 20 HOLES/184MM/STERILE | Trauma | EA
03.133.018S | 10886982307507 | 1.8MM DRILL BIT WITH DEPTH MARK/QC/190MM / STERILE | Trauma | EA
03.133.020S | 10886982307514 | 2.0MM DRILL BIT WITH DEPTH MARK/QC/190MM - STER | Trauma | EA
03.133.082 | 10886982307521 | 2.4/2.7MM DEPTH GAUGE 40 TO 100MM | Trauma | EA
04.202.970 | 10886982307323 | 2.7MM TI CORTEX SCREW SLF-TPNG WITH T8 STARDRIVE RECESS 65MM | Trauma | EA
04.202.971 | 10886982307330 | 2.7MM TI CORTEX SCREW SLF-TPNG WITH T8 STARDRIVE RECESS 70MM | Trauma | EA
04.202.975 | 10886982307347 | 2.7MM TI CORTEX SCREW SLF-TPNG WITH T8 STARDRIVE RECESS 75MM | Trauma | EA
04.202.980 | 10886982307354 | 2.7MM TI CORTEX SCREW SLF-TPNG WITH T8 STARDRIVE RECESS 80MM | Trauma | EA
04.202.985 | 10886982307361 | 2.7MM TI CORTEX SCREW SLF-TPNG WITH T8 STARDRIVE RECESS 85MM | Trauma | EA
04.202.990 | 10886982307378 | 2.7MM TI CORTEX SCREW SLF-TPNG WITH T8 STARDRIVE RECESS 90MM | Trauma | EA
04.210.965 | 10886982307392 | 2.4MM TI CORTEX SCREW SLF-TPNG WITH T8 STARDRIVE RECESS 65MM | Trauma | EA
04.210.970 | 10886982307408 | 2.4MM TI CORTEX SCREW SLF-TPNG WITH T8 STARDRIVE RECESS 70MM | Trauma | EA
04.210.975 | 10886982307415 | 2.4MM TI CORTEX SCREW SLF-TPNG WITH T8 STARDRIVE RECESS 75MM | Trauma | EA
04.210.980 | 10886982307422 | 2.4MM TI CORTEX SCREW SLF-TPNG WITH T8 STARDRIVE RECESS 80MM | Trauma | EA
04.210.985 | 10886982307439 | 2.4MM TI CORTEX SCREW SLF-TPNG WITH T8 STARDRIVE RECESS 85MM | Trauma | EA
04.210.990 | 10886982307446 | 2.4MM TI CORTEX SCREW SLF-TPNG WITH T8 STARDRIVE RECESS 90MM | Trauma | EA
04.447.380S | 10886982307484 | 2.7MM TI LCP(TM) PLATE 16 HOLES/148MM/ STERILE | Trauma | EA
04.447.386S | 10886982307491 | 2.7MM TI LCP(TM) PLATE 20 HOLES/184MM/STERILE | Trauma | EA
202.970 | 10886982145277 | 2.7MM CORTEX SCREW SLF-TPNG WITH T8 STARDRIVE RECESS 65MM | Trauma | EA
202.971 | 10886982145291 | 2.7MM CORTEX SCREW SLF-TPNG WITH T8 STARDRIVE RECESS 70MM | Trauma | EA
SD03.113.015 | 10886982310804 | EXTENDED 2.8MM PUSH-PULL REDUCTION DEVICE | Trauma | EA
SD03.037.017 | 10886982311511 | GUIDE SLEEVE LAG SCREW | Trauma | EA
02.152.420 | 10886982303660 | 4.0MM BLUNTED POINT SCHANZ SCREW 20MM THRD/150MM | Trauma | EA
02.152.420SHA | 10886982304766 | 4.0MM BLUNTED POINT SCHANZ SCREW 20MM THRD/150MM/HA STER | Trauma | EA
02.172.525SHA | 10886982304896 | 5.0MM BLUNTED POINT SCHANZ SCREW 25MM THRD/175MM/HA STER | Trauma | EA
02.172.530 | 10886982304001 | 5.0MM BLUNTED POINT SCHANZ SCREW 30MM THRD/175MM | Trauma | EA
02.172.530SHA | 10886982304902 | 5.0MM BLUNTED POINT SCHANZ SCREW 30MM THRD/175MM/HA STER | Trauma | EA
02.172.535 | 10886982304018 | 5.0MM BLUNTED POINT SCHANZ SCREW 35MM THRD/175MM | Trauma | EA
02.172.535SHA | 10886982304919 | 5.0MM BLUNTED POINT SCHANZ SCREW 35MM THRD/175MM/HA STER | Trauma | EA
02.172.540 | 10886982304025 | 5.0MM BLUNTED POINT SCHANZ SCREW 40MM THRD/175MM | Trauma | EA
02.172.540SHA | 10886982304926 | 5.0MM BLUNTED POINT SCHANZ SCREW 40MM THRD/175MM/HA STER | Trauma | EA
02.172.625 | 10886982303851 | 6.0MM BLUNTED POINT SCHANZ SCREW 25MM THRD/175MM | Trauma | EA
02.172.625SHA | 10886982305053 | 6.0MM BLUNTED POINT SCHANZ SCREW 25MM THRD/175MM/HA STER | Trauma | EA
02.172.630 | 10886982303868 | 6.0MM BLUNTED POINT SCHANZ SCREW 30MM THRD/175MM | Trauma | EA
02.172.630SHA | 10886982305060 | 6.0MM BLUNTED POINT SCHANZ SCREW 30MM THRD/175MM/HA STER | Trauma | EA
02.172.635 | 10886982303875 | 6.0MM BLUNTED POINT SCHANZ SCREW 35MM THRD/175MM | Trauma | EA
02.172.635SHA | 10886982305077 | 6.0MM BLUNTED POINT SCHANZ SCREW 35MM THRD/175MM/HA STER | Trauma | EA
02.172.640 | 10886982303882 | 6.0MM BLUNTED POINT SCHANZ SCREW 40MM THRD/175MM | Trauma | EA
02.172.640SHA | 10886982305084 | 6.0MM BLUNTED POINT SCHANZ SCREW 40MM THRD/175MM/HA STER | Trauma | EA
02.252.540 | 10886982303776 | 5.0MM BLUNTED POINT SCHANZ SCREW 40MM THRD/250MM | Trauma | EA
02.252.555 | 10886982303783 | 5.0MM BLUNTED POINT SCHANZ SCREW 55MM THRD/250MM | Trauma | EA
02.252.555SHA | 10886982304988 | 5.0MM BLUNTED POINT SCHANZ SCREW 55MM THRD/250MM/HA STER | Trauma | EA
02.252.570SHA | 10886982304995 | 5.0MM BLUNTED POINT SCHANZ SCREW 70MM THRD/250MM/HA STER | Trauma | EA
02.252.585SHA | 10886982305008 | 5.0MM BLUNTED POINT SCHANZ SCREW 85MM THRD/250MM/HA STER | Trauma | EA
02.252.655SHA | 10886982305138 | 6.0MM BLUNTED POINT SCHANZ SCREW 55MM THRD/250MM/HA STER | Trauma | EA
02.252.670SHA | 10886982305145 | 6.0MM BLUNTED POINT SCHANZ SCREW 70MM THRD/250MM/HA STER | Trauma | EA
03.313.700 | 10886982303509 | 3.2MM DRILL BIT LONG/CALIBRATED | Trauma | EA
03.313.700S | 10886982303554 | 3.2MM DRILL BIT LONG/CALIBRATED/STERILE | Trauma | EA
03.313.701 | 10886982303516 | 4.3MM DRILL BIT LONG/CALIBRATED | Trauma | EA
03.313.701S | 10886982303561 | 4.3MM DRILL BIT LONG/CALIBRATED/STERILE | Trauma | EA
03.313.702 | 10886982303523 | 4.3MM DRILL BIT EXTRA LONG/CALIBRATED | Trauma | EA
03.313.702S | 10886982303578 | 4.3MM DRILL BIT EXTRA LONG/CALIBRATED/STERILE | Trauma | EA
03.313.703 | 10886982303530 | 5.0MM DRILL BIT LONG/CALIBRATED | Trauma | EA
03.313.703S | 10886982303585 | 5.0MM DRILL BIT LONG/CALIBRATED/STERILE | Trauma | EA
03.313.704 | 10886982303547 | 5.0MM DRILL BIT EXTRA LONG/CALIBRATED | Trauma | EA
03.313.704S | 10886982303592 | 5.0MM DRILL BIT EXTRA LONG/CALIBRATED/STERILE | Trauma | EA
03.313.720 | 10886982303493 | 4.0MM DRILL SLEEVE LONG/OUTER | Trauma | EA
03.313.721 | 10886982303356 | 4.0MM DRILL SLEEVE LONG/INNER | Trauma | EA
03.313.722 | 10886982303363 | 5.0MM DRILL SLEEVE LONG/OUTER | Trauma | EA
03.313.723 | 10886982303370 | 5.0MM DRILL SLEEVE LONG/INNER | Trauma | EA
03.313.724 | 10886982303387 | 5.0MM DRILL SLEEVE EXTRA LONG/OUTER | Trauma | EA
03.313.725 | 10886982303394 | 5.0MM DRILL SLEEVE EXTRA LONG/INNER | Trauma | EA
03.313.726 | 10886982303400 | 6.0MM DRILL SLEEVE LONG/OUTER | Trauma | EA
03.313.727 | 10886982303417 | 6.0MM DRILL SLEEVE LONG/INNER | Trauma | EA
03.313.728 | 10886982303424 | 6.0MM DRILL SLEEVE EXTRA LONG/OUTER | Trauma | EA
03.313.729 | 10886982303431 | 6.0MM DRILL SLEEVE EXTRA LONG/INNER | Trauma | EA
03.313.730 | 10886982303448 | 3.2MM TROCAR LONG | Trauma | EA
03.313.731 | 10886982303455 | 4.3MM TROCAR LONG | Trauma | EA
03.313.732 | 10886982303462 | 4.3MM TROCAR EXTRA LONG | Trauma | EA
03.313.733 | 10886982303479 | 5.0MM TROCAR LONG | Trauma | EA
03.313.734 | 10886982303486 | 5.0MM TROCAR EXTRA LONG | Trauma | EA
61.313.003 | 10886982306494 | MAXFRAME(TM) SCHANZ SCREW INSTRUMENTS AND DRILL BITS | Trauma | EA
03.043.012S | 10886982298928 | TROCAR / LONG FOR NAILS Ã 8-13MM / STERILE | Trauma | EA
03.043.034S | 10886982298867 | PROTECTION SLEEVE/ FLEX/ LONG FOR NAILS Ã 8-13MM / STERILE | Trauma | EA
SD399.770 | 10886982309242 | REDUCTION FORCEPS W/ POINTS TWO FLARED TIPS, SPEED LOCK | Trauma | EA
SD399.771 | 10886982309259 | REDUCTION FORCEPS W/ POINTS LEFT FLARED TIP, SPEED LOCK | Trauma | EA
SD399.772 | 10886982309266 | REDUCTION FORCEPS W/ POINTS RIGHT FLARED TIP, SPEED LOCK | Trauma | EA
02.247.390S | 10886982307477 | 2.7MM LCP(TM) ADAPTION PLATE 20 HOLES/161MM /STERILE | Trauma | EA
04.447.390S | 10886982307538 | 2.7MM TI LCP(TM) ADAPTION PL 20 HOLES/161MM /STERILE | Trauma | EA
04.045.084S | 10886982294647 | LOCKING SCREW FOR IM NAIL Ã 5MM/ 84MM/ XL25/ STERILE | Trauma | EA
04.045.086S | 10886982294654 | LOCKING SCREW FOR IM NAIL Ã 5MM/ 86MM/ XL25/ STERILE | Trauma | EA
04.045.088S | 10886982294661 | LOCKING SCREW FOR IM NAIL Ã 5MM/ 88MM/ XL25/ STERILE | Trauma | EA
04.045.090S | 10886982294678 | LOCKING SCREW FOR IM NAIL Ã 5MM/ 90MM/ XL25/ STERILE | Trauma | EA
04.045.095S | 10886982294685 | LOCKING SCREW FOR IM NAIL Ã 5MM/ 95MM/ XL25/ STERILE | Trauma | EA
04.045.100S | 10886982294692 | LOCKING SCREW FOR IM NAIL Ã 5MM/ 100MM/ XL25/ STERILE | Trauma | EA
04.045.105S | 10886982294708 | LOCKING SCREW FOR IM NAIL Ã 5MM/ 105MM/ XL25/ STERILE | Trauma | EA
04.045.110S | 10886982294715 | LOCKING SCREW FOR IM NAIL Ã 5MM/ 110MM/ XL25/ STERILE | Trauma | EA
04.045.115S | 10886982294722 | LOCKING SCREW FOR IM NAIL Ã 5MM/ 115MM/ XL25/ STERILE | Trauma | EA
04.045.120S | 10886982294739 | LOCKING SCREW FOR IM NAIL Ã 5MM/ 120MM/ XL25/ STERILE | Trauma | EA
04.045.384S | 10886982295354 | LOW PROF LCKNG SCREW F/IM NAIL Ã 5.0MM / L 84MM/ XL25/ STER | Trauma | EA
04.045.386S | 10886982295361 | LOW PROF LCKNG SCREW F/IM NAIL Ã 5.0MM / L 86MM/ XL25/ STER | Trauma | EA
04.045.388S | 10886982295378 | LOW PROF LCKNG SCREW F/IM NAIL Ã 5.0MM / L 88MM/ XL25/ STER | Trauma | EA
04.045.390S | 10886982295385 | LOW PROF LCKNG SCREW F/IM NAIL Ã 5.0MM / L 90MM/ XL25/ STER | Trauma | EA
04.045.395S | 10886982295392 | LOW PROF LCKNG SCREW F/IM NAIL Ã 5.0MM / L 95MM/ XL25/ STER | Trauma | EA
04.045.400S | 10886982295408 | LOW PROF LCKNG SCREW F/IM NAIL Ã 5.0MM / L 100MM/ XL25/ STER | Trauma | EA
04.045.405S | 10886982295415 | LOW PROF LCKNG SCREW F/IM NAIL Ã 5.0MM / L 105MM/ XL25/ STER | Trauma | EA
04.045.410S | 10886982295422 | LOW PROF LCKNG SCREW F/IM NAIL Ã 5.0MM / L 110MM/ XL25/ STER | Trauma | EA
04.045.415S | 10886982295439 | LOW PROF LCKNG SCREW F/IM NAIL Ã 5.0MM / L 115MM/ XL25/ STER | Trauma | EA
04.045.420S | 10886982295446 | LOW PROF LCKNG SCREW F/IM NAIL Ã 5.0MM / L 120MM/ XL25/ STER | Trauma | EA
SD399.780 | 10886982309273 | REDUCTION FORCEPS W/ POINTS TWO FLARED TIPS, SPEED LOCK | Trauma | EA
SD399.781 | 10886982309280 | REDUCTION FORCEPS W/ POINTS LEFT FLARED TIP, SPEED LOCK | Trauma | EA
SD399.782 | 10886982309297 | REDUCTION FORCEPS W/ POINTS RIGHT FLARED TIP, SPEED LOCK | Trauma | EA
04.046.660S | 10886982301949 | RECON SCREW FOR IM NAIL Ã 6.5MM/ 60MM/ XL40/ STERILE | Trauma | EA
04.046.665S | 10886982301956 | RECON SCREW FOR IM NAIL Ã 6.5MM/ 65MM/ XL40/ STERILE | Trauma | EA
04.046.670S | 10886982301963 | RECON SCREW FOR IM NAIL Ã 6.5MM/ 70MM/ XL40/ STERILE | Trauma | EA
04.046.675S | 10886982301970 | RECON SCREW FOR IM NAIL Ã 6.5MM/ 75MM/ XL40/ STERILE | Trauma | EA
04.046.680S | 10886982301987 | RECON SCREW FOR IM NAIL Ã 6.5MM/ 80MM/ XL40/ STERILE | Trauma | EA
04.046.685S | 10886982301994 | RECON SCREW FOR IM NAIL Ã 6.5MM/ 85MM/ XL40/ STERILE | Trauma | EA
04.046.690S | 10886982302007 | RECON SCREW FOR IM NAIL Ã 6.5MM/ 90MM/ XL40/ STERILE | Trauma | EA
04.046.695S | 10886982302014 | RECON SCREW FOR IM NAIL Ã 6.5MM/ 95MM/ XL40/ STERILE | Trauma | EA
04.046.700S | 10886982302021 | RECON SCREW FOR IM NAIL Ã 6.5MM/ 100MM/ XL40/ STERILE | Trauma | EA
04.046.705S | 10886982302038 | RECON SCREW FOR IM NAIL Ã 6.5MM/ 105MM/ XL40/ STERILE | Trauma | EA
04.046.710S | 10886982302045 | RECON SCREW FOR IM NAIL Ã 6.5MM/ 110MM/ XL40/ STERILE | Trauma | EA
04.046.715S | 10886982302052 | RECON SCREW FOR IM NAIL Ã 6.5MM/ 115MM/ XL40/ STERILE | Trauma | EA
04.046.720S | 10886982302069 | RECON SCREW FOR IM NAIL Ã 6.5MM/ 120MM/ XL40/ STERILE | Trauma | EA
04.046.725S | 10886982302076 | RECON SCREW FOR IM NAIL Ã 6.5MM/ 125MM/ XL40/ STERILE | Trauma | EA
04.046.730S | 10886982302083 | RECON SCREW FOR IM NAIL Ã 6.5MM/ 130MM/ XL40/ STERILE | Trauma | EA
03.045.035 | 10886982302465 | DIRECT MEASURING DEVICE FOR IM NAILS | Trauma | EA
SD03.168.002 | 10886982310262 | FNS ANGLE GUIDE 130Â° | Trauma | EA
SD03.168.003 | 10886982310255 | EXTENSION DEVICE FNS - ANGLE GUIDE 130Â° | Trauma | EA
02.252.640SHA | 10886982305121 | 6.0MM BLUNTED POINT SCHANZ SCREW 40MM THRD/250MM/HA STER | Trauma | EA
02.152.415S | 10886982307705 | 4.0MM BLUNTED POINT SCHANZ SCREW 15MM THRD/150MM/STERILE | Trauma | EA
02.152.415SHA | 10886982304759 | 4.0MM BLUNTED POINT SCHANZ SCREW 15MM THRD/150MM/HA STER | Trauma | EA
02.152.420S | 10886982307712 | 4.0MM BLUNTED POINT SCHANZ SCREW 20MM THRD/150MM/STERILE | Trauma | EA
02.152.425S | 10886982307729 | 4.0MM BLUNTED POINT SCHANZ SCREW 25MM THRD/150MM/STERILE | Trauma | EA
02.152.425SHA | 10886982304773 | 4.0MM BLUNTED POINT SCHANZ SCREW 25MM THRD/150MM/HA STER | Trauma | EA
02.152.430S | 10886982307736 | 4.0MM BLUNTED POINT SCHANZ SCREW 30MM THRD/150MM/STERILE | Trauma | EA
02.152.430SHA | 10886982304780 | 4.0MM BLUNTED POINT SCHANZ SCREW 30MM THRD/150MM/HA STER | Trauma | EA
02.152.435S | 10886982307743 | 4.0MM BLUNTED POINT SCHANZ SCREW 35MM THRD/150MM/STERILE | Trauma | EA
02.152.435SHA | 10886982304797 | 4.0MM BLUNTED POINT SCHANZ SCREW 35MM THRD/150MM/HA STER | Trauma | EA
02.152.440S | 10886982307750 | 4.0MM BLUNTED POINT SCHANZ SCREW 40MM THRD/150MM/STERILE | Trauma | EA
02.152.440SHA | 10886982304803 | 4.0MM BLUNTED POINT SCHANZ SCREW 40MM THRD/150MM/HA STER | Trauma | EA
02.152.445S | 10886982307767 | 4.0MM BLUNTED POINT SCHANZ SCREW 45MM THRD/150MM/STERILE | Trauma | EA
02.152.445SHA | 10886982304810 | 4.0MM BLUNTED POINT SCHANZ SCREW 45MM THRD/150MM/HA STER | Trauma | EA
02.152.450S | 10886982307774 | 4.0MM BLUNTED POINT SCHANZ SCREW 50MM THRD/150MM/STERILE | Trauma | EA
02.152.450SHA | 10886982304827 | 4.0MM BLUNTED POINT SCHANZ SCREW 50MM THRD/150MM/HA STER | Trauma | EA
02.152.455S | 10886982307781 | 4.0MM BLUNTED POINT SCHANZ SCREW 55MM THRD/150MM/STERILE | Trauma | EA
02.152.455SHA | 10886982304834 | 4.0MM BLUNTED POINT SCHANZ SCREW 55MM THRD/150MM/HA STER | Trauma | EA
02.152.460S | 10886982307798 | 4.0MM BLUNTED POINT SCHANZ SCREW 60MM THRD/150MM/STERILE | Trauma | EA
04.333.707 | 00196449009855 | 6.5MM TI CANN COMPRESSION HEADLESS SCREW- ST-135MM | Trauma | EA
04.334.352 | 00196449009657 | 3.5MM TI CANN COMPRESSION HEADLESS SCREW- LT-52MM | Trauma | EA
04.334.354 | 00196449009664 | 3.5MM TI CANN COMPRESSION HEADLESS SCREW- LT-54MM | Trauma | EA
04.334.356 | 00196449009671 | 3.5MM TI CANN COMPRESSION HEADLESS SCREW- LT-56MM | Trauma | EA
04.334.358 | 00196449009688 | 3.5MM TI CANN COMPRESSION HEADLESS SCREW- LT-58MM | Trauma | EA
04.334.360 | 00196449009695 | 3.5MM TI CANN COMPRESSION HEADLESS SCREW- LT-60MM | Trauma | EA
SD03.130.283 | 10886982340856 | M10 EXTENDED ARBOR PLATE HOLDING CLAMP/ LARGE | Trauma | EA
SD03.130.284 | 10886982340863 | ARBOR KNOB PLATE HOLDING CLAMP/ LARGE | Trauma | EA
SD398.550 | 10886982345516 | CREGO ELEVATOR HOOKED 14MM WIDE 400MM LONG | Trauma | EA
SD398.551 | 10886982345523 | CREGO ELEVATOR CURVED 8.5MM WIDE 400MM LONG | Trauma | EA
SD398.552 | 10886982345530 | CREGO ELEVATOR CURVED 14MM WIDE 400MM LONG | Trauma | EA
1400-1022 | 00850310006434 | CROSSTIE REAMER 2.2MM STERILE | Trauma | EA
1400-1025 | 00850310006441 | CROSSTIE REAMER 2.5MM STERILE | Trauma | EA
1400-1027 | 00850310006458 | CROSSTIE REAMER 2.7MM STERILE | Trauma | EA
1400-1030 | 00850310006465 | CROSSTIE REAMER 3.0MM STERILE | Trauma | EA
1406-3010 | 00850310006137 | 3.0MM TI HEADED CANN SCREW 10MM/ STERILE | Trauma | EA
1406-3012 | 00850310006144 | 3.0MM TI HEADED CANN SCREW 12MM/ STERILE | Trauma | EA
1406-3014 | 00850310006151 | 3.0MM TI HEADED CANN SCREW 14MM/ STERILE | Trauma | EA
1406-3016 | 00850310006168 | 3.0MM TI HEADED CANN SCREW 16MM/ STERILE | Trauma | EA
1406-3018 | 00850310006175 | 3.0MM TI HEADED CANN SCREW 18MM/ STERILE | Trauma | EA
1406-3020 | 00850310006182 | 3.0MM TI HEADED CANN SCREW 20MM/ STERILE | Trauma | EA
1406-3022 | 00850310006199 | 3.0MM TI HEADED CANN SCREW 22MM/ STERILE | Trauma | EA
1406-3024 | 00850310006205 | 3.0MM TI HEADED CANN SCREW 24MM/ STERILE | Trauma | EA
1406-3026 | 00850310006212 | 3.0MM TI HEADED CANN SCREW 26MM/ STERILE | Trauma | EA
1406-3028 | 00850310006229 | 3.0MM TI HEADED CANN SCREW 28MM/ STERILE | Trauma | EA
1406-3030 | 00850310006236 | 3.0MM TI HEADED CANN SCREW 30MM/ STERILE | Trauma | EA
1406-4022 | 00815432020126 | 4.0MM TI HEADED CANN SCREW P THRDD/ 22MM/ STERILE | Trauma | EA
1406-4024 | 00815432020140 | 4.0MM TI HEADED CANN SCREW P THRDD/ 24MM/ STERILE | Trauma | EA
1406-4026 | 00815432020164 | 4.0MM TI HEADED CANN SCREW P THRDD/ 26MM/ STERILE | Trauma | EA
1406-4028 | 00815432020188 | 4.0MM TI HEADED CANN SCREW P THRDD/ 28MM/ STERILE | Trauma | EA
1406-4030 | 00815432020201 | 4.0MM TI HEADED CANN SCREW P THRDD/ 30MM/ STERILE | Trauma | EA
1406-4032 | 00815432020225 | 4.0MM TI HEADED CANN SCREW P THRDD/ 32MM/ STERILE | Trauma | EA
1406-4034 | 00815432020249 | 4.0MM TI HEADED CANN SCREW P THRDD/ 34MM/ STERILE | Trauma | EA
1406-4036 | 00815432020263 | 4.0MM TI HEADED CANN SCREW P THRDD/ 36MM/ STERILE | Trauma | EA
1406-4038 | 00815432020287 | 4.0MM TI HEADED CANN SCREW P THRDD/ 38MM/ STERILE | Trauma | EA
1406-4040 | 00815432020300 | 4.0MM TI HEADED CANN SCREW P THRDD/ 40MM/ STERILE | Trauma | EA
1406-4042 | 00815432020324 | 4.0MM TI HEADED CANN SCREW P THRDD/ 42MM/ STERILE | Trauma | EA
1406-4044 | 00815432020348 | 4.0MM TI HEADED CANN SCREW P THRDD/ 44MM/ STERILE | Trauma | EA
1406-4046 | 00815432020362 | 4.0MM TI HEADED CANN SCREW P THRDD/ 46MM/ STERILE | Trauma | EA
1406-4048 | 00815432020386 | 4.0MM TI HEADED CANN SCREW P THRDD/ 48MM/ STERILE | Trauma | EA
1406-4050 | 00815432020409 | 4.0MM TI HEADED CANN SCREW P THRDD/ 50MM/ STERILE | Trauma | EA
1406-4055 | 00815432020454 | 4.0MM TI HEADED CANN SCREW P THRDD/ 55MM/ STERILE | Trauma | EA
1406-4060 | 00815432020508 | 4.0MM TI HEADED CANN SCREW P THRDD/ 60MM/ STERILE | Trauma | EA
1406-5025 | 00815432020560 | 5.0MM TI HEADED CANN SCREW P THRDD/ 25MM/ STERILE | Trauma | EA
1406-5030 | 00815432020614 | 5.0MM TI HEADED CANN SCREW P THRDD/ 30MM/ STERILE | Trauma | EA
1406-5035 | 00815432020669 | 5.0MM TI HEADED CANN SCREW P THRDD/ 35MM/ STERILE | Trauma | EA
1406-5040 | 00815432020713 | 5.0MM TI HEADED CANN SCREW P THRDD/ 40MM/ STERILE | Trauma | EA
1406-5045 | 00815432020768 | 5.0MM TI HEADED CANN SCREW P THRDD/ 45MM/ STERILE | Trauma | EA
1406-5050 | 00815432020812 | 5.0MM TI HEADED CANN SCREW P THRDD/ 50MM/ STERILE | Trauma | EA
1406-5055 | 00815432020867 | 5.0MM TI HEADED CANN SCREW P THRDD/ 55MM/ STERILE | Trauma | EA
1406-5060 | 00815432020911 | 5.0MM TI HEADED CANN SCREW P THRDD/ 60MM/ STERILE | Trauma | EA
1406-5065 | 00815432020966 | 5.0MM TI HEADED CANN SCREW P THRDD/ 65MM/ STERILE | Trauma | EA
1406-5070 | 00815432021017 | 5.0MM TI HEADED CANN SCREW P THRDD/ 70MM/ STERILE | Trauma | EA
1406-5075 | 00815432021062 | 5.0MM TI HEADED CANN SCREW P THRDD/ 75MM/ STERILE | Trauma | EA
1406-5080 | 00815432021116 | 5.0MM TI HEADED CANN SCREW P THRDD/ 80MM/ STERILE | Trauma | EA
1406-6530 | 00815432021123 | 6.5MM TI HEADED CANN SCREW P THRDD/ 30MM/ STERILE | Trauma | EA
1406-6535 | 00815432021178 | 6.5MM TI HEADED CANN SCREW P THRDD/ 35MM/ STERILE | Trauma | EA
1406-6540 | 00815432021222 | 6.5MM TI HEADED CANN SCREW P THRDD/ 40MM/ STERILE | Trauma | EA
1406-6545 | 00815432021277 | 6.5MM TI HEADED CANN SCREW P THRDD/ 45MM/ STERILE | Trauma | EA
1406-6550 | 00815432021321 | 6.5MM TI HEADED CANN SCREW P THRDD/ 50MM/ STERILE | Trauma | EA
1406-6555 | 00815432021376 | 6.5MM TI HEADED CANN SCREW P THRDD/ 55MM/ STERILE | Trauma | EA
1406-6560 | 00815432021420 | 6.5MM TI HEADED CANN SCREW P THRDD/ 60MM/ STERILE | Trauma | EA
1406-6565 | 00815432021475 | 6.5MM TI HEADED CANN SCREW P THRDD/ 65MM/ STERILE | Trauma | EA
1406-6570 | 00815432021529 | 6.5MM TI HEADED CANN SCREW P THRDD/ 70MM/ STERILE | Trauma | EA
1406-6575 | 00815432021574 | 6.5MM TI HEADED CANN SCREW P THRDD/ 75MM/ STERILE | Trauma | EA
1406-6580 | 00815432021628 | 6.5MM TI HEADED CANN SCREW P THRDD/ 80MM/ STERILE | Trauma | EA
1406-6585 | 00815432021673 | 6.5MM TI HEADED CANN SCREW P THRDD/ 85MM/ STERILE | Trauma | EA
1406-6590 | 00815432021727 | 6.5MM TI HEADED CANN SCREW P THRDD/ 90MM/ STERILE | Trauma | EA
1406-6595 | 00815432021772 | 6.5MM TI HEADED CANN SCREW P THRDD/ 95MM/ STERILE | Trauma | EA
1408-3012 | 00850310006243 | 3.0MM TI HEADLESS CANN SCREW 12MM/ STERILE | Trauma | EA
1408-3014 | 00850310006250 | 3.0MM TI HEADLESS CANN SCREW 14MM/ STERILE | Trauma | EA
1408-3016 | 00850310006274 | 3.0MM TI HEADLESS CANN SCREW 18MM/ STERILE | Trauma | EA
1408-3018 | 00850310006267 | 3.0MM TI HEADLESS CANN SCREW 16MM/ STERILE | Trauma | EA
1408-3020 | 00850310006281 | 3.0MM TI HEADLESS CANN SCREW 20MM/ STERILE | Trauma | EA
1408-3022 | 00850310006298 | 3.0MM TI HEADLESS CANN SCREW 22MM/ STERILE | Trauma | EA
1408-3024 | 00850310006304 | 3.0MM TI HEADLESS CANN SCREW 24MM/ STERILE | Trauma | EA
1408-3026 | 00850310006311 | 3.0MM TI HEADLESS CANN SCREW 26MM/ STERILE | Trauma | EA
1408-3028 | 00815432023103 | CROSSROADS 3.0MM X 28MM HEADLESS CANN TI SCR/ STER | Trauma | EA
1408-3030 | 00815432023110 | CROSSROADS 3.0MM X 30MM HEADLESS CANN TI SCR/ STER | Trauma | EA
1408-7065 | 00815432027361 | CROSSROADS 7.0MM X 65MM HEADLESS CANN TI SCREW STER | Trauma | EA
1408-7070 | 00815432027378 | CROSSROADS 7.0MM X 70MM HEADLESS CANN TI SCREW STER | Trauma | EA
1408-7075 | 00815432027385 | CROSSROADS 7.0MM X 75MM HEADLESS CANN TI SCREW STER | Trauma | EA
1408-7080 | 00815432027392 | CROSSROADS 7.0MM X 80MM HEADLESS CANN TI SCREW STER | Trauma | EA
1408-7085 | 00815432027408 | CROSSROADS 7.0MM X 85MM HEADLESS CANN TI SCREW STER | Trauma | EA
1408-7090 | 00815432027415 | CROSSROADS 7.0MM X 90MM HEADLESS CANN TI SCREW STER | Trauma | EA
1408-7095 | 00815432027422 | CROSSROADS 7.0MM X 95MM HEADLESS CANN TI SCREW STER | Trauma | EA
1408-7100 | 00815432027439 | CROSSROADS 7.0MM X 100MM HEADLESS CANN TI SCREW STER | Trauma | EA
1408-7105 | 00815432027446 | CROSSROADS 7.0MM X 105MM HEADLESS CANN TI SCREW STER | Trauma | EA
1408-7110 | 00815432027453 | CROSSROADS 7.0MM X 110MM HEADLESS CANN TI SCREW STER | Trauma | EA
1408-7115 | 00815432027460 | CROSSROADS 7.0MM X 115MM HEADLESS CANN TI SCREW STER | Trauma | EA
1408-7120 | 00815432027477 | CROSSROADS 7.0MM X 120MM HEADLESS CANN TI SCREW STER | Trauma | EA
1408-7125 | 00815432027484 | CROSSROADS 7.0MM X 125MM HEADLESS CANN TI SCREW STER | Trauma | EA
1408-7130 | 00815432027491 | CROSSROADS 7.0MM X 130MM HEADLESS CANN TI SCREW STER | Trauma | EA
1408-7135 | 00815432027507 | CROSSROADS 7.0MM X 135MM HEADLESS CANN TI SCREW STER | Trauma | EA
1412-1212 | 00815432023127 | MOTOCLIP SUPER ELASTIC IMPLANT 12MM X 12MM X 12MM/ STERILE | Trauma | EA
1427-2011 | 00850310006328 | 2.0MM TI SNAP OFF SCREW 11MM/ STERILE | Trauma | EA
1427-2012 | 00850310006335 | 2.0MM TI SNAP OFF SCREW 12MM/ STERILE | Trauma | EA
1427-2013 | 00850310006342 | 2.0MM TI SNAP OFF SCREW 13MM/ STERILE | Trauma | EA
1427-2014 | 00850310006359 | 2.0MM TI SNAP OFF SCREW 14MM/ STERILE | Trauma | EA
1427-2015 | 00850310006687 | 2.0MM TI SNAP OFF SCREW 15MM/ STERILE | Trauma | EA
1427-2016 | 00850310006694 | 2.0MM TI SNAP OFF SCREW 16MM/ STERILE | Trauma | EA
1442-1010 | 00850310006083 | MOTOCLIP FUSION SYSTEM 10MM X 10MM STERILE | Trauma | EA
1443-2501 | 00815432022045 | CROSSTIE KIT 2.5MM X 2.5MM 0Â° UNVERSAL INSERTER STER | Trauma | EA
1443-2511 | 00815432022052 | CROSSTIE KIT 2.5MM X 2.5MM 10Â° UNVERSAL INSERTER STER | Trauma | EA
1443-3301 | 00815432022069 | CROSSTIE KIT 3.0MM X 3.0MM 0Â° UNVERSAL INSERTER STER | Trauma | EA
1443-3311 | 00815432022076 | CROSSTIE KIT 3.0MM X 3.0MM 0Â° UNVERSAL INSERTER STER | Trauma | EA
1456-0026 | 00850310006410 | SNAP OFF SCREWDRIVER STERILE | Trauma | EA
1456-1408 | 00850310006878 | 3.0MM HEADLESS IMPL PREP KIT INCLUDING REAMER STERILE | Trauma | EA
1456-3030 | 00850310006854 | 3.0MM HEADED IMPL PREP KIT INCLUDING REAMER STERILE | Trauma | EA
1456-4040 | 00850310006861 | 4.0MM HEADED IMPL PREP KIT INCLUDING REAMER STERILE | Trauma | EA
1456-5050 | 00850310006885 | 5.0MM HEADED IMPL PREP KIT INCLUDING REAMER STERILE | Trauma | EA
1456-6565 | 00850310006892 | 6.5MM HEADED IMPL PREP KIT INCLUDING REAMER STERILE | Trauma | EA
1456-7070 | 00815432027514 | 7.0MM HEADED IMPL PREP KIT INCLUDING REAMER STERILE | Trauma | EA
1456-7071 | 00815432028979 | 7.0 HEADLESS AUXILIARY INSTRUMENT KIT/ STERILE | Trauma | EA
1500-3510 | 00815432022830 | MOTOBAND CP NON-LOCKING SCREW 3.5MM X 10MM STERILE | Trauma | EA
1500-3512 | 00815432022847 | MOTOBAND CP NON-LOCKING SCREW 3.5MM X 12MM STERILE | Trauma | EA
1500-3514 | 00815432022854 | MOTOBAND CP NON-LOCKING SCREW 3.5MM X 14MM STERILE | Trauma | EA
1500-3516 | 00815432022861 | MOTOBAND CP NON-LOCKING SCREW 3.5MM X 16MM STERILE | Trauma | EA
1500-3518 | 00815432022878 | MOTOBAND CP NON-LOCKING SCREW 3.5MM X 18MM STERILE | Trauma | EA
1500-3520 | 00815432022885 | MOTOBAND CP NON-LOCKING SCREW 3.5MM X 20MM STERILE | Trauma | EA
1500-3522 | 00815432022892 | MOTOBAND CP NON-LOCKING SCREW 3.5MM X 22MM STERILE | Trauma | EA
1500-3524 | 00815432022908 | MOTOBAND CP NON-LOCKING SCREW 3.5MM X 24MM STERILE | Trauma | EA
1500-3526 | 00815432022915 | MOTOBAND CP NON-LOCKING SCREW 3.5MM X 26MM STERILE | Trauma | EA
1500-3528 | 00815432022922 | MOTOBAND CP NON-LOCKING SCREW 3.5MM X 28MM STERILE | Trauma | EA
1500-3530 | 00815432022939 | MOTOBAND CP NON-LOCKING SCREW 3.5MM X 30MM STERILE | Trauma | EA
1500-3532 | 00815432025138 | MOTOBAND CP NONLCKNG SCR 3.5MM X 32MM STERILE | Trauma | EA
1500-3534 | 00815432025145 | MOTOBAND CP NONLCKNG SCR 3.5MM X 34MM STERILE | Trauma | EA
1500-3536 | 00815432025152 | MOTOBAND CP NONLCKNG SCR 3.5MM X 36MM STERILE | Trauma | EA
1500-3538 | 00815432025169 | MOTOBAND CP NONLCKNG SCR 3.5MM X 38MM STERILE | Trauma | EA
1500-3540 | 00815432025176 | MOTOBAND CP NONLCKNG SCR 3.5MM X 40MM STERILE | Trauma | EA
1500-3545 | 00815432025206 | MOTOBAND CP NONLCKNG SCR 3.5MM X 45MM STERILE | Trauma | EA
1500-3550 | 00815432025237 | MOTOBAND CP NONLCKNG SCR 3.5MM X 50MM STERILE | Trauma | EA
1500-4700 | 00815432027187 | PL STERILE INSTR KIT STERILE | Trauma | EA
1500-4701 | 00815432028962 | DYNAFORCE PLATE UNIVERSAL INSTRUMENT KIT/ STERILE | Trauma | EA
1500-4800 | 00815432028733 | DYNABUNION INSTRUMENT KIT STERILE | Trauma | EA
1500-4801 | 00850038154189 | DYNABUNION SUD INSTRUMENT KIT/ STERILE | Trauma | EA
1500-4850 | 00815432028740 | ANTI-DRIFT BOLT INSTRUMENT KIT STERILE | Trauma | EA
1500-4851 | 00815432028917 | ANTIDRIFT BOLT REAMER KIT STERILE | Trauma | EA
1500-48MF | 00850038154103 | LESSER TMT FUSION INSTRUMENT KIT STER | Trauma | EA
1500-48RC | 00815432028955 | DYNABUNION RE-CUT INSTRUMENT KIT/ STERILE | Trauma | EA
1500-48RD | 00850038154646 | DYNABUNION RADIOLUCENT REDUCER STERILE | Trauma | EA
1500-5025 | 00815432027224 | LONG REAMER 2.5MM STERILE | Trauma | EA
1500-5050 | 00815432027798 | H10 SELF RETAINING DRIVER STERILE | Trauma | EA
1500-5060 | 00815432028948 | DYNABUNION SHARPS KIT STERILE | Trauma | EA
1500-SPSK | 00850038154264 | GENERAL STAPLE PLATE SHARPS KIT STERILE | Trauma | EA
15FT-3532 | 00815432029556 | 3.5MM ANTI-DRIFT BOLT FULLY THREADED/ 32MM/ STER | Trauma | EA
15FT-3534 | 00815432029563 | 3.5MM ANTI-DRIFT BOLT FULLY THREADED/ 34MM/ STER | Trauma | EA
15FT-3536 | 00815432029570 | 3.5MM ANTI-DRIFT BOLT FULLY THREADED/ 36MM/ STER | Trauma | EA
15FT-3538 | 00815432029587 | 3.5MM ANTI-DRIFT BOLT FULLY THREADED/ 38MM/ STER | Trauma | EA
15FT-3540 | 00815432029594 | 3.5MM ANTI-DRIFT BOLT FULLY THREADED/ 40MM/ STER | Trauma | EA
15FT-3542 | 00815432029600 | 3.5MM ANTI-DRIFT BOLT FULLY THREADED/ 42MM/ STER | Trauma | EA
15LP-3528 | 00815432028726 | 3.5MM ANTI-DRIFT BOLT 28MM STERILE | Trauma | EA
15LP-3530 | 00815432028795 | 3.5MM ANTI-DRIFT BOLT 30MM/ STERILE | Trauma | EA
15LP-3532 | 00815432028801 | 3.5MM ANTI-DRIFT BOLT 32MM/ STERILE | Trauma | EA
15LP-3534 | 00815432028818 | 3.5MM ANTI-DRIFT BOLT 34MM/ STERILE | Trauma | EA
15LP-3536 | 00815432028825 | 3.5MM ANTI-DRIFT BOLT 36MM/ STERILE | Trauma | EA
15LP-3538 | 00815432028832 | 3.5MM ANTI-DRIFT BOLT 38MM/ STERILE | Trauma | EA
15LP-3540 | 00815432028849 | 3.5MM ANTI-DRIFT BOLT 40MM/ STERILE | Trauma | EA
15LP-3542 | 00815432028856 | 3.5MM ANTI-DRIFT BOLT 42MM/ STERILE | Trauma | EA
15LP-3544 | 00815432028863 | 3.5MM ANTI-DRIFT BOLT 44MM/ STERILE | Trauma | EA
15LP-3546 | 00815432028887 | 3.5MM ANTI-DRIFT BOLT 46MM STERILE | Trauma | EA
15NL-3010 | 00815432025367 | NONLCKNG SCREW 3MM X 10MM STERILE | Trauma | EA
15NL-3012 | 00815432025374 | NONLCKNG SCREW 3MM X 12MM STERILE | Trauma | EA
15NL-3014 | 00815432025381 | NONLCKNG SCREW 3MM X 14MM STERILE | Trauma | EA
15NL-3016 | 00815432025398 | NONLCKNG SCREW 3MM X 16MM STERILE | Trauma | EA
15NL-3018 | 00815432025404 | NONLCKNG SCREW 3MM X 18MM STERILE | Trauma | EA
15NL-3020 | 00815432025411 | NONLCKNG SCREW 3MM X 20MM STERILE | Trauma | EA
15NL-3022 | 00815432025428 | NONLCKNG SCREW 3MM X 22MM STERILE | Trauma | EA
15NL-3024 | 00815432025435 | NONLCKNG SCREW 3MM X 24MM STERILE | Trauma | EA
15NL-3026 | 00815432025442 | NONLCKNG SCREW 3MM X 26MM STERILE | Trauma | EA
15NL-3028 | 00815432025459 | NONLCKNG SCREW 3MM X 28MM STERILE | Trauma | EA
15NL-3030 | 00815432025466 | NONLCKNG SCREW 3MM X 30MM STERILE | Trauma | EA
15PL-3010 | 00815432026531 | POLYAXIAL LOCKING SCREW 3.0MM X 10MM STERILE | Trauma | EA
15PL-3012 | 00815432026548 | POLYAXIAL LOCKING SCREW 3.0MM X 12MM STERILE | Trauma | EA
15PL-3014 | 00815432026555 | POLYAXIAL LOCKING SCREW 3.0MM X 14MM STERILE | Trauma | EA
15PL-3016 | 00815432026562 | POLYAXIAL LOCKING SCREW 3.0MM X 16MM STERILE | Trauma | EA
15PL-3018 | 00815432026579 | POLYAXIAL LOCKING SCREW 3.0MM X 18MM STERILE | Trauma | EA
15PL-3020 | 00815432026586 | POLYAXIAL LOCKING SCREW 3.0MM X 20MM STERILE | Trauma | EA
15PL-3022 | 00815432026593 | POLYAXIAL LOCKING SCREW 3.0MM X 22MM STERILE | Trauma | EA
15PL-3024 | 00815432026609 | POLYAXIAL LOCKING SCREW 3.0MM X 24MM STERILE | Trauma | EA
15PL-3026 | 00815432026616 | POLYAXIAL LOCKING SCREW 3.0MM X 26MM STERILE | Trauma | EA
15PL-3028 | 00815432026623 | POLYAXIAL LOCKING SCREW 3.0MM X 28MM STERILE | Trauma | EA
15PL-3030 | 00815432026630 | POLYAXIAL LOCKING SCREW 3.0MM X 30MM STERILE | Trauma | EA
15PL-3510 | 00815432026760 | POLYAXIAL LOCKING SCREW 3.5MM X 10MM STERILE | Trauma | EA
15PL-3512 | 00815432026777 | POLYAXIAL LOCKING SCREW 3.5MM X 12MM STERILE | Trauma | EA
15PL-3514 | 00815432026784 | POLYAXIAL LOCKING SCREW 3.5MM X 14MM STERILE | Trauma | EA
15PL-3516 | 00815432026791 | POLYAXIAL LOCKING SCREW 3.5MM X 16MM STERILE | Trauma | EA
15PL-3518 | 00815432026807 | POLYAXIAL LOCKING SCREW 3.5MM X 18MM STERILE | Trauma | EA
15PL-3520 | 00815432026814 | POLYAXIAL LOCKING SCREW 3.5MM X 20MM STERILE | Trauma | EA
15PL-3522 | 00815432026821 | POLYAXIAL LOCKING SCREW 3.5MM X 22MM STERILE | Trauma | EA
15PL-3524 | 00815432026838 | POLYAXIAL LOCKING SCREW 3.5MM X 24MM STERILE | Trauma | EA
15PL-3526 | 00815432026845 | POLYAXIAL LOCKING SCREW 3.5MM X 26MM STERILE | Trauma | EA
15PL-3528 | 00815432026852 | POLYAXIAL LOCKING SCREW 3.5MM X 28MM STERILE | Trauma | EA
15PL-3530 | 00815432026869 | POLYAXIAL LOCKING SCREW 3.5MM X 30MM STERILE | Trauma | EA
1601-0002 | 00815432023783 | STROPP PLANTAR PL REPAIR KIT NO DISTRACTOR/ STERILE | Trauma | EA
2412-1212 | 00815432023745 | MOTOCLIP SINGLE IMPLANT 12MM X 12MM X 12MM STER | Trauma | EA
3100-0000 | 00815432026982 | MINIBUNION INSTRUMENT KIT STERILE | Trauma | EA
3100-0003 | 00815432029297 | MINIBUNION CAPITAL FRAGMENT CONTROL GUIDE STER | Trauma | EA
3100-0030 | 00815432027149 | MINIBUNION PL/ 3.5 MM OFFSET SHORT/ STERILE | Trauma | EA
3100-0035 | 00815432027156 | MINIBUNION PL/ 3.5 MM OFFSET LONG/ STERILE | Trauma | EA
3100-0040 | 00815432027163 | MINIBUNION PL/ 4.5 MM OFFSET SHORT/ STERILE | Trauma | EA
3100-0045 | 00815432027170 | MINIBUNION PL/ 4.5 MM OFFSET LONG/ STERILE | Trauma | EA
3100-2712NL | 00815432027002 | MINIBUNION NON-LOCKING SCR 2.7MM X 12MM STERILE | Trauma | EA
3100-2714NL | 00815432027019 | MINIBUNION NON-LOCKING SCR 2.7MM X 14MM STERILE | Trauma | EA
3100-2716NL | 00815432027026 | MINIBUNION NON-LOCKING SCR 2.7MM X 16MM STERILE | Trauma | EA
3100-2718NL | 00815432027033 | MINIBUNION NON-LOCKING SCR 2.7MM X 18MM STERILE | Trauma | EA
3100-2720NL | 00815432027040 | MINIBUNION NON-LOCKING SCR 2.7MM X 20MM STERILE | Trauma | EA
3100-2722NL | 00815432027057 | MINIBUNION NON-LOCKING SCR 2.7MM X 22MM STERILE | Trauma | EA
3100-2724NL | 00815432027064 | MINIBUNION NON-LOCKING SCR 2.7MM X 24MM STERILE | Trauma | EA
3100-3014LK | 00815432027088 | MINIBUNION POLYAXIAL LOCKING SCREW 3.0MM X 14MM STERILE | Trauma | EA
3100-3016LK | 00815432027095 | MINIBUNION POLYAXIAL LOCKING SCREW 3.0MM X 16MM STERILE | Trauma | EA
3100-3018LK | 00815432027101 | MINIBUNION POLYAXIAL LOCKING SCREW 3.0MM X 18MM STERILE | Trauma | EA
3100-3020LK | 00815432027118 | MINIBUNION POLYAXIAL LOCKING SCREW 3.0MM X 20MM STERILE | Trauma | EA
3100-3022LK | 00815432027125 | MINIBUNION POLYAXIAL LOCKING SCREW 3.0MM X 22MM STERILE | Trauma | EA
3100-3024LK | 00815432027132 | MINIBUNION POLYAXIAL LOCKING SCREW 3.0MM X 24MM STERILE | Trauma | EA
380002LR | 00850038154394 | 0 RAC - 0Â° - UNIVERSAL | Trauma | EA
380003L | 00815432029365 | 0 RAC - 5Â° - LEFT | Trauma | EA
380003R | 00815432029372 | 0 RAC - 5Â° - RIGHT | Trauma | EA
380004L | 00815432029389 | 0 RAC - 10Â° - LEFT | Trauma | EA
380004R | 00815432029396 | 0 RAC - 10Â° - RIGHT | Trauma | EA
380005LR | 00815432029402 | 1 RAC - 0Â° - UNIVERSAL | Trauma | EA
380006L | 00815432029419 | 1 RAC - 5Â° - LEFT | Trauma | EA
380006R | 00815432029426 | 1 RAC - 5Â° - RIGHT | Trauma | EA
380007L | 00815432029433 | 1 RAC - 10Â° - LEFT | Trauma | EA
380007R | 00815432029440 | 1 RAC - 10Â° - RIGHT | Trauma | EA
380008LR | 00815432029457 | 2 RAC - 0Â° - UNIVERSAL | Trauma | EA
380009L | 00815432029464 | 2 RAC - 5Â° - LEFT | Trauma | EA
380009R | 00815432029471 | 2 RAC - 5Â° - RIGHT | Trauma | EA
380010L | 00815432029488 | 2 RAC - 10Â° - LEFT | Trauma | EA
380010R | 00815432029495 | 2 RAC - 10Â° - RIGHT | Trauma | EA
4200-0001 | 00815432022038 | CROSSTIE UNIVERSAL INSERTER STERILE | Trauma | EA
7000-0022 | 00815432023790 | DYNAFORCE REAMER 2.2MM/ STERILE | Trauma | EA
7000-0025 | 00815432023806 | DYNAFORCE REAMER 2.5MM/ STERILE | Trauma | EA
7000-0027 | 00815432023813 | DYNAFORCE REAMER 2.7MM/ STERILE | Trauma | EA
7000-0030 | 00815432023820 | DYNAFORCE REAMER 3.0MM/ STERILE | Trauma | EA
7000-0032 | 00815432023837 | DYNAFORCE REAMER 3.2MM/ STERILE | Trauma | EA
7000-16KW | 00815432028078 | KWIRES 1.6MM/ QTY 3 STERILE | Trauma | EA
7000-20K4 | 00815432028764 | 2.0MM K-WIRE/ 4 INCHES STERILE | Trauma | EA
7000-20K6 | 00815432028771 | 2.0MM K-WIRE/ 6 INCHES STERILE | Trauma | EA
7000-40GB | 00815432029068 | GRATERBLADETM STRYKER CONNECTION STER | Trauma | EA
7000-40SB | 00850038154325 | 40MM SAWBLADE STRYKER/MICROAIR STERILE | Trauma | EA
7000-BEND | 00815432028061 | PLATE BENDERS/ QTY 2 STERILE | Trauma | EA
7000-FP22 | 00815432029259 | TEMPORARY FIXATION PINS 2.2MM STER | Trauma | EA
7000-FP27 | 00815432029266 | TEMPORARY FIXATION PINS 2.7MM STER | Trauma | EA
7000-FP32 | 00815432029273 | TEMPORARY FIXATION PINS 3.2MM STER | Trauma | EA
7000-HNDL | 00815432028092 | RATCHET HANDLE STERILE | Trauma | EA
7000-LVWR | 00815432028085 | OLIVE WIRES/ QTY 2 STERILE | Trauma | EA
7001-40SB | 00850038154318 | 40MM SAWBLADE CONMED/HALL STERILE | Trauma | EA
7001-BEND | 00815432029242 | BENDERS LARGE/ STERILE | Trauma | OP
7009-0909 | 00815432023462 | MOTOCLIP MAX SINGLE IMPLANT 9MM X 9MM X 9MM STERILE | Trauma | EA
7009-0909KT | 00815432023288 | MOTOCLIP MAX IMPLANT 9MM X 9MM X 9MM/ KIT/ STER | Trauma | EA
7012-1212 | 00815432023486 | MOTOCLIP MAX SINGLE IMPLANT 12MM X 12MM X 12MM STERILE | Trauma | EA
7012-1212KT | 00815432023301 | MOTOCLIP MAX IMPLANT 12MM X 12MM X 12MM/ KIT/ STER | Trauma | EA
7015-1515 | 00815432023493 | MOTOCLIP MAX SINGLE IMPLANT 15MM X 15MM X 15MM STERILE | Trauma | EA
7015-1515KT | 00815432023318 | MOTOCLIP MAX IMPLANT 15MM X 15MM X 15MM/ KIT/ STER | Trauma | EA
70CC-0014 | 00815432025930 | MPJ CUP/CONE REAMER SET 14MM/ STERILE | Trauma | EA
70CC-0016 | 00815432025947 | MPJ CUP/CONE REAMER SET 16MM/ STERILE | Trauma | EA
70CC-0018 | 00815432025954 | MPJ CUP/CONE REAMER SET 18MM/ STERILE | Trauma | EA
70CC-0020 | 00815432025961 | MPJ CUP/CONE REAMER SET 20MM/ STERILE | Trauma | EA
70CC-0022 | 00815432025978 | MPJ CUP/CONE REAMER SET 22MM/ STERILE | Trauma | EA
70CC-0024 | 00815432025985 | MPJ CUP/CONE REAMER SET 24MM/ STERILE | Trauma | EA
7100-1500 | 00815432027521 | 15MM STAPLE PREP KIT STERILE | Trauma | EA
7100-1800 | 00815432027538 | 18MM STAPLE PREP KIT STERILE | Trauma | EA
7100-2000 | 00815432027545 | 20MM STAPLE PREP KIT STERILE | Trauma | EA
7100-2500 | 00815432027552 | 25MM STAPLE PREP KIT STERILE | Trauma | EA
7100-4H15 | 00815432024322 | DYNAFORCE PLATE/ 4 HOLE 15MM/ STERILE | Trauma | EA
7100-4H18 | 00815432024339 | DYNAFORCE PLATE/ 4 HOLE 18MM/ STERILE | Trauma | EA
7100-4M15 | 00815432029839 | MIDFOOT STAPLE PL 4HOLE MINI 15MM STER | Trauma | EA
7100-4M18 | 00815432029846 | MIDFOOT STAPLE PL 4HOLE MINI 18MM STER | Trauma | EA
7100-5H15 | 00815432024346 | DYNAFORCE PLATE/ 5 HOLE 15MM/ STERILE | Trauma | EA
7100-5H18 | 00815432024353 | DYNAFORCE PLATE/ 5 HOLE 18MM/ STERILE | Trauma | EA
7100-LA18 | 00815432029808 | MIDFOOT STAPLE PL ALPHA - L 18 MM/ STERILE | Trauma | EA
7100-LB18 | 00815432029822 | MIDFOOT STAPLE PL BETA - L 18 MM/ STERILE | Trauma | EA
7100-LC18-A | 00815432026074 | LAPIDUS PLATE LC ALPHA 18MM STERILE | Trauma | EA
7100-LC18-B | 00815432026098 | LAPIDUS PLATE LC BETA 18MM STERILE | Trauma | EA
7100-LP18-L | 00815432028788 | DYNABUNION PLATE/ 18MM/ LEFT STERILE | Trauma | EA
7100-LP18-R | 00815432028870 | DYNABUNION PLATE/ 18MM/ RIGHT STERILE | Trauma | EA
7100-LZ18-A | 00815432026036 | DYNAFORCE LAPIDUS PLATE LZ ALPHA 18MM STERILE | Trauma | EA
7100-LZ18-B | 00815432026050 | LAPIDUS PLATE LZ BETA 18MM STERILE | Trauma | EA
7100-ML88 | 00815432029761 | MEDIAL COLUMN STAPLE PLATE 18MM/18MM/ LEFT/STERILE | Trauma | EA
7100-MR88 | 00815432029785 | MEDIAL COLUMN STAPLE PLATE 18MM/18MM/ LEFT/STERILE | Trauma | EA
7100-RD15 | 00815432024377 | DYNAFORCE VERO PLATE DISTAL 15MM STERILE | Trauma | EA
7100-RD18 | 00815432024384 | DYNAFORCE VERO PLATE DISTAL 18MM STERILE | Trauma | EA
7100-RP15 | 00815432024391 | DYNAFORCE VERO PLATE PROXIMAL 15MM STERILE | Trauma | EA
7100-RP18 | 00815432024407 | DYNAFORCE VERO PLATE PROXIMAL 18MM STERILE | Trauma | EA
7100-TJ15 | 00815432024414 | DYNAFORCE VERO PLATE TRI JOINT 15MM STERILE | Trauma | EA
7100-TJ18 | 00815432024421 | DYNAFORCE VERO PLATE TRI JOINT 18MM STERILE | Trauma | EA
7100-TL8L | 00815432029747 | MIDFOOT STAPLE PLATE TMT CUNEIFORM 18MM/ LRG/ LT/ STER | Trauma | EA
7100-TL8M | 00815432029730 | MIDFOOT STAPLE PLATE TMT CUNEIFORM 18MM/ MED/ LT/ STER | Trauma | EA
7100-TR8L | 00815432029709 | MIDFOOT STAPLE PLATE TMT CUNEIFORM 18MM/ LRG/ RT/ STER | Trauma | EA
7100-TR8M | 00815432029693 | MIDFOOT STAPLE PLATE TMT CUNEIFORM 18MM/ MED/ RT/ STER | Trauma | EA
7100-UA15 | 00815432029631 | DYNAMET LINKED PLATE 15MM IL NARROW STER | Trauma | EA
7100-UA18 | 00815432029648 | DYNAMET LINKED PLATE 15MM JI NARROW STER | Trauma | EA
7100-UA5N | 00850038154240 | SCP-LINKED IL15MM NARROW/ STER | Trauma | EA
7100-UB15 | 00815432029655 | DYNAMET LINKED PLATE 15MM IL STER | Trauma | EA
7100-UB18 | 00815432029662 | DYNAMET LINKED PLATE 15MM IJ STER | Trauma | EA
7100-UB5N | 00850038154257 | SCP-LINKED JI 15MM NARROW STERILE | Trauma | EA
7100-ZA15 | 00815432024438 | DYNAFORCE Z ALPHA PLATE/ 15MM/ STERILE | Trauma | EA
7100-ZA18 | 00815432024445 | DYNAFORCE Z ALPHA PLATE/ 18MM/ STERILE | Trauma | EA
7100-ZB15 | 00815432024452 | DYNAFORCE Z BETA PLATE/ 15MM/ STERILE | Trauma | EA
7100-ZB18 | 00815432024469 | DYNAFORCE Z BETA PLATE/ 18MM/ STERILE | Trauma | EA
7108-DSHL | 00850038154424 | DYNABUNION(TM) SHORT PLATE LT STERILE | Trauma | EA
7108-DSHR | 00850038154448 | DYNABUNION(TM) SHORT PLATE RT STERILE | Trauma | EA
7108-DSTL | 00850038154462 | DYNABUNION(TM) STANDARD PLATE LT STERILE | Trauma | EA
7108-DSTR | 00850038154486 | DYNABUNION(TM) STANDARD PLATE RT STERILE | Trauma | EA
7115-1515 | 00815432023509 | HIMAX SINGLE IMPLANT 15MM X 15MM X 15MM STERILE | Trauma | EA
7115-1515-C | 00815432026241 | HIMAX C SINGLE IMPL 15MM X 15MM X 15MM/ STERILE | Trauma | EA
7115-1515KT | 00815432023325 | HIMAX IMPLANT 15MM X 15MM X 15MM/ KIT/ STER | Trauma | EA
7115-1818 | 00815432023516 | HIMAX SINGLE IMPLANT 15MM X 18MM X 18MM STERILE | Trauma | EA
7115-1818-C | 00815432026258 | HIMAX C SINGLE IMPL 15MM X 18MM X 18MM/ STERILE | Trauma | EA
7115-1818KT | 00815432023332 | HIMAX IMPLANT 15MM X 18MM X 18MM/ KIT/ STER | Trauma | EA
7118-1414 | 00815432023530 | HIMAX SINGLE IMPLANT 18MM X 14MM X 14MM STERILE | Trauma | EA
7118-1414-C | 00815432026265 | HIMAX C SINGLE IMPL 18MM X 14MM X 14MM/ STERILE | Trauma | EA
7118-1414KT | 00815432023356 | HIMAX IMPLANT 18MM X 14MM X 14MM/ KIT/ STER | Trauma | EA
7118-1414KT-C | 00815432026159 | HIMAX C IMPLANT KIT 18MM X 14MM X 14MM/ STERILE | Trauma | EA
7118-1814 | 00815432027286 | HIMAX SINGLE IMPLANT 18MM X 18MM X 14MM STER | Trauma | EA
7118-1814-C | 00815432028894 | DYNAFORCE HIMAX C SINGLE IMPL 18MM X 18MM X 14MM STERILE | Trauma | EA
7118-1814KT | 00815432027255 | HIMAX IMPLANT KIT/ STERILE | Trauma | EA
7118-1818 | 00815432023547 | HIMAX SINGLE IMPLANT 18MM X 18MM X 18MM STERILE | Trauma | EA
7118-1818-C | 00815432026272 | HIMAX C SINGLE IMPL 18MM X 18MM X 18MM/ STERILE | Trauma | EA
7118-1818KT | 00815432023363 | HIMAX IMPLANT 18MM X 18MM X 18MM/ KIT/ STER | Trauma | EA
7118-1818KT-C | 00815432026166 | HIMAX C IMPLANT KIT 18MM X 18MM X 18MM/ STERILE | Trauma | EA
7118-2020 | 00815432023554 | HIMAX SINGLE IMPLANT 18MM X 20MM X 20MM STERILE | Trauma | EA
7118-2020-C | 00815432026289 | HIMAX C SINGLE IMPL 18MM X 20MM X 20MM/ STERILE | Trauma | EA
7118-2020KT | 00815432023370 | HIMAX IMPLANT 18MM X 20MM X 20MM/ KIT/ STER | Trauma | EA
7118-2020KT-C | 00815432026173 | HIMAX C IMPLANT KIT 18MM X 20MM X 20MM/ STERILE | Trauma | EA
7120-1414 | 00815432028146 | HIMAX SINGLE PACK IMPL 20MM X 14MM X 14MM STER | Trauma | EA
7120-1414KT | 00815432028221 | HIMAX IMPL KIT 20MM X 14MM X 14MM STER | Trauma | EA
7120-2020 | 00815432023578 | HIMAX SINGLE IMPLANT 20MM X 20MM X 20MM STERILE | Trauma | EA
7120-2020KT | 00815432023394 | HIMAX IMPLANT 20MM X 20MM X 20MM/ KIT/ STER | Trauma | EA
7125-1414 | 00815432028108 | HIMAX SINGLE PACK IMPL 25MM X 14MM X 14MM STER | Trauma | EA
7125-1414KT | 00815432028184 | HIMAX IMPL KIT 25MM X 14MM X 14MM STER | Trauma | EA
7125-2222 | 00815432023585 | HIMAX SINGLE IMPLANT 25MM X 22MM X 22MM STERILE | Trauma | EA
7125-2222KT | 00815432023400 | HIMAX IMPLANT 25MM X 22MM X 22MM/ KIT/ STER | Trauma | EA
7150-0018 | 00815432026364 | MTP PL/ STANDARD 18MM STAPLE/ 0Â°/ STERILE | Trauma | EA
7150-1018 | 00815432026388 | MTP PL/ STANDARD 18MM STAPLE/ 10Â°/ STERILE | Trauma | EA
7150-5018 | 00815432026371 | MTP PL/ STANDARD 18MM STAPLE/ 5Â°/ STERILE | Trauma | EA
7200-ST06KT | 00815432026463 | STEP 6MM OFFSET IMPLANT KIT/ STERILE | Trauma | EA
7200-ST08KT | 00815432026470 | STEP 8MM OFFSET IMPLANT KIT/ STERILE | Trauma | EA
7200-ST10KT | 00815432026487 | STEP 10MM OFFSET IMPLANT KIT/ STERILE | Trauma | EA
7200-ST12KT | 00815432026494 | STEP 12MM OFFSET IMPLANT KIT/ STERILE | Trauma | EA
7200-STBP | 00815432026517 | STEP STAPLE PREP KIT STERILE | Trauma | EA
7300-1800 | 00815432027569 | KEEL-LOCK 18MM PREP KIT STERILE | Trauma | EA
7300-2000 | 00815432027576 | KEEL-LOCK 20MM PREP KIT STERILE | Trauma | EA
7320-2020 | 00815432027767 | KEEL-LOCK SINGLE IMPLANT 20MM X 20MM STERILE | Trauma | EA
7415-1515 | 00815432027620 | HIMAX PLUS SINGLE IMPL 15MM X 15MM X 15MM STER | Trauma | EA
7418-1818 | 00815432027675 | HIMAX PLUS SINGLE IMPL 18MM X 18MM X 18MM STER | Trauma | EA
7420-2020 | 00815432027705 | HIMAX PLUS SINGLE IMPL 20MM X 20MM X 20MM STER | Trauma | EA
7425-2222 | 00815432027712 | HIMAX PLUS SINGLE IMPL 25MM X 22MM X 22MM STER | Trauma | EA
750L-0018 | 00815432027897 | DYNAFORCE MTP PL/ LONG 18MM STAPLE/ 0Â°/ LT/ STER | Trauma | EA
750L-0020 | 00815432027927 | DYNAFORCE MTP PL/ EXTENDED 20MM STAPLE/ 0Â°/ LT/ STER | Trauma | EA
750L-0025 | 00815432027958 | DYNAFORCE MTP PL/ EXTENDED 25MM STAPLE/ 0Â°/ LT/ STER | Trauma | EA
750L-5018 | 00815432027903 | DYNAFORCE MTP PL/ LONG 18MM STAPLE/ 5Â°/ LT/ STER | Trauma | EA
750R-0018 | 00815432027804 | DYNAFORCE MTP PL/ LONG 18MM STAPLE/ 0Â°/ RT/ STER | Trauma | EA
750R-0020 | 00815432027835 | DYNAFORCE MTP PL/ LONG 20MM STAPLE/ 0Â°/ RT/ STER | Trauma | EA
750R-0025 | 00815432027866 | DYNAFORCE MTP PL/ LONG 25MM STAPLE/ 0Â°/ RT/ STER | Trauma | EA
750R-5018 | 00815432027811 | DYNAFORCE MTP PL/ LONG 18MM STAPLE/ 5Â°/ RT/ STER | Trauma | EA
TG00-500L | 00810112590036 | 5Â° IM - 0Â° FP 3D CORRECTION GUIDE STERILE | Trauma | EA
TG00-500R | 00810112591132 | 5Â° IM - 0Â° FP 3D CORRECTION GUIDE STERILE | Trauma | EA
TG00-505L | 00810112590142 | 5Â° IM - 5Â° FP 3D CORRECTION GUIDE STERILE | Trauma | EA
TG00-505R | 00810112591248 | 5Â° IM - 5Â° FP 3D CORRECTION GUIDE STERILE | Trauma | EA
TG00-510L | 00810112590258 | 5Â° IM - 10Â° FP 3D CORRECTION GUIDE STERILE | Trauma | EA
TG00-510R | 00810112591354 | 5Â° IM - 10Â° FP 3D CORRECTION GUIDE STERILE | Trauma | EA
TG00-515L | 00810112590364 | 5Â° IM - 15Â° FP 3D CORRECTION GUIDE STERILE | Trauma | EA
TG00-515R | 00810112591460 | 5Â° IM - 15Â° FP 3D CORRECTION GUIDE STERILE | Trauma | EA
TG00-520L | 00810112590470 | 5Â° IM - 20Â° FP 3D CORRECTION GUIDE STERILE | Trauma | EA
TG00-520R | 00810112591576 | 5Â° IM - 20Â° FP 3D CORRECTION GUIDE STERILE | Trauma | EA
TG00-525L | 00810112590586 | 5Â° IM - 25Â° FP 3D CORRECTION GUIDE STERILE | Trauma | EA
TG00-525R | 00810112591682 | 5Â° IM - 25Â° FP 3D CORRECTION GUIDE STERILE | Trauma | EA
TG00-530L | 00810112590692 | 5Â° IM - 30Â° FP 3D CORRECTION GUIDE STERILE | Trauma | EA
TG00-530R | 00810112591798 | 5Â° IM - 30Â° FP 3D CORRECTION GUIDE STERILE | Trauma | EA
TG00-535L | 00810112590807 | 5Â° IM - 35Â° FP 3D CORRECTION GUIDE STERILE | Trauma | EA
TG00-535R | 00810112591903 | 5Â° IM - 35Â° FP 3D CORRECTION GUIDE STERILE | Trauma | EA
TG00-540L | 00810112590913 | 5Â° IM - 40Â° FP 3D CORRECTION GUIDE STERILE | Trauma | EA
TG00-540R | 00810112592016 | 5Â° IM - 40Â° FP 3D CORRECTION GUIDE STERILE | Trauma | EA
TG00-545L | 00810112591026 | 5Â° IM - 45Â° FP 3D CORRECTION GUIDE STERILE | Trauma | EA
TG00-545R | 00810112592122 | 5Â° IM - 45Â° FP 3D CORRECTION GUIDE STERILE | Trauma | EA
TG01-000L | 00810112590050 | 10Â° IM - 0Â° FP 3D CORRECTION GUIDE STERILE | Trauma | EA
TG01-000R | 00810112591156 | 10Â° IM - 0Â° FP 3D CORRECTION GUIDE STERILE | Trauma | EA
TG01-005L | 00810112590166 | 10Â° IM - 5Â° FP 3D CORRECTION GUIDE STERILE | Trauma | EA
TG01-005R | 00810112591262 | 10Â° IM - 5Â° FP 3D CORRECTION GUIDE STERILE | Trauma | EA
TG01-010L | 00810112590272 | 10Â° IM - 10Â° FP 3D CORRECTION GUIDE STERILE | Trauma | EA
TG01-010R | 00810112591378 | 10Â° IM - 10Â° FP 3D CORRECTION GUIDE STERILE | Trauma | EA
TG01-015L | 00810112590388 | 10Â° IM - 15Â° FP 3D CORRECTION GUIDE STERILE | Trauma | EA
TG01-015R | 00810112591484 | 10Â° IM - 15Â° FP 3D CORRECTION GUIDE STERILE | Trauma | EA
TG01-020L | 00810112590494 | 10Â° IM - 20Â° FP 3D CORRECTION GUIDE STERILE | Trauma | EA
TG01-020R | 00810112591590 | 10Â° IM - 20Â° FP 3D CORRECTION GUIDE STERILE | Trauma | EA
TG01-025L | 00810112590609 | 10Â° IM - 25Â° FP 3D CORRECTION GUIDE STERILE | Trauma | EA
TG01-025R | 00810112591705 | 10Â° IM - 25Â° FP 3D CORRECTION GUIDE STERILE | Trauma | EA
TG01-030L | 00810112590715 | 10Â° IM - 30Â° FP 3D CORRECTION GUIDE STERILE | Trauma | EA
TG01-030R | 00810112591811 | 10Â° IM - 30Â° FP 3D CORRECTION GUIDE STERILE | Trauma | EA
TG01-035L | 00810112590821 | 10Â° IM - 35Â° FP 3D CORRECTION GUIDE STERILE | Trauma | EA
TG01-035R | 00810112591927 | 10Â° IM - 35Â° FP 3D CORRECTION GUIDE STERILE | Trauma | EA
TG01-040L | 00810112590937 | 10Â° IM - 40Â° FP 3D CORRECTION GUIDE STERILE | Trauma | EA
TG01-040R | 00810112592030 | 10Â° IM - 40Â° FP 3D CORRECTION GUIDE STERILE | Trauma | EA
TG01-045L | 00810112591040 | 10Â° IM - 45Â° FP 3D CORRECTION GUIDE STERILE | Trauma | EA
TG01-045R | 00810112592146 | 10Â° IM - 45Â° FP 3D CORRECTION GUIDE STERILE | Trauma | EA
TG01-500L | 00810112590074 | 15Â° IM - 0Â° FP 3D CORRECTION GUIDE STERILE | Trauma | EA
TG01-500R | 00810112591170 | 15Â° IM - 0Â° FP 3D CORRECTION GUIDE STERILE | Trauma | EA
TG01-505L | 00810112590180 | 15Â° IM - 5Â° FP 3D CORRECTION GUIDE STERILE | Trauma | EA
TG01-505R | 00810112591286 | 15Â° IM - 5Â° FP 3D CORRECTION GUIDE STERILE | Trauma | EA
TG01-510L | 00810112590296 | 15Â° IM - 10Â° FP 3D CORRECTION GUIDE STERILE | Trauma | EA
TG01-510R | 00810112591392 | 15Â° IM - 10Â° FP 3D CORRECTION GUIDE STERILE | Trauma | EA
TG01-515L | 00810112590401 | 15Â° IM - 15Â° FP 3D CORRECTION GUIDE STERILE | Trauma | EA
TG01-515R | 00810112591507 | 15Â° IM - 15Â° FP 3D CORRECTION GUIDE STERILE | Trauma | EA
TG01-520L | 00810112590517 | 15Â° IM - 20Â° FP 3D CORRECTION GUIDE STERILE | Trauma | EA
TG01-520R | 00810112591613 | 15Â° IM - 20Â° FP 3D CORRECTION GUIDE STERILE | Trauma | EA
TG01-525L | 00810112590623 | 15Â° IM - 25Â° FP 3D CORRECTION GUIDE STERILE | Trauma | EA
TG01-525R | 00810112591729 | 15Â° IM - 25Â° FP 3D CORRECTION GUIDE STERILE | Trauma | EA
TG01-530L | 00810112590739 | 15Â° IM - 30Â° FP 3D CORRECTION GUIDE STERILE | Trauma | EA
TG01-530R | 00810112591835 | 15Â° IM - 30Â° FP 3D CORRECTION GUIDE STERILE | Trauma | EA
TG01-535L | 00810112590845 | 15Â° IM - 35Â° FP 3D CORRECTION GUIDE STERILE | Trauma | EA
TG01-535R | 00810112591941 | 15Â° IM - 35Â° FP 3D CORRECTION GUIDE STERILE | Trauma | EA
TG01-540L | 00810112590951 | 15Â° IM - 40Â° FP 3D CORRECTION GUIDE STERILE | Trauma | EA
TG01-540R | 00810112592054 | 15Â° IM - 40Â° FP 3D CORRECTION GUIDE STERILE | Trauma | EA
TG01-545L | 00810112591064 | 15Â° IM - 45Â° FP 3D CORRECTION GUIDE STERILE | Trauma | EA
TG01-545R | 00810112592160 | 15Â° IM - 45Â° FP 3D CORRECTION GUIDE STERILE | Trauma | EA
TG02-000L | 00810112590098 | 20Â° IM - 0Â° FP 3D CORRECTION GUIDE STERILE | Trauma | EA
TG02-000R | 00810112591194 | 20Â° IM - 0Â° FP 3D CORRECTION GUIDE STERILE | Trauma | EA
TG02-005L | 00810112590203 | 20Â° IM - 5Â° FP 3D CORRECTION GUIDE STERILE | Trauma | EA
TG02-005R | 00810112591309 | 20Â° IM - 5Â° FP 3D CORRECTION GUIDE STERILE | Trauma | EA
TG02-010L | 00810112590319 | 20Â° IM - 10Â° FP 3D CORRECTION GUIDE STERILE | Trauma | EA
TG02-010R | 00810112591415 | 20Â° IM - 10Â° FP 3D CORRECTION GUIDE STERILE | Trauma | EA
TG02-015L | 00810112590425 | 20Â° IM - 15Â° FP 3D CORRECTION GUIDE STERILE | Trauma | EA
TG02-015R | 00810112591521 | 20Â° IM - 15Â° FP 3D CORRECTION GUIDE STERILE | Trauma | EA
TG02-020L | 00810112590531 | 20Â° IM - 20Â° FP 3D CORRECTION GUIDE STERILE | Trauma | EA
TG02-020R | 00810112591637 | 20Â° IM - 20Â° FP 3D CORRECTION GUIDE STERILE | Trauma | EA
TG02-025L | 00810112590647 | 20Â° IM - 25Â° FP 3D CORRECTION GUIDE STERILE | Trauma | EA
TG02-025R | 00810112591743 | 20Â° IM - 25Â° FP 3D CORRECTION GUIDE STERILE | Trauma | EA
TG02-030L | 00810112590753 | 20Â° IM - 30Â° FP 3D CORRECTION GUIDE STERILE | Trauma | EA
TG02-030R | 00810112591859 | 20Â° IM - 30Â° FP 3D CORRECTION GUIDE STERILE | Trauma | EA
TG02-035L | 00810112590869 | 20Â° IM - 35Â° FP 3D CORRECTION GUIDE STERILE | Trauma | EA
TG02-035R | 00810112591965 | 20Â° IM - 35Â° FP 3D CORRECTION GUIDE STERILE | Trauma | EA
TG02-040L | 00810112590975 | 20Â° IM - 40Â° FP 3D CORRECTION GUIDE STERILE | Trauma | EA
TG02-040R | 00810112592078 | 20Â° IM - 40Â° FP 3D CORRECTION GUIDE STERILE | Trauma | EA
TG02-045L | 00810112591088 | 20Â° IM - 45Â° FP 3D CORRECTION GUIDE STERILE | Trauma | EA
TG02-045R | 00810112592184 | 20Â° IM - 45Â° FP 3D CORRECTION GUIDE STERILE | Trauma | EA
TG02-500L | 00810112590111 | 25Â° IM - 0Â° FP 3D CORRECTION GUIDE STERILE | Trauma | EA
TG02-500R | 00810112591217 | 25Â° IM - 0Â° FP 3D CORRECTION GUIDE STERILE | Trauma | EA
TG02-505L | 00810112590227 | 25Â° IM - 5Â° FP 3D CORRECTION GUIDE STERILE | Trauma | EA
TG02-505R | 00810112591323 | 25Â° IM - 5Â° FP 3D CORRECTION GUIDE STERILE | Trauma | EA
TG02-510L | 00810112590333 | 25Â° IM - 10Â° FP 3D CORRECTION GUIDE STERILE | Trauma | EA
TG02-510R | 00810112591439 | 25Â° IM - 10Â° FP 3D CORRECTION GUIDE STERILE | Trauma | EA
TG02-515L | 00810112590449 | 25Â° IM - 15Â° FP 3D CORRECTION GUIDE STERILE | Trauma | EA
TG02-515R | 00810112591545 | 25Â° IM - 15Â° FP 3D CORRECTION GUIDE STERILE | Trauma | EA
TG02-520L | 00810112590555 | 25Â° IM - 20Â° FP 3D CORRECTION GUIDE STERILE | Trauma | EA
TG02-520R | 00810112591651 | 25Â° IM - 20Â° FP 3D CORRECTION GUIDE STERILE | Trauma | EA
TG02-525L | 00810112590661 | 25Â° IM - 25Â° FP 3D CORRECTION GUIDE STERILE | Trauma | EA
TG02-525R | 00810112591767 | 25Â° IM - 25Â° FP 3D CORRECTION GUIDE STERILE | Trauma | EA
TG02-530L | 00810112590777 | 25Â° IM - 30Â° FP 3D CORRECTION GUIDE STERILE | Trauma | EA
TG02-530R | 00810112591873 | 25Â° IM - 30Â° FP 3D CORRECTION GUIDE STERILE | Trauma | EA
TG02-535L | 00810112590883 | 25Â° IM - 35Â° FP 3D CORRECTION GUIDE STERILE | Trauma | EA
TG02-535R | 00810112591989 | 25Â° IM - 35Â° FP 3D CORRECTION GUIDE STERILE | Trauma | EA
TG02-540L | 00810112590999 | 25Â° IM - 40Â° FP 3D CORRECTION GUIDE STERILE | Trauma | EA
TG02-540R | 00810112592092 | 25Â° IM - 40Â° FP RIGHT 3D CORRECTION GUIDE STERILE | Trauma | EA
TG02-545L | 00810112591101 | 25Â° IM - 45Â° FP LEFT 3D CORRECTION GUIDE STERILE | Trauma | EA
TG02-545R | 00810112592207 | 25Â° IM - 45Â° FP RIGHT 3D CORRECTION GUIDE STERILE | Trauma | EA
TG03-000L | 00810112590135 | 30Â° IM - 0Â° FP LEFT 3D CORRECTION GUIDE STERILE | Trauma | EA
TG03-000R | 00810112591231 | 30Â° IM - 0Â° FP RIGHT 3D CORRECTION GUIDE STERILE | Trauma | EA
TG03-005L | 00810112590241 | 30Â° IM - 5Â° FP LEFT 3D CORRECTION GUIDE STERILE | Trauma | EA
TG03-005R | 00810112591347 | 30Â° IM - 5Â° FP RIGHT 3D CORRECTION GUIDE STERILE | Trauma | EA
TG03-010L | 00810112590357 | 30Â° IM - 10Â° FP LEFT 3D CORRECTION GUIDE STERILE | Trauma | EA
TG03-010R | 00810112591453 | 30Â° IM - 10Â° FP RIGHT 3D CORRECTION GUIDE STERILE | Trauma | EA
TG03-015L | 00810112590463 | 30Â° IM - 15Â° FP LEFT 3D CORRECTION GUIDE STERILE | Trauma | EA
TG03-015R | 00810112591569 | 30Â° IM - 15Â° FP RIGHT 3D CORRECTION GUIDE STERILE | Trauma | EA
TG03-020L | 00810112590579 | 30Â° IM - 20Â° FP LEFT 3D CORRECTION GUIDE STERILE | Trauma | EA
TG03-020R | 00810112591675 | 30Â° IM - 20Â° FP RIGHT 3D CORRECTION GUIDE STERILE | Trauma | EA
TG03-025L | 00810112590685 | 30Â° IM - 25Â° FP LEFT 3D CORRECTION GUIDE STERILE | Trauma | EA
TG03-025R | 00810112591781 | 30Â° IM - 25Â° FP RIGHT 3D CORRECTION GUIDE STERILE | Trauma | EA
TG03-030L | 00810112590791 | 30Â° IM - 30Â° FP LEFT 3D CORRECTION GUIDE STERILE | Trauma | EA
TG03-030R | 00810112591897 | 30Â° IM - 30Â° FP RIGHT 3D CORRECTION GUIDE STERILE | Trauma | EA
TG03-035L | 00810112590906 | 30Â° IM - 35Â° FP LEFT 3D CORRECTION GUIDE STERILE | Trauma | EA
TG03-035R | 00810112592009 | 30Â° IM - 35Â° FP RIGHT 3D CORRECTION GUIDE STERILE | Trauma | EA
TG03-040L | 00810112591019 | 30Â° IM - 40Â° FP LEFT 3D CORRECTION GUIDE STERILE | Trauma | EA
TG03-040R | 00810112592115 | 30Â° IM - 40Â° FP RIGHT 3D CORRECTION GUIDE STERILE | Trauma | EA
TG03-045L | 00810112591125 | 30Â° IM - 45Â° FP LEFT 3D CORRECTION GUIDE STERILE | Trauma | EA
TG03-045R | 00810112592221 | 30Â° IM - 45Â° FP RIGHT 3D CORRECTION GUIDE STERILE | Trauma | EA
TG07-500L | 00810112590043 | 7.5Â° IM - 0Â° FP LEFT 3D CORRECTION GUIDE STERILE | Trauma | EA
TG07-500R | 00810112591149 | 7.5Â° IM - 0Â° FP RIGHT 3D CORRECTION GUIDE STERILE | Trauma | EA
TG07-505L | 00810112590159 | 7.5Â° IM - 5Â° FP LEFT 3D CORRECTION GUIDE STERILE | Trauma | EA
TG07-505R | 00810112591255 | 7.5Â° IM - 5Â° FP RIGHT 3D CORRECTION GUIDE STERILE | Trauma | EA
TG07-510L | 00810112590265 | 7.5Â° IM - 10Â° FP LEFT 3D CORRECTION GUIDE STERILE | Trauma | EA
TG07-510R | 00810112591361 | 7.5Â° IM - 10Â° FP RIGHT 3D CORRECTION GUIDE STERILE | Trauma | EA
TG07-515L | 00810112590371 | 7.5Â° IM - 15Â° FP LEFT 3D CORRECTION GUIDE STERILE | Trauma | EA
TG07-515R | 00810112591477 | 7.5Â° IM - 15Â° FP RIGHT 3D CORRECTION GUIDE STERILE | Trauma | EA
TG07-520L | 00810112590487 | 7.5Â° IM - 20Â° FP LEFT 3D CORRECTION GUIDE STERILE | Trauma | EA
TG07-520R | 00810112591583 | 7.5Â° IM - 20Â° FP RIGHT 3D CORRECTION GUIDE STERILE | Trauma | EA
TG07-525L | 00810112590593 | 7.5Â° IM - 25Â° FP LEFT 3D CORRECTION GUIDE STERILE | Trauma | EA
TG07-525R | 00810112591699 | 7.5Â° IM - 25Â° FP RIGHT 3D CORRECTION GUIDE STERILE | Trauma | EA
TG07-530L | 00810112590708 | 7.5Â° IM - 30Â° FP LEFT 3D CORRECTION GUIDE STERILE | Trauma | EA
TG07-530R | 00810112591804 | 7.5Â° IM - 30Â° FP RIGHT 3D CORRECTION GUIDE STERILE | Trauma | EA
TG07-535L | 00810112590814 | 7.5Â° IM - 35Â° FP LEFT 3D CORRECTION GUIDE STERILE | Trauma | EA
TG07-535R | 00810112591910 | 7.5Â° IM - 35Â° FP RIGHT 3D CORRECTION GUIDE STERILE | Trauma | EA
TG07-540L | 00810112590920 | 7.5Â° IM - 40Â° FP LEFT 3D CORRECTION GUIDE STERILE | Trauma | EA
TG07-540R | 00810112592023 | 7.5Â° IM - 40Â° FP RIGHT 3D CORRECTION GUIDE STERILE | Trauma | EA
TG07-545L | 00810112591033 | 7.5Â° IM - 45Â° FP LEFT 3D CORRECTION GUIDE STERILE | Trauma | EA
TG07-545R | 00810112592139 | 7.5Â° IM - 45Â° FP RIGHT 3D CORRECTION GUIDE STERILE | Trauma | EA
TG12-500L | 00810112590067 | 12.5Â° IM - 0Â° FP LEFT 3D CORRECTION GUIDE STERILE | Trauma | EA
TG12-500R | 00810112591163 | 12.5Â° IM - 0Â° FP RIGHT 3D CORRECTION GUIDE STERILE | Trauma | EA
TG12-505L | 00810112590173 | 12.5Â° IM - 5Â° FP LEFT 3D CORRECTION GUIDE STERILE | Trauma | EA
TG12-505R | 00810112591279 | 12.5Â° IM - 5Â° FP RIGHT 3D CORRECTION GUIDE STERILE | Trauma | EA
TG12-510L | 00810112590289 | 12.5Â° IM - 10Â° FP LEFT 3D CORRECTION GUIDE STERILE | Trauma | EA
TG12-510R | 00810112591385 | 12.5Â° IM - 10Â° FP RIGHT 3D CORRECTION GUIDE STERILE | Trauma | EA
TG12-515L | 00810112590395 | 12.5Â° IM - 15Â° FP LEFT 3D CORRECTION GUIDE STERILE | Trauma | EA
TG12-515R | 00810112591491 | 12.5Â° IM - 15Â° FP RIGHT 3D CORRECTION GUIDE STERILE | Trauma | EA
TG12-520L | 00810112590500 | 12.5Â° IM - 20Â° FP LEFT 3D CORRECTION GUIDE STERILE | Trauma | EA
TG12-520R | 00810112591606 | 12.5Â° IM - 20Â° FP RIGHT 3D CORRECTION GUIDE STERILE | Trauma | EA
TG12-525L | 00810112590616 | 12.5Â° IM - 25Â° FP LEFT 3D CORRECTION GUIDE STERILE | Trauma | EA
TG12-525R | 00810112591712 | 12.5Â° IM - 25Â° FP RIGHT 3D CORRECTION GUIDE STERILE | Trauma | EA
TG12-530L | 00810112590722 | 12.5Â° IM - 30Â° FP LEFT 3D CORRECTION GUIDE STERILE | Trauma | EA
TG12-530R | 00810112591828 | 12.5Â° IM - 30Â° FP RIGHT 3D CORRECTION GUIDE STERILE | Trauma | EA
TG12-535L | 00810112590838 | 12.5Â° IM - 35Â° FP LEFT 3D CORRECTION GUIDE STERILE | Trauma | EA
TG12-535R | 00810112591934 | 12.5Â° IM - 35Â° FP RIGHT 3D CORRECTION GUIDE STERILE | Trauma | EA
TG12-540L | 00810112590944 | 12.5Â° IM - 40Â° FP LEFT 3D CORRECTION GUIDE STERILE | Trauma | EA
TG12-540R | 00810112592047 | 12.5Â° IM - 40Â° FP RIGHT 3D CORRECTION GUIDE STERILE | Trauma | EA
TG12-545L | 00810112591057 | 12.5Â° IM - 45Â° FP LEFT 3D CORRECTION GUIDE STERILE | Trauma | EA
TG12-545R | 00810112592153 | 12.5Â° IM - 45Â° FP RIGHT 3D CORRECTION GUIDE STERILE | Trauma | EA
TG17-500L | 00810112590081 | 17.5Â° IM - 0Â° FP LEFT 3D CORRECTION GUIDE STERILE | Trauma | EA
TG17-500R | 00810112591187 | 17.5Â° IM - 0Â° FP RIGHT 3D CORRECTION GUIDE STERILE | Trauma | EA
TG17-505L | 00810112590197 | 17.5Â° IM - 5Â° FP LEFT 3D CORRECTION GUIDE STERILE | Trauma | EA
TG17-505R | 00810112591293 | 17.5Â° IM - 5Â° FP RIGHT 3D CORRECTION GUIDE STERILE | Trauma | EA
TG17-510L | 00810112590302 | 17.5Â° IM - 10Â° FP LEFT 3D CORRECTION GUIDE STERILE | Trauma | EA
TG17-510R | 00810112591408 | 17.5Â° IM - 10Â° FP RIGHT 3D CORRECTION GUIDE STERILE | Trauma | EA
TG17-515L | 00810112590418 | 17.5Â° IM - 15Â° FP LEFT 3D CORRECTION GUIDE STERILE | Trauma | EA
TG17-515R | 00810112591514 | 17.5Â° IM - 15Â° FP RIGHT 3D CORRECTION GUIDE STERILE | Trauma | EA
TG17-520L | 00810112590524 | 17.5Â° IM - 20Â° FP LEFT 3D CORRECTION GUIDE STERILE | Trauma | EA
TG17-520R | 00810112591620 | 17.5Â° IM - 20Â° FP RIGHT 3D CORRECTION GUIDE STERILE | Trauma | EA
TG17-525L | 00810112590630 | 17.5Â° IM - 25Â° FP LEFT 3D CORRECTION GUIDE STERILE | Trauma | EA
TG17-525R | 00810112591736 | 17.5Â° IM - 25Â° FP RIGHT 3D CORRECTION GUIDE STERILE | Trauma | EA
TG17-530L | 00810112590746 | 17.5Â° IM - 30Â° FP LEFT 3D CORRECTION GUIDE STERILE | Trauma | EA
TG17-530R | 00810112591842 | 17.5Â° IM - 30Â° FP RIGHT 3D CORRECTION GUIDE STERILE | Trauma | EA
TG17-535L | 00810112590852 | 17.5Â° IM - 35Â° FP LEFT 3D CORRECTION GUIDE STERILE | Trauma | EA
TG17-535R | 00810112591958 | 17.5Â° IM - 35Â° FP RIGHT 3D CORRECTION GUIDE STERILE | Trauma | EA
TG17-540L | 00810112590968 | 17.5Â° IM - 40Â° FP LEFT 3D CORRECTION GUIDE STERILE | Trauma | EA
TG17-540R | 00810112592061 | 17.5Â° IM - 40Â° FP RIGHT 3D CORRECTION GUIDE STERILE | Trauma | EA
TG17-545L | 00810112591071 | 17.5Â° IM - 45Â° FP LEFT 3D CORRECTION GUIDE STERILE | Trauma | EA
TG17-545R | 00810112592177 | 17.5Â° IM - 45Â° FP RIGHT 3D CORRECTION GUIDE STERILE | Trauma | EA
TG22-500L | 00810112590104 | 22.5Â° IM - 0Â° FP LEFT 3D CORRECTION GUIDE STERILE | Trauma | EA
TG22-500R | 00810112591200 | 22.5Â° IM - 0Â° FP RIGHT 3D CORRECTION GUIDE STERILE | Trauma | EA
TG22-505L | 00810112590210 | 22.5Â° IM - 5Â° FP LEFT 3D CORRECTION GUIDE STERILE | Trauma | EA
TG22-505R | 00810112591316 | 22.5Â° IM - 5Â° FP RIGHT 3D CORRECTION GUIDE STERILE | Trauma | EA
TG22-510L | 00810112590326 | 22.5Â° IM - 10Â° FP LEFT 3D CORRECTION GUIDE STERILE | Trauma | EA
TG22-510R | 00810112591422 | 22.5Â° IM - 10Â° FP RIGHT 3D CORRECTION GUIDE STERILE | Trauma | EA
TG22-515L | 00810112590432 | 22.5Â° IM - 15Â° FP LEFT 3D CORRECTION GUIDE STERILE | Trauma | EA
TG22-515R | 00810112591538 | 22.5Â° IM - 15Â° FP RIGHT 3D CORRECTION GUIDE STERILE | Trauma | EA
TG22-520L | 00810112590548 | 22.5Â° IM - 20Â° FP LEFT 3D CORRECTION GUIDE STERILE | Trauma | EA
TG22-520R | 00810112591644 | 22.5Â° IM - 20Â° FP RIGHT 3D CORRECTION GUIDE STERILE | Trauma | EA
TG22-525L | 00810112590654 | 22.5Â° IM - 25Â° FP LEFT 3D CORRECTION GUIDE STERILE | Trauma | EA
TG22-525R | 00810112591750 | 22.5Â° IM - 25Â° FP RIGHT 3D CORRECTION GUIDE STERILE | Trauma | EA
TG22-530L | 00810112590760 | 22.5Â° IM - 30Â° FP LEFT 3D CORRECTION GUIDE STERILE | Trauma | EA
TG22-530R | 00810112591866 | 22.5Â° IM - 30Â° FP RIGHT 3D CORRECTION GUIDE STERILE | Trauma | EA
TG22-535L | 00810112590876 | 22.5Â° IM - 35Â° FP LEFT 3D CORRECTION GUIDE STERILE | Trauma | EA
TG22-535R | 00810112591972 | 22.5Â° IM - 35Â° FP RIGHT 3D CORRECTION GUIDE STERILE | Trauma | EA
TG22-540L | 00810112590982 | 22.5Â° IM - 40Â° FP LEFT 3D CORRECTION GUIDE STERILE | Trauma | EA
TG22-540R | 00810112592085 | 22.5Â° IM - 40Â° FP RIGHT 3D CORRECTION GUIDE STERILE | Trauma | EA
TG22-545L | 00810112591095 | 22.5Â° IM - 45Â° FP LEFT 3D CORRECTION GUIDE STERILE | Trauma | EA
TG22-545R | 00810112592191 | 22.5Â° IM - 45Â° FP RIGHT 3D CORRECTION GUIDE STERILE | Trauma | EA
TG27-500L | 00810112590128 | 27.5Â° IM - 0Â° FP LEFT 3D CORRECTION GUIDE STERILE | Trauma | EA
TG27-500R | 00810112591224 | 27.5Â° IM - 0Â° FP RIGHT 3D CORRECTION GUIDE STERILE | Trauma | EA
TG27-505L | 00810112590234 | 27.5Â° IM - 5Â° FP LEFT 3D CORRECTION GUIDE STERILE | Trauma | EA
TG27-505R | 00810112591330 | 27.5Â° IM - 5Â° FP RIGHT 3D CORRECTION GUIDE STERILE | Trauma | EA
TG27-510L | 00810112590340 | 27.5Â° IM - 10Â° FP LEFT 3D CORRECTION GUIDE STERILE | Trauma | EA
TG27-510R | 00810112591446 | 27.5Â° IM - 10Â° FP RIGHT 3D CORRECTION GUIDE STERILE | Trauma | EA
TG27-515L | 00810112590456 | 27.5Â° IM - 15Â° FP LEFT 3D CORRECTION GUIDE STERILE | Trauma | EA
TG27-515R | 00810112591552 | 27.5Â° IM - 15Â° FP RIGHT 3D CORRECTION GUIDE STERILE | Trauma | EA
TG27-520L | 00810112590562 | 27.5Â° IM - 20Â° FP LEFT 3D CORRECTION GUIDE STERILE | Trauma | EA
TG27-520R | 00810112591668 | 27.5Â° IM - 20Â° FP RIGHT 3D CORRECTION GUIDE STERILE | Trauma | EA
TG27-525L | 00810112590678 | 27.5Â° IM - 25Â° FP LEFT 3D CORRECTION GUIDE STERILE | Trauma | EA
TG27-525R | 00810112591774 | 27.5Â° IM - 25Â° FP RIGHT 3D CORRECTION GUIDE STERILE | Trauma | EA
TG27-530L | 00810112590784 | 27.5Â° IM - 30Â° FP LEFT 3D CORRECTION GUIDE STERILE | Trauma | EA
TG27-530R | 00810112591880 | 27.5Â° IM - 30Â° FP RIGHT 3D CORRECTION GUIDE STERILE | Trauma | EA
TG27-535L | 00810112590890 | 27.5Â° IM - 35Â° FP LEFT 3D CORRECTION GUIDE STERILE | Trauma | EA
TG27-535R | 00810112591996 | 27.5Â° IM - 35Â° FP RIGHT 3D CORRECTION GUIDE STERILE | Trauma | EA
TG27-540L | 00810112591002 | 27.5Â° IM - 40Â° FP LEFT 3D CORRECTION GUIDE STERILE | Trauma | EA
TG27-540R | 00810112592108 | 27.5Â° IM - 40Â° FP RIGHT 3D CORRECTION GUIDE STERILE | Trauma | EA
TG27-545L | 00810112591118 | 27.5Â° IM - 45Â° FP LEFT 3D CORRECTION GUIDE STERILE | Trauma | EA
TG27-545R | 00810112592214 | 27.5Â° IM - 45Â° FP RIGHT 3D CORRECTION GUIDE STERILE | Trauma | EA
SD03.130.005 | 10886982346377 | HEX COUPLING W/ FIXED HANDLE | Trauma | EA
03.314.812S | 10886982343710 | MAXFRAME AUTOSTRUT(TM) HEXAPOD STRUT - SHORT/STERILE | Trauma | EA
03.314.813S | 10886982343727 | MAXFRAME AUTOSTRUT(TM) HEXAPOD STRUT - MED/ STERILE | Trauma | EA
03.314.814S | 10886982343734 | MAXFRAME AUTOSTRUT(TM) HEXAPOD STRUT - LONG/ STERILE | Trauma | EA
SD03.043.029 | 10886982344342 | AIMING ARM ASSEMBLY ROTATING TNA AIMING ARM | Trauma | EA
SD03.043.030 | 10886982344359 | THREADED ALIGNMENT PIN ROTATING TNA AIMING ARM | Trauma | EA
SD03.043.031 | 10886982344366 | TNA CONNECTING TUBE ROTATING TNA AIMING ARM | Trauma | EA
SD03.233.003 | 10886982344465 | CANNULATED CONNECTING SCREW ROTATING RFNA AIMING ARM | Trauma | EA
SD03.233.005 | 10886982344472 | INSERTION HANDLE ROTATING RFNA AIMING ARM | Trauma | EA
SD03.233.006 | 10886982344489 | AIMING ARM ROTATING RFNA AIMING ARM | Trauma | EA
SD399.777 | 10886982345295 | REDUCTION FORCEPS WITH POINTS SPEED LOCK 130MM - POINT-POINT | Trauma | EA
SD398.403 | 10886982291431 | REDUCTION FORCEPS W/POINTS NARROW LEFT HANDED | Trauma | EA
SD398.404 | 10886982291424 | REDUCTION FORCEPS W/POINTS BROAD LEFT HANDED | Trauma | EA
SD398.405 | 10886982291417 | REDUCTION FORCEPS W/TEETH LEFT HANDED | Trauma | EA
46.239.001 | 00810633022047 | DEPUY SYNTHES HAMMERTOE CCI STD KIT W/1.25 K-WIRE/ STERILE | Trauma | EA
46.239.002 | 00810633022054 | DEPUY SYNTHES HAMMERTOE CCI LARGE KIT W/1.60 K-WIRE/ STER | Trauma | EA
SD900.500S | 10886982262462 | TRUMATCH GRAFT CAGE-LONG BONE 2.5CM TO 5CM / STERILE | Trauma | EA
SD900.501S | 10886982262479 | TRUMATCH GRAFT CAGE-LONG BONE >5CM TO 10CM/STERILE | Trauma | EA
42.231.620 | 10886982259042 | 5.0MM CANN VAL SCREW OPTILINK(TM)/20MM | Trauma | EA
42.231.625 | 10886982259059 | 5.0MM CANN VAL SCREW OPTILINK(TM)/25MM | Trauma | EA
42.231.630 | 10886982259066 | 5.0MM CANN VAL SCREW OPTILINK(TM)/30MM | Trauma | EA
42.231.635 | 10886982259073 | 5.0MM CANN VAL SCREW OPTILINK(TM)/35MM | Trauma | EA
42.231.640 | 10886982259080 | 5.0MM CANN VAL SCREW OPTILINK(TM)/40MM | Trauma | EA
42.231.645 | 10886982259097 | 5.0MM CANN VAL SCREW OPTILINK(TM)/45MM | Trauma | EA
42.231.650 | 10886982259103 | 5.0MM CANN VAL SCREW OPTILINK(TM)/50MM | Trauma | EA
42.231.655 | 10886982259110 | 5.0MM CANN VAL SCREW OPTILINK(TM)/55MM | Trauma | EA
42.231.660 | 10886982259127 | 5.0MM CANN VAL SCREW OPTILINK(TM)/60MM | Trauma | EA
42.231.665 | 10886982259134 | 5.0MM CANN VAL SCREW OPTILINK(TM)/65MM | Trauma | EA
42.231.670 | 10886982259141 | 5.0MM CANN VAL SCREW OPTILINK(TM)/70MM | Trauma | EA
42.231.675 | 10886982259158 | 5.0MM CANN VAL SCREW OPTILINK(TM)/75MM | Trauma | EA
42.231.680 | 10886982259165 | 5.0MM CANN VAL SCREW OPTILINK(TM)/80MM | Trauma | EA
42.231.685 | 10886982259172 | 5.0MM CANN VAL SCREW OPTILINK(TM)/85MM | Trauma | EA
42.231.690 | 10886982259189 | 5.0MM CANN VAL SCREW OPTILINK(TM)/90MM | Trauma | EA
VP4704.L7 | 10886982284419 | 3.5MM LCP DISTAL FEMORAL OSTEOTOMY PLATE/LEFT/7 HOLES | Trauma | EA
VP4704.L8 | 10886982291240 | 3.5MM LCP DISTAL FEMORAL OSTEOTOMY PLATE/LEFT/8 HOLES | Trauma | EA
VP4704.R7 | 10886982291233 | 3.5MM LCP DISTAL FEMORAL OSTEOTOMY PLATE/RIGHT/7 HOLES | Trauma | EA
VP4704.R8 | 10886982291257 | 3.5MM LCP DISTAL FEMORAL OSTEOTOMY PLATE/RIGHT/8 HOLES | Trauma | EA
SD352.115 | 10886982291455 | 11.5MM MEDULLARY REAMER HEAD FRONT CUTTING | Trauma | EA
03.111.010.V | 10886982283658 | 1.5MM LCP SOLID THREADED DRILL GUIDE FOR 2.0MM LCP PLATES | Trauma | EA
310.509.V | 10886982282859 | 1.8MM DRILL BIT WITH DEPTH MARK/QC/110MM | Trauma | EA
311.19.V | 10886982283252 | TAP FOR 2.0MM CORTEX SCREWS 54MM | Trauma | EA
311.32.V | 10886982284198 | TAP FOR 3.5MM CORTEX SCREWS GOLD/110MM | Trauma | EA
311.43.V | 10886982284242 | HANDLE WITH QUICK COUPLING/ SMALL | Trauma | EA
313.353.V | 10886982283580 | 2.0MM LCP SOLID THREADED DRILL GUIDE | Trauma | EA
314.02.V | 10886982283795 | SMALL HEXAGONAL SCREWDRIVER WITH HOLDING SLEEVE | Trauma | EA
314.03.V | 10886982283801 | SMALL HEXAGONAL SCREWDRIVER SHAFT | Trauma | EA
314.116.V | 10886982284303 | STARDRIVE SCREWDRIVER SHAFT QC/T15 | Trauma | EA
314.467.V | 10886982284310 | STARDRIVE SCREWDRIVER SHAFT 105MM | Trauma | EA
319.01.V | 10886982283719 | DEPTH GAUGE FOR 2.7MM & SMALL SCREWS | Trauma | EA
319.44.V | 10886982283290 | HOLDING CLIP FOR PLATES & WASHERS | Trauma | EA
FGS-1000 | 00863176000300 | FIBULINKÂ® SYNDESMOSIS REPAIR KIT/SS | Trauma | EA
FGS-1100 | 00863176000317 | FIBULINKÂ® SYNDESMOSIS REPAIR KIT/ TI | Trauma | EA
FGS-1300 | 00863176000324 | FIBULINKÂ® REMOVAL KIT | Trauma | EA
SD03.037.103 | 10886982287854 | 8MM/12MM STEPPED DRILL CANNULATED | Trauma | EA
SD398.710 | 10886982302892 | SPIKED DISK W/ GUIDE WIRE HOLES | Trauma | EA
03.111.011.V | 10886982283665 | 1.8MM LCP SOLID THREADED DRILL GUIDE FOR 2.4MM LCP PLATES | Trauma | EA
03.114.001.V | 10886982284044 | 1.1MM LCP THREADED DRILL GUIDE FOR 1.5MM LCP PLATES | Trauma | EA
03.114.002.V | 10886982284143 | STARDRIVE SCREWDRIVER SHAFT T4/42MM/SELF-RETAINING | Trauma | EA
03.114.003.V | 10886982284051 | THREADED BENDING PIN FOR 1.5MM LCP PLATES | Trauma | EA
310.88.V | 10886982283696 | COUNTERSINK F/1.5MM & 2.0MM CORTEX SCREWS | Trauma | EA
310.89.V | 10886982283702 | COUNTERSINK F/3.5MM CORTEX & 4.0MM CANCELLOUS BONE SCREWS | Trauma | EA
310.972.V | 10886982283023 | COUNTERSINK FOR 2.0MM/2.4MM SCREWS | Trauma | EA
311.01.V | 10886982284235 | HANDLE WITH MINI QUICK COUPLING | Trauma | EA
311.15.V | 10886982283245 | TAP FOR 1.5MM CORTEX SCREWS 50MM | Trauma | EA
311.26.V | 10886982284174 | TAP FOR 2.7MM CORTEX SCREWS 100MM | Trauma | EA
311.34.V | 10886982284211 | TAP FOR 4.0MM CANCELLOUS BONE SCREWS/110MM | Trauma | EA
312.14.V | 10886982282408 | 1.5MM/1.1MM DOUBLE DRILL SLEEVE | Trauma | EA
319.006.V | 10886982284037 | DEPTH GAUGE FOR 2.0MM AND 2.4MM SCREWS | Trauma | EA
329.01.V | 10886982283672 | BENDING IRON FOR 1.5MM & 2.0MM PLATES | Trauma | EA
329.04.V | 10886982284006 | BENDING IRON FOR 2.7MM & 3.5MM PLATES | Trauma | EA
329.05.V | 10886982284013 | BENDING IRON FOR 2.7MM & 3.5MM PLATES | Trauma | EA
399.37.V | 10886982282767 | PERIOSTEAL ELEVATOR 14MM STRAIGHT BLADE-ROUND EDGE | Trauma | EA
SD03.226.004 | 10886982300850 | CANNULATED T8 SCREWDRIVER MODIFIED SHAFT | Trauma | EA
SD03.111.700 | 10886982288165 | FIXED ANGLED GUIDE BLOCKS 7 HOLE RIGHT | Trauma | EA
SD03.111.701 | 10886982288172 | FIXED ANGLED GUIDE BLOCKS 7 HOLE LEFT | Trauma | EA
03.111.021.V | 10886982286475 | COMPRESSION/DISTRACTION INSTRUMENT | Trauma | EA
03.111.022.V | 10886982286659 | COMPRESSION/DISTRACTION HOLDING SLEEVE/2.0MM K-WIRE | Trauma | EA
03.111.023.V | 10886982286666 | COMPRESSION/DISTRACTION HOLDING SLEEVE/2.5MM K-WIRE | Trauma | EA
03.111.024.V | 10886982286673 | COMPRESSION/DISTRACTION HOLDING SLEEVE/3.0MM K-WIRE | Trauma | EA
03.114.009.V | 10886982284150 | STARDRIVE SCREWDRIVER SHAFT W/HOLDING SLEEVE/T4/66MM | Trauma | EA
222.256.V | 10886982283962 | LCP(TM) DISTAL FEMUR PLATE 11 HOLES/276MM-RIGHT | Trauma | EA
292.75.V | 20886982286533 | 2.5MM KIRSCHNER WIRE W/15MM THREADED-TROCAR POINT 150MM | Trauma | TP
311.48.V | 10886982284341 | TAP FOR 4.5MM CORTEX/SHAFT SCREWS 180MM/110MM TAP DEPTH | Trauma | EA
312.20.V | 10886982282422 | 2.0MM PARALLEL DRILL GUIDE AND DRILL SLEEVE | Trauma | EA
312.30.V | 10886982282460 | 3.5MM/2.5MM INSERT DRILL SLEEVE | Trauma | EA
313.843.V | 10887587074535 | STARDRIVE SCREWDRIVER SHAFT SD6/SELF-RETAINING/2.0MM | Trauma | EA
314.468.V | 10886982284082 | HOLDING SLEEVE FOR STARDRIVE SCREWDRIVER SHAFT T8 | Trauma | EA
314.67.V | 10887587074504 | 1.5MM/2.0MM SCREWDRIVER BLADE WITH HOLDING SLEEVE, SHORT | Trauma | EA
319.04.V | 10886982283955 | DEPTH GAUGE FOR 2.7MM & SMALL SCREWS | Trauma | EA
329.921.V | 10886982283634 | THREADED BENDING PIN FOR 2.0MM LCP(TM) PLATES | Trauma | EA
329.922.V | 10886982283641 | BENDING PIN FOR 2.4MM LOCKING PLATES | Trauma | EA
399.78.V | 10886982282330 | REDUCTION FORCEPS WITH POINTS SPEED LOCK 205MM | Trauma | EA
399.97.V | 10886982282354 | REDUCTION FORCEPS WITH POINTS RATCHET 130MM | Trauma | EA
60.211.015.V | 10886982287915 | COMPRESSION-DISTRACTION MODULE CASE | Trauma | EA
222.257.V | 10886982283979 | LCP(TM) DISTAL FEMUR PLATE 11 HOLES/276MM-LEFT | Trauma | EA
310.87.V | 10886982283689 | COUNTERSINK FOR 2.7MM CORTEX SCREWS | Trauma | EA
310.971.V | 10886982283016 | COUNTERSINK FOR 1.3MM/1.5MM SCREWS | Trauma | EA
310.99.V | 10886982283313 | COUNTERSINK FOR 4.5MM CORTEX SCREWS | Trauma | EA
311.005.V | 10887587074399 | SCREWDRIVER HANDLE WITH HEX COUPLING-SMALL | Trauma | EA
311.03.V | 10887587074511 | HANDLE W/MINI QUICK COUPLING/SMALL | Trauma | EA
311.449.V | 10886982283054 | PUSH-PULL REDUCTION DEVICE FOR 4.5MM LCPÂ® PLATES | Trauma | EA
311.66.V | 10886982284358 | TAP FOR 6.5MM CANCELLOUS BONE SCREWS 197MM/150MM CALIBRATION | Trauma | EA
312.46.V | 10886982283412 | 4.5MM/3.2MM DOUBLE DRILL SLEEVE | Trauma | EA
313.252.V | 10887587074429 | 1.5MM/2.0MM SCRWDRVR BLD HXC SLF-RETAIN PLUSDRIVE(TM) 96MM | Trauma | EA
313.928.V | 10887587074528 | 2.0/2.4MM CRUCIFORM SCRWDRVR BLD/SL-RETAINNG W/HEX COUPLING | Trauma | EA
313.94.V | 10887587074498 | 2.4MM SCREWDRIVER WITH HOLDING SLEEVE | Trauma | EA
313.99.V | 10886982283788 | CRUCIFORM SCREWDRIVER WITH HOLDING SLEEVE | Trauma | EA
314.119.V | 10886982283825 | STARDRIVE SCREWDRIVER SHAFT T25/QC | Trauma | EA
314.15.V | 10886982283382 | LARGE HEXAGONAL SCREWDRIVER SHAFT | Trauma | EA
321.12.V | 10886982283306 | ARTICULATED TENSION DEVICE WITH GAUGE-SPAN 20MM | Trauma | EA
329.12.V | 10886982282590 | BENDING PLIERS-SMOOTH JAWS FOR MINI PLATES | Trauma | EA
329.142.V | 10887587074405 | COMBINATION BENDING PLIERS FOR 2.0MM/2.4MM PLATES | Trauma | EA
329.24.V | 10886982286635 | BENDING PLIERS FOR PLATES COMPLETE WITH TWO ANVILS | Trauma | EA
391.95.V | 10886982283139 | PLATE-CUTTING FORCEPS FOR 1.5MM-2.7MM PLATES | Trauma | EA
321.20.V | 10886982283047 | RATCHET WRENCH-11MM WIDTH ACROSS FLATS | Trauma | EA
397.441.V | 10887587074474 | 1.8MM THRDD DRILL GUIDE/SHORT F/LOCKING RECONSTRUCTION PLATE | Trauma | EA
398.811.V | 10886982282231 | PLATE HOLDING FORCEPS WITH SWIVEL FOOT/SIZE 0 | Trauma | EA
398.812.V | 10886982282248 | PLATE HOLDING FORCEPS WITH SWIVEL FOOT/SIZE 1 | Trauma | EA
398.813.V | 10886982282255 | PLATE HOLDING FORCEPS WITH SWIVEL FOOT/SIZE 2 | Trauma | EA
398.814.V | 10886982282262 | PLATE HOLDING FORCEPS WITH SWIVEL FOOT/SIZE 3 | Trauma | EA
398.819.V | 10886982282279 | PLATE HOLDING FORCEPS WITH SWIVEL FOOT 150MM | Trauma | EA
399.06.V | 10886982286406 | REDUCTION FORCEPS 180MM SPEED LOCK | Trauma | EA
399.20.V | 10886982286086 | HOHMANN RETRACTOR 8MM SHORT NARROW TIP 220MM | Trauma | EA
399.35.V | 10886982286154 | PERIOSTEAL ELEVATOR 14MM CURVED BLADE-ROUND EDGE | Trauma | EA
497.689.V | 20886982288384 | TI BENDING INSERT SCREW F/LOCKING RECONSTRUCTION PLATE | Trauma | P5
310.95.V | 10886982283481 | HANDLE WITH MINI QUICK COUPLING, STAINLESS STEEL | Trauma | EA
398.79.V | 10886982282217 | SELF-CENTERING BONE FORCEPS 9MM SERRATED JAW-SPEED LOCK | Trauma | EA
SD310.671 | 10886982292902 | 2.5MM CANNULATED DRILL W/ QC 160MM | Trauma | EA
SD314.231 | 10886982302588 | EXTRA LONG CANNULATED 4.0MM HEXAGONAL SCREWDRIVER SHAFT | Trauma | EA
SD314.232 | 10886982302595 | EXTRA LONG HOLDING SLEEVE WITH LOCKING DEVICE | Trauma | EA
SD03.168.001 | 10886982297358 | MODIFIED ANGLED GUIDE FOR FNS | Trauma | EA
SD03.037.112 | 10886982302939 | PERCUTANEOUS INSERTION HANDLE NON-RADIOLUCENT | Trauma | EA
VP4302.11 | 10886982273840 | 2.7MM/2.0MM LCP PANCARPAL ARTHRODESIS PLATE/ 11 HOLES | Trauma | EA
SD03.211.463 | 10886982303301 | SHORT ARM W/ BALL SPIKE SCREW TARGETING CLAMP | Trauma | EA
SD03.211.464 | 10886982303318 | FORKED ARM W/ SPIKES SCREW TARGETING CLAMP | Trauma | EA
SD03.211.465 | 10886982303325 | FORKED ARM SCREW TARGETING CLAMP | Trauma | EA
04.333.010TS | 00810011360723 | 2.0MM TI CANN COMPRESSION HEADLESS SCREW-ST-10MM-STER | Trauma | EA
04.333.012TS | 00810011360730 | 2.0MM TI CANN COMPRESSION HEADLESS SCREW-ST-12MM-STER | Trauma | EA
04.333.014TS | 00810011360747 | 2.0MM TI CANN COMPRESSION HEADLESS SCREW-ST-14MM-STER | Trauma | EA
04.333.016TS | 00810011360754 | 2.0MM TI CANN COMPRESSION HEADLESS SCREW-ST-16MM-STER | Trauma | EA
04.333.018TS | 00810011360761 | 2.0MM TI CANN COMPRESSION HEADLESS SCREW-ST-18MM-STER | Trauma | EA
04.333.020TS | 00810011360778 | 2.0MM TI CANN COMPRESSION HEADLESS SCREW-ST-20MM-STER | Trauma | EA
04.333.022TS | 00810011360785 | 2.0MM TI CANN COMPRESSION HEADLESS SCREW-ST-22MM-STER | Trauma | EA
04.333.024TS | 00810011360792 | 2.0MM TI CANN COMPRESSION HEADLESS SCREW-ST-24MM-STER | Trauma | EA
04.333.026TS | 00810011360808 | 2.0MM TI CANN COMPRESSION HEADLESS SCREW-ST-26MM-STER | Trauma | EA
04.333.028TS | 00810011360815 | 2.0MM TI CANN COMPRESSION HEADLESS SCREW-ST-28MM-STER | Trauma | EA
04.333.030TS | 00810011360822 | 2.0MM TI CANN COMPRESSION HEADLESS SCREW-ST-30MM-STER | Trauma | EA
04.333.110TS | 00819917027143 | 2.5MM TI CANN COMPRESSION HEADLESS SCREW-ST-10MM-STER | Trauma | EA
04.333.112TS | 00819917027150 | 2.5MM TI CANN COMPRESSION HEADLESS SCREW-ST-12MM-STER | Trauma | EA
04.333.114TS | 00819917027167 | 2.5MM TI CANN COMPRESSION HEADLESS SCREW-ST-14MM-STER | Trauma | EA
04.333.116TS | 00819917027174 | 2.5MM TI CANN COMPRESSION HEADLESS SCREW-ST-16MM-STER | Trauma | EA
04.333.118TS | 00819917027181 | 2.5MM TI CANN COMPRESSION HEADLESS SCREW-ST-18MM-STER | Trauma | EA
04.333.120TS | 00819917027198 | 2.5MM TI CANN COMPRESSION HEADLESS SCREW-ST-20MM-STER | Trauma | EA
04.333.122TS | 00819917027204 | 2.5MM TI CANN COMPRESSION HEADLESS SCREW-ST-22MM-STER | Trauma | EA
04.333.124TS | 00819917027211 | 2.5MM TI CANN COMPRESSION HEADLESS SCREW-ST-24MM-STER | Trauma | EA
04.333.126TS | 00819917027228 | 2.5MM TI CANN COMPRESSION HEADLESS SCREW-ST-26MM-STER | Trauma | EA
04.333.128TS | 00819917027235 | 2.5MM TI CANN COMPRESSION HEADLESS SCREW-ST-28MM-STER | Trauma | EA
04.333.130TS | 00819917027242 | 2.5MM TI CANN COMPRESSION HEADLESS SCREW-ST-30MM-STER | Trauma | EA
04.333.132TS | 00819917027259 | 2.5MM TI CANN COMPRESSION HEADLESS SCREW-ST-32MM-STER | Trauma | EA
04.333.134TS | 00819917027266 | 2.5MM TI CANN COMPRESSION HEADLESS SCREW-ST-34MM-STER | Trauma | EA
04.333.136TS | 00819917027273 | 2.5MM TI CANN COMPRESSION HEADLESS SCREW-ST-36MM-STER | Trauma | EA
04.333.138TS | 00819917027280 | 2.5MM TI CANN COMPRESSION HEADLESS SCREW-ST-38MM-STER | Trauma | EA
04.333.140TS | 00819917027297 | 2.5MM TI CANN COMPRESSION HEADLESS SCREW-ST-40MM-STER | Trauma | EA
04.333.210TS | 00819917027419 | 3.0MM TI CANN COMPRESSION HEADLESS SCREW-ST-10MM-STER | Trauma | EA
04.333.212TS | 00819917027426 | 3.0MM TI CANN COMPRESSION HEADLESS SCREW-ST-12MM-STER | Trauma | EA
04.333.214TS | 00819917027433 | 3.0MM TI CANN COMPRESSION HEADLESS SCREW-ST-14MM-STER | Trauma | EA
04.333.216TS | 00819917027440 | 3.0MM TI CANN COMPRESSION HEADLESS SCREW-ST-16MM-STER | Trauma | EA
04.333.218TS | 00819917027457 | 3.0MM TI CANN COMPRESSION HEADLESS SCREW-ST-18MM-STER | Trauma | EA
04.333.220TS | 00819917027464 | 3.0MM TI CANN COMPRESSION HEADLESS SCREW-ST-20MM-STER | Trauma | EA
04.333.222TS | 00819917027471 | 3.0MM TI CANN COMPRESSION HEADLESS SCREW-ST-22MM-STER | Trauma | EA
04.333.224TS | 00819917027488 | 3.0MM TI CANN COMPRESSION HEADLESS SCREW-ST-24MM-STER | Trauma | EA
04.333.226TS | 00819917027495 | 3.0MM TI CANN COMPRESSION HEADLESS SCREW-ST-26MM-STER | Trauma | EA
04.333.228TS | 00819917027501 | 3.0MM TI CANN COMPRESSION HEADLESS SCREW-ST-28MM-STER | Trauma | EA
04.333.230TS | 00819917027518 | 3.0MM TI CANN COMPRESSION HEADLESS SCREW-ST-30MM-STER | Trauma | EA
04.333.232TS | 00819917027525 | 3.0MM TI CANN COMPRESSION HEADLESS SCREW-ST-32MM-STER | Trauma | EA
04.333.234TS | 00819917027532 | 3.0MM TI CANN COMPRESSION HEADLESS SCREW-ST-34MM-STER | Trauma | EA
04.333.236TS | 00819917027549 | 3.0MM TI CANN COMPRESSION HEADLESS SCREW-ST-36MM-STER | Trauma | EA
04.333.238TS | 00819917027556 | 3.0MM TI CANN COMPRESSION HEADLESS SCREW-ST-38MM-STER | Trauma | EA
04.333.240TS | 00819917027563 | 3.0MM TI CANN COMPRESSION HEADLESS SCREW-ST-40MM-STER | Trauma | EA
04.333.314TS | 00819917027686 | 3.5MM TI CANN COMPRESSION HEADLESS SCREW-ST-14MM-STER | Trauma | EA
04.333.316TS | 00819917027693 | 3.5MM TI CANN COMPRESSION HEADLESS SCREW-ST-16MM-STER | Trauma | EA
04.333.318TS | 00819917027709 | 3.5MM TI CANN COMPRESSION HEADLESS SCREW-ST-18MM-STER | Trauma | EA
04.333.320TS | 00819917027716 | 3.5MM TI CANN COMPRESSION HEADLESS SCREW-ST-20MM-STER | Trauma | EA
04.333.322TS | 00819917027723 | 3.5MM TI CANN COMPRESSION HEADLESS SCREW-ST-22MM-STER | Trauma | EA
04.333.324TS | 00819917027730 | 3.5MM TI CANN COMPRESSION HEADLESS SCREW-ST-24MM-STER | Trauma | EA
04.333.326TS | 00819917027747 | 3.5MM TI CANN COMPRESSION HEADLESS SCREW-ST-26MM-STER | Trauma | EA
04.333.328TS | 00819917027754 | 3.5MM TI CANN COMPRESSION HEADLESS SCREW-ST-28MM-STER | Trauma | EA
04.333.330TS | 00819917027761 | 3.5MM TI CANN COMPRESSION HEADLESS SCREW-ST-30MM-STER | Trauma | EA
04.333.332TS | 00819917027778 | 3.5MM TI CANN COMPRESSION HEADLESS SCREW-ST-32MM-STER | Trauma | EA
04.333.334TS | 00819917027785 | 3.5MM TI CANN COMPRESSION HEADLESS SCREW-ST-34MM-STER | Trauma | EA
04.333.336TS | 00819917027792 | 3.5MM TI CANN COMPRESSION HEADLESS SCREW-ST-36MM-STER | Trauma | EA
04.333.338TS | 00819917027808 | 3.5MM TI CANN COMPRESSION HEADLESS SCREW-ST-38MM-STER | Trauma | EA
04.333.340TS | 00819917027815 | 3.5MM TI CANN COMPRESSION HEADLESS SCREW-ST-40MM-STER | Trauma | EA
04.333.342TS | 00819917027822 | 3.5MM TI CANN COMPRESSION HEADLESS SCREW-ST-42MM-STER | Trauma | EA
04.333.344TS | 00819917027839 | 3.5MM TI CANN COMPRESSION HEADLESS SCREW-ST-44MM-STER | Trauma | EA
04.333.346TS | 00819917027846 | 3.5MM TI CANN COMPRESSION HEADLESS SCREW-ST-46MM-STER | Trauma | EA
04.333.348TS | 00819917027853 | 3.5MM TI CANN COMPRESSION HEADLESS SCREW-ST-48MM-STER | Trauma | EA
04.333.350TS | 00819917027860 | 3.5MM TI CANN COMPRESSION HEADLESS SCREW-ST-50MM-STER | Trauma | EA
04.333.414TS | 00810011361997 | 4.0MM TI CANN COMPRESSION HEADLESS SCREW-ST-14MM-STER | Trauma | EA
04.333.416TS | 00819917028010 | 4.0MM TI CANN COMPRESSION HEADLESS SCREW-ST-16MM-STER | Trauma | EA
04.333.418TS | 00819917028027 | 4.0MM TI CANN COMPRESSION HEADLESS SCREW-ST-18MM-STER | Trauma | EA
04.333.420TS | 00819917028034 | 4.0MM TI CANN COMPRESSION HEADLESS SCREW-ST-20MM-STER | Trauma | EA
04.333.422TS | 00819917028409 | 4.0MM TI CANN COMPRESSION HEADLESS SCREW-ST-22MM-STER | Trauma | EA
04.333.424TS | 00819917028416 | 4.0MM TI CANN COMPRESSION HEADLESS SCREW-ST-24MM-STER | Trauma | EA
04.333.426TS | 00819917028423 | 4.0MM TI CANN COMPRESSION HEADLESS SCREW-ST-26MM-STER | Trauma | EA
04.333.428TS | 00819917028430 | 4.0MM TI CANN COMPRESSION HEADLESS SCREW-ST-28MM-STER | Trauma | EA
04.333.430TS | 00819917028447 | 4.0MM TI CANN COMPRESSION HEADLESS SCREW-ST-30MM-STER | Trauma | EA
04.333.432TS | 00819917028454 | 4.0MM TI CANN COMPRESSION HEADLESS SCREW-ST-32MM-STER | Trauma | EA
04.333.434TS | 00819917028461 | 4.0MM TI CANN COMPRESSION HEADLESS SCREW-ST-34MM-STER | Trauma | EA
04.333.436TS | 00819917028478 | 4.0MM TI CANN COMPRESSION HEADLESS SCREW-ST-36MM-STER | Trauma | EA
04.333.438TS | 00819917028485 | 4.0MM TI CANN COMPRESSION HEADLESS SCREW-ST-38MM-STER | Trauma | EA
04.333.440TS | 00819917028492 | 4.0MM TI CANN COMPRESSION HEADLESS SCREW-ST-40MM-STER | Trauma | EA
04.333.442TS | 00819917028508 | 4.0MM TI CANN COMPRESSION HEADLESS SCREW-ST-42MM-STER | Trauma | EA
04.333.444TS | 00819917028515 | 4.0MM TI CANN COMPRESSION HEADLESS SCREW-ST-44MM-STER | Trauma | EA
04.333.446TS | 00819917028522 | 4.0MM TI CANN COMPRESSION HEADLESS SCREW-ST-46MM-STER | Trauma | EA
04.333.448TS | 00819917028539 | 4.0MM TI CANN COMPRESSION HEADLESS SCREW-ST-48MM-STER | Trauma | EA
04.333.450TS | 00819917028546 | 4.0MM TI CANN COMPRESSION HEADLESS SCREW-ST-50MM-STER | Trauma | EA
04.333.452TS | 00819917028553 | 4.0MM TI CANN COMPRESSION HEADLESS SCREW-ST-52MM-STER | Trauma | EA
04.333.454TS | 00819917028560 | 4.0MM TI CANN COMPRESSION HEADLESS SCREW-ST-54MM-STER | Trauma | EA
04.333.456TS | 00819917028577 | 4.0MM TI CANN COMPRESSION HEADLESS SCREW-ST-56MM-STER | Trauma | EA
04.334.020TS | 00819917027082 | 2.0MM TI CANN COMPRESSION HEADLESS SCREW-LT-20MM-STER | Trauma | EA
04.334.022TS | 00819917027099 | 2.0MM TI CANN COMPRESSION HEADLESS SCREW-LT-22MM-STER | Trauma | EA
04.334.024TS | 00819917027105 | 2.0MM TI CANN COMPRESSION HEADLESS SCREW-LT-24MM-STER | Trauma | EA
04.334.026TS | 00819917027112 | 2.0MM TI CANN COMPRESSION HEADLESS SCREW-LT-26MM-STER | Trauma | EA
04.334.028TS | 00819917027129 | 2.0MM TI CANN COMPRESSION HEADLESS SCREW-LT-28MM-STER | Trauma | EA
04.334.030TS | 00819917027136 | 2.0MM TI CANN COMPRESSION HEADLESS SCREW-LT-30MM-STER | Trauma | EA
04.334.120TS | 00819917027303 | 2.5MM TI CANN COMPRESSION HEADLESS SCREW-LT-20MM-STER | Trauma | EA
04.334.122TS | 00819917027310 | 2.5MM TI CANN COMPRESSION HEADLESS SCREW-LT-22MM-STER | Trauma | EA
04.334.124TS | 00819917027327 | 2.5MM TI CANN COMPRESSION HEADLESS SCREW-LT-24MM-STER | Trauma | EA
04.334.126TS | 00819917027334 | 2.5MM TI CANN COMPRESSION HEADLESS SCREW-LT-26MM-STER | Trauma | EA
04.334.128TS | 00819917027341 | 2.5MM TI CANN COMPRESSION HEADLESS SCREW-LT-28MM-STER | Trauma | EA
04.334.130TS | 00819917027358 | 2.5MM TI CANN COMPRESSION HEADLESS SCREW-LT-30MM-STER | Trauma | EA
04.334.132TS | 00819917027365 | 2.5MM TI CANN COMPRESSION HEADLESS SCREW-LT-32MM-STER | Trauma | EA
04.334.134TS | 00819917027372 | 2.5MM TI CANN COMPRESSION HEADLESS SCREW-LT-34MM-STER | Trauma | EA
04.334.136TS | 00819917027389 | 2.5MM TI CANN COMPRESSION HEADLESS SCREW-LT-36MM-STER | Trauma | EA
04.334.138TS | 00819917027396 | 2.5MM TI CANN COMPRESSION HEADLESS SCREW-LT-38MM-STER | Trauma | EA
04.334.140TS | 00819917027402 | 2.5MM TI CANN COMPRESSION HEADLESS SCREW-LT-40MM-STER | Trauma | EA
04.334.220TS | 00819917027570 | 3.0MM TI CANN COMPRESSION HEADLESS SCREW-LT-20MM-STER | Trauma | EA
04.334.222TS | 00819917027587 | 3.0MM TI CANN COMPRESSION HEADLESS SCREW-LT-22MM-STER | Trauma | EA
04.334.224TS | 00819917027594 | 3.0MM TI CANN COMPRESSION HEADLESS SCREW-LT-24MM-STER | Trauma | EA
04.334.226TS | 00819917027600 | 3.0MM TI CANN COMPRESSION HEADLESS SCREW-LT-26MM-STER | Trauma | EA
04.334.228TS | 00819917027617 | 3.0MM TI CANN COMPRESSION HEADLESS SCREW-LT-28MM-STER | Trauma | EA
04.334.230TS | 00819917027624 | 3.0MM TI CANN COMPRESSION HEADLESS SCREW-LT-30MM-STER | Trauma | EA
04.334.232TS | 00819917027631 | 3.0MM TI CANN COMPRESSION HEADLESS SCREW-LT-32MM-STER | Trauma | EA
04.334.234TS | 00819917027648 | 3.0MM TI CANN COMPRESSION HEADLESS SCREW-LT-34MM-STER | Trauma | EA
04.334.236TS | 00819917027655 | 3.0MM TI CANN COMPRESSION HEADLESS SCREW-LT-36MM-STER | Trauma | EA
04.334.238TS | 00819917027662 | 3.0MM TI CANN COMPRESSION HEADLESS SCREW-LT-38MM-STER | Trauma | EA
04.334.240TS | 00819917027679 | 3.0MM TI CANN COMPRESSION HEADLESS SCREW-LT-40MM-STER | Trauma | EA
04.334.324TS | 00819917027877 | 3.5MM TI CANN COMPRESSION HEADLESS SCREW-LT-24MM-STER | Trauma | EA
04.334.326TS | 00819917027884 | 3.5MM TI CANN COMPRESSION HEADLESS SCREW-LT-26MM-STER | Trauma | EA
04.334.328TS | 00819917027891 | 3.5MM TI CANN COMPRESSION HEADLESS SCREW-LT-28MM-STER | Trauma | EA
04.334.330TS | 00819917027907 | 3.5MM TI CANN COMPRESSION HEADLESS SCREW-LT-30MM-STER | Trauma | EA
04.334.332TS | 00819917027914 | 3.5MM TI CANN COMPRESSION HEADLESS SCREW-LT-32MM-STER | Trauma | EA
04.334.334TS | 00819917027921 | 3.5MM TI CANN COMPRESSION HEADLESS SCREW-LT-34MM-STER | Trauma | EA
04.334.336TS | 00819917027938 | 3.5MM TI CANN COMPRESSION HEADLESS SCREW-LT-36MM-STER | Trauma | EA
04.334.338TS | 00819917027945 | 3.5MM TI CANN COMPRESSION HEADLESS SCREW-LT-38MM-STER | Trauma | EA
04.334.340TS | 00819917027952 | 3.5MM TI CANN COMPRESSION HEADLESS SCREW-LT-40MM-STER | Trauma | EA
04.334.342TS | 00819917027969 | 3.5MM TI CANN COMPRESSION HEADLESS SCREW-LT-42MM-STER | Trauma | EA
04.334.344TS | 00819917027976 | 3.5MM TI CANN COMPRESSION HEADLESS SCREW-LT-44MM-STER | Trauma | EA
04.334.346TS | 00819917027983 | 3.5MM TI CANN COMPRESSION HEADLESS SCREW-LT-46MM-STER | Trauma | EA
04.334.348TS | 00819917027990 | 3.5MM TI CANN COMPRESSION HEADLESS SCREW-LT-48MM-STER | Trauma | EA
04.334.350TS | 00819917028003 | 3.5MM TI CANN COMPRESSION HEADLESS SCREW-LT-50MM-STER | Trauma | EA
04.334.424TS | 00819917028607 | 4.0MM TI CANN COMPRESSION HEADLESS SCREW-LT-24MM-STER | Trauma | EA
04.334.426TS | 00819917028614 | 4.0MM TI CANN COMPRESSION HEADLESS SCREW-LT-26MM-STER | Trauma | EA
04.334.428TS | 00819917028621 | 4.0MM TI CANN COMPRESSION HEADLESS SCREW-LT-28MM-STER | Trauma | EA
04.334.430TS | 00819917028638 | 4.0MM TI CANN COMPRESSION HEADLESS SCREW-LT-30MM-STER | Trauma | EA
04.334.432TS | 00819917028645 | 4.0MM TI CANN COMPRESSION HEADLESS SCREW-LT-32MM-STER | Trauma | EA
04.334.434TS | 00819917028652 | 4.0MM TI CANN COMPRESSION HEADLESS SCREW-LT-34MM-STER | Trauma | EA
04.334.436TS | 00819917028669 | 4.0MM TI CANN COMPRESSION HEADLESS SCREW-LT-36MM-STER | Trauma | EA
04.334.438TS | 00819917028676 | 4.0MM TI CANN COMPRESSION HEADLESS SCREW-LT-38MM-STER | Trauma | EA
04.334.440TS | 00819917028683 | 4.0MM TI CANN COMPRESSION HEADLESS SCREW-LT-40MM-STER | Trauma | EA
04.334.442TS | 00819917028690 | 4.0MM TI CANN COMPRESSION HEADLESS SCREW-LT-42MM-STER | Trauma | EA
04.334.444TS | 00819917028706 | 4.0MM TI CANN COMPRESSION HEADLESS SCREW-LT-44MM-STER | Trauma | EA
04.334.446TS | 00819917028713 | 4.0MM TI CANN COMPRESSION HEADLESS SCREW-LT-46MM-STER | Trauma | EA
04.334.448TS | 00819917028720 | 4.0MM TI CANN COMPRESSION HEADLESS SCREW-LT-48MM-STER | Trauma | EA
04.334.450TS | 00819917028737 | 4.0MM TI CANN COMPRESSION HEADLESS SCREW-LT-50MM-STER | Trauma | EA
04.334.452TS | 00819917028744 | 4.0MM TI CANN COMPRESSION HEADLESS SCREW-LT-52MM-STER | Trauma | EA
04.334.454TS | 00819917028751 | 4.0MM TI CANN COMPRESSION HEADLESS SCREW-LT-54MM-STER | Trauma | EA
04.334.456TS | 00819917028768 | 4.0MM TI CANN COMPRESSION HEADLESS SCREW-LT-56MM-STER | Trauma | EA
SD312.201 | 10886982280725 | 1.25MM PARALLEL WIRE GUIDE | Trauma | EA
SD380.110 | 10886982280275 | BONE MANIPULATION PLIERS | Trauma | EA
SD380.111 | 10886982280282 | R12.5 ATTACHMENT CONVCAVE | Trauma | EA
SD380.112 | 10886982280299 | R12.5 ATTACHMENT CONVEX | Trauma | EA
SD380.113 | 10886982280305 | R20 ATTACHMENT CONCAVE | Trauma | EA
SD380.114 | 10886982280312 | R20 ATTACHMENT CONVEX | Trauma | EA
SD380.115 | 10886982280329 | R12.5 ATTACHMENT SPHERICAL CONCAVE | Trauma | EA
SD380.116 | 10886982280336 | R12.5 ATTACHMENT SPHERICAL CONVEX | Trauma | EA
SD380.117 | 10886982280343 | R20 ATTACHMENT SPHERICAL CONCAVE | Trauma | EA
SD380.118 | 10886982280350 | R20 ATTACHMENT SPHERICAL CONVEX | Trauma | EA
280041 | 00815432029228 | MINIBUNION SAW GUIDE | Trauma | EA
690.217 | 10886982251985 | KIT FOR GRAPHIC CASE 690.340 | Trauma | EA
SD314.124 | 10886982004772 | SCREWDRIVER SHAFT T25 WITH 3.5MM HEX 224MM LONG | Trauma | EA
352.261 | 10886982194626 | 17.0MM REAMER HEAD FOR REAMER/IRRIGATOR/ASPIRATOR | Trauma | EA
352.262 | 10886982194640 | 17.5MM REAMER HEAD FOR REAMER/IRRIGATOR/ASPIRATOR | Trauma | EA
352.263 | 10886982194664 | 18.0MM REAMER HEAD FOR REAMER/IRRIGATOR/ASPIRATOR | Trauma | EA
352.264 | 10886982194688 | 18.5MM REAMER HEAD FOR REAMER/IRRIGATOR/ASPIRATOR | Trauma | EA
352.265 | 10886982194701 | 19.0MM REAMER HEAD FOR REAMER/IRRIGATOR/ASPIRATOR | Trauma | EA
02.120.701S | 10886982040213 | 3.5MM LCP POSTEROMEDIAL PROX TIBIA PL 1 H/69MM -STER | Trauma | EA
02.120.702S | 10886982040237 | 3.5MM LCP POSTEROMEDIAL PROX TIBIA PL 2 H/79 MM -STER | Trauma | EA
02.120.704S | 10886982040251 | 3.5MM LCP POSTEROMEDIAL PROX TIBIA PL 4 H/105MM -STER | Trauma | EA
02.120.706S | 10886982040275 | 3.5 MM LCP POSTEROMEDIAL PROX TIBIA PL 6 H/131 MM -STER | Trauma | EA
02.120.708S | 10886982040299 | 3.5 MM LCP POSTEROMEDIAL PROX TIBIA PL 8 H/157 MM -STER | Trauma | EA
02.120.710S | 10886982040312 | 3.5 MM LCP POSTEROMEDIAL PROX TIBIA PL 10H/183 MM -STER | Trauma | EA
05.001.177 | 10886982129529 | PERFORATOR WITH HUDSON COUPLING FOR PEN DRIVE | Trauma | EA
04.120.701S | 10886982109835 | 3.5 MM TI LCP POSTEROMEDIAL PROX TIBIA PL 1 H/69MM -STER | Trauma | EA
04.120.702S | 10886982109859 | 3.5MM TI LCP POSTEROMEDIAL PROX TIBIA PL 2 H/79 MM -STER | Trauma | EA
04.120.704S | 10886982109873 | 3.5 MM TI LCP POSTEROMEDIAL PROX TIBIA PL 4 H/105 MM-STER | Trauma | EA
04.120.706S | 10886982109897 | 3.5 MM TI LCP POSTEROMEDIAL PROX TIBIA PL 6 H/131 MM -STER | Trauma | EA
04.120.708S | 10886982109910 | 3.5 MM TI LCP POSTEROMEDIAL PROX TIBIA PL 8 H/157 MM -STER | Trauma | EA
04.120.710S | 10886982109934 | 3.5MM TI LCP POSTEROMEDIAL PROX TIBIA PL 10H/183 MM -STER | Trauma | EA
02.120.701 | 10886982040206 | 3.5MM LCP POSTEROMEDIAL PROXIMAL TIBIA PLATE 1H/69MM | Trauma | EA
04.120.701 | 10886982109828 | 3.5MM TI LCP POSTEROMEDIAL PROXIMAL TIBIA PLATE 1H/69MM | Trauma | EA
60.226.022 | 10886982248374 | 2.4MM AND 3.0MM HEADLESS COMPRESSION SCREW GRAPHIC CASE | Trauma | EA
60.226.023 | 10886982248381 | 2.4MM AND 3.0MM HCS GRAPHIC CASE LID | Trauma | EA
SD310.670 | 10886982004079 | Ã2.7MM DRILL WITH 1.5MM CANNULATION | Trauma | EA
242.531S | 10886982168757 | 2.0MM LCP DISTAL ULNA PLATE 7 HOLE-STERILE | Trauma | EA
442.531S | 10886982223081 | 2.0MM TI LCP DISTAL ULNA PLATE 7 HOLE-STERILE | Trauma | EA
246.354S | 10886982170583 | 1.5/2.0MM ROTATION CORRECTION PLATE 2H HEAD/4H SHAFT-STERILE | Trauma | EA
246.355S | 10886982170606 | 1.5/2.0MM ROTATION CORRECTION PLATE 2H HEAD/5H SHAFT-STERILE | Trauma | EA
247.354S | 10886982170798 | 2.0MM LCP ROTATION CORRECTION PLATE 2H HEAD/4H SHAFT-STERILE | Trauma | EA
247.355S | 10886982170811 | 2.0MM LCP ROTATION CORRECTION PLATE 2H HEAD/5H SHAFT-STERILE | Trauma | EA
60.112.060 | 10886982243546 | GRAPHIC CASE FOR 3.5MM LCP LOW BEND MEDIAL DISTAL TIBIA PLATE | Trauma | EA
446.354S | 10886982223647 | 1.5/2.0MM TI ROTATION CORRECTN PLATE 2H HEAD/4H SHAFT-STERILE | Trauma | EA
446.355S | 10886982223661 | 1.5/2.0MM TI ROTATION CORRECTN PLATE 2H HEAD/5H SHAFT-STERILE | Trauma | EA
447.354S | 10886982223883 | 2.0MM TI LCP ROTATION CORRECTN PLATE 2H HEAD/4H SHAFT-STERILE | Trauma | EA
447.355S | 10886982223906 | 2.0MM TI LCP ROTATION CORRECTN PLATE 2H HEAD/5H SHAFT-STERILE | Trauma | EA
02.111.620 | 10886982031952 | 2.4MM VA-LCP 2-CLMN VLR DSTL RADIUS PL 6H HD/2H SHAFT/RIGHT | Trauma | EA
02.111.621 | 10886982031976 | 2.4MM VA-LCP 2-CLMN VLR DSTL RADIUS PL 6H HD/2H SHAFT/LEFT | Trauma | EA
02.111.630 | 10886982031990 | 2.4MM VA-LCP 2-CLMN VLR DSTL RADIUS PL 6H HD/3H SHAFT/RIGHT | Trauma | EA
02.111.631 | 10886982032010 | 2.4MM VA-LCP 2-CLMN VLR DSTL RADIUS PL 6H HD/3H SHAFT/LEFT | Trauma | EA
02.111.640 | 10886982032034 | 2.4MM VA-LCP 2-CLMN VLR DSTL RADIUS PL 6H HD/4H SHAFT/RIGHT | Trauma | EA
02.111.641 | 10886982032058 | 2.4MM VA-LCP 2-CLMN VLR DSTL RADIUS PL 6H HD/4H SHAFT/LEFT | Trauma | EA
02.111.650 | 10886982032072 | 2.4MM VA-LCP 2-CLMN VLR DSTL RADIUS PL 6H HD/5H SHAFT/RIGHT | Trauma | EA
02.111.651 | 10886982032096 | 2.4MM VA-LCP 2-CLMN VLR DSTL RADIUS PL 6H HD/5H SHAFT/LEFT | Trauma | EA
02.111.720 | 10886982032256 | 2.4MM VA-LCP 2-CLMN VLR DSTL RADIUS PL 7H HD/2H SHAFT/RIGHT | Trauma | EA
02.111.721 | 10886982032270 | 2.4MM VA-LCP 2-CLMN VLR DSTL RADIUS PL 7H HD/2H SHAFT/LEFT | Trauma | EA
02.111.730 | 10886982032294 | 2.4MM VA-LCP 2-CLMN VLR DSTL RADIUS PL 7H HD/3H SHAFT/RIGHT | Trauma | EA
02.111.731 | 10886982032317 | 2.4MM VA-LCP 2-CLMN VLR DSTL RADIUS PL 7H HD/3H SHAFT/LEFT | Trauma | EA
02.111.740 | 10886982032331 | 2.4MM VA-LCP 2-CLMN VLR DSTL RADIUS PL 7H HD/4H SHAFT/RIGHT | Trauma | EA
02.111.741 | 10886982032355 | 2.4MM VA-LCP 2-CLMN VLR DSTL RADIUS PL 7H HD/4H SHAFT/LEFT | Trauma | EA
02.111.750 | 10886982032379 | 2.4MM VA-LCP 2-CLMN VLR DSTL RADIUS PL 7H HD/5H SHAFT/RIGHT | Trauma | EA
02.111.751 | 10886982032393 | 2.4MM VA-LCP 2-CLMN VLR DSTL RADIUS PL 7H HD/5H SHAFT/LEFT | Trauma | EA
02.161.240S | 10886982047069 | 4.5MM CURVED NARROW LCP PLATE/10 HOLES-STERILE | Trauma | EA
02.161.242S | 10886982047106 | 4.5MM CURVED NARROW LCP PLATE/12 HOLES-STERILE | Trauma | EA
02.161.244S | 10886982047144 | 4.5MM CURVED NARROW LCP PLATE/14 HOLES-STERILE | Trauma | EA
02.161.246S | 10886982047182 | 4.5MM CURVED NARROW LCP PLATE/16 HOLES-STERILE | Trauma | EA
02.161.248S | 10886982047229 | 4.5MM CURVED NARROW LCP PLATE/18 HOLES-STERILE | Trauma | EA
02.161.250S | 10886982047267 | 4.5MM CURVED NARROW LCP PLATE/20 HOLES-STERILE | Trauma | EA
02.161.252S | 10886982047304 | 4.5MM CURVED NARROW LCP PLATE/22 HOLES-STERILE | Trauma | EA
02.161.210 | 10886982046758 | 3.5MM CURVED NARROW LCP PLATE/10 HOLES | Trauma | EA
02.161.212 | 10886982046796 | 3.5MM CURVED NARROW LCP PLATE/12 HOLES | Trauma | EA
02.161.214 | 10886982046833 | 3.5MM CURVED NARROW LCP PLATE/14 HOLES | Trauma | EA
02.161.216 | 10886982046871 | 3.5MM CURVED NARROW LCP PLATE/16 HOLES | Trauma | EA
02.161.218 | 10886982046918 | 3.5MM CURVED NARROW LCP PLATE/18 HOLES | Trauma | EA
02.161.220 | 10886982046956 | 3.5MM CURVED NARROW LCP PLATE/20 HOLES | Trauma | EA
02.161.222 | 10886982046994 | 3.5MM CURVED NARROW LCP PLATE/22 HOLES | Trauma | EA
04.111.620 | 10886982101785 | 2.4MM TI VA-LCP 2-CLMN VLR DST RADIUS PL 6H HD/2H SHAFT/RT | Trauma | EA
04.111.621 | 10886982101808 | 2.4MM TI VA-LCP 2-CLMN VLR DST RADIUS PL 6H HD/2H SHAFT/LT | Trauma | EA
04.111.630 | 10886982101822 | 2.4MM TI VA-LCP 2-CLMN VLR DST RADIUS PL 6H HD/3H SHAFT/RT | Trauma | EA
04.111.631 | 10886982101846 | 2.4MM TI VA-LCP 2-CLMN VLR DST RADIUS PL 6H HD/3H SHAFT/LT | Trauma | EA
04.111.640 | 10886982101860 | 2.4MM TI VA-LCP 2-CLMN VLR DST RADIUS PL 6H HD/4H SHAFT/RT | Trauma | EA
04.111.641 | 10886982101884 | 2.4MM TI VA-LCP 2-CLMN VLR DST RADIUS PL 6H HD/4H SHAFT/LT | Trauma | EA
04.111.650 | 10886982101907 | 2.4MM TI VA-LCP 2-CLMN VLR DST RADIUS PL 6H HD/5H SHAFT/RT | Trauma | EA
04.111.651 | 10886982101921 | 2.4MM TI VA-LCP 2-CLMN VLR DST RADIUS PL 6H HD/5H SHAFT/LT | Trauma | EA
04.111.720 | 10886982102089 | 2.4MM TI VA-LCP 2-CLMN VLR DST RADIUS PL 7H HD/2H SHAFT/RT | Trauma | EA
04.111.721 | 10886982102102 | 2.4MM TI VA-LCP 2-CLMN VLR DST RADIUS PL 7H HD/2H SHAFT/LT | Trauma | EA
04.111.730 | 10886982102126 | 2.4MM TI VA-LCP 2-CLMN VLR DST RADIUS PL 7H HD/3H SHAFT/RT | Trauma | EA
04.111.731 | 10886982102140 | 2.4MM TI VA-LCP 2-CLMN VLR DST RADIUS PL 7H HD/3H SHAFT/LT | Trauma | EA
04.111.740 | 10886982102164 | 2.4MM TI VA-LCP 2-CLMN VLR DST RADIUS PL 7H HD/4H SHAFT/RT | Trauma | EA
04.111.741 | 10886982102188 | 2.4MM TI VA-LCP 2-CLMN VLR DST RADIUS PL 7H HD/4H SHAFT/LT | Trauma | EA
04.111.750 | 10886982102201 | 2.4MM TI VA-LCP 2-CLMN VLR DST RADIUS PL 7H HD/5H SHAFT/RT | Trauma | EA
04.111.751 | 10886982102225 | 2.4MM TI VA-LCP 2-CLMN VLR DST RADIUS PL 7H HD/5H SHAFT/LT | Trauma | EA
02.161.210S | 10886982046765 | 3.5MM CURVED NARROW LCP PLATE/10 HOLES-STERILE | Trauma | EA
02.161.212S | 10886982046802 | 3.5MM CURVED NARROW LCP PLATE/12 HOLES-STERILE | Trauma | EA
02.161.214S | 10886982046840 | 3.5MM CURVED NARROW LCP PLATE/14 HOLES-STERILE | Trauma | EA
02.161.240 | 10886982047052 | 4.5MM CURVED NARROW LCP PLATE 10 HOLES | Trauma | EA
02.161.216S | 10886982046888 | 3.5MM CURVED NARROW LCP PLATE/16 HOLES-STERILE | Trauma | EA
02.161.218S | 10886982046925 | 3.5MM CURVED NARROW LCP PLATE/18 HOLES-STERILE | Trauma | EA
02.161.242 | 10886982047090 | 4.5MM CURVED NARROW LCP PLATE 12 HOLES | Trauma | EA
02.161.220S | 10886982046963 | 3.5MM CURVED NARROW LCP PLATE/20 HOLES-STERILE | Trauma | EA
02.161.222S | 10886982047007 | 3.5MM CURVED NARROW LCP PLATE/22 HOLES-STERILE | Trauma | EA
02.161.244 | 10886982047137 | 4.5MM CURVED NARROW LCP PLATE 14 HOLES | Trauma | EA
02.161.246 | 10886982047175 | 4.5MM CURVED NARROW LCP PLATE 16 HOLES | Trauma | EA
02.161.248 | 10886982047212 | 4.5MM CURVED NARROW LCP PLATE 18 HOLES | Trauma | EA
02.161.250 | 10886982047250 | 4.5MM CURVED NARROW LCP PLATE 20 HOLES | Trauma | EA
02.161.252 | 10886982047298 | 4.5MM CURVED NARROW LCP PLATE 22 HOLES | Trauma | EA
60.031.002.30 | 10886982242105 | SCREW RACK FOR ADOLESCENT LFN-EX IMPLANTS | Trauma | EA
60.111.461 | 10886982242990 | MODULE F/VA-LCP 2-COLUMN VOLAR DISTAL RADIUS PLATE | Trauma | EA
60.112.062 | 10886982243560 | LABEL SHEET FOR 3.5MM LCP LOW BEND MEDIAL DISTAL TIBIA PLATE | Trauma | EA
04.015.518S | 10886982088796 | 5.0MM TI DUAL CORE LCKNG SCREW T25 STRDRV 28MM F/IM NAIL-STER | Trauma | EA
04.015.522S | 10886982088826 | 5.0MM TI DUAL CORE LCKNG SCREW T25 STRDRV 32MM F/IM NAIL-STER | Trauma | EA
04.015.527S | 10886982088857 | 5.0MM TI DUAL CORE LCKNG SCREW T25 STRDRV 37MM F/IM NAIL-STER | Trauma | EA
04.015.532S | 10886982088888 | 5.0MM TI DUAL CORE LCKNG SCREW T25 STRDRV 42MM F/IM NAIL-STER | Trauma | EA
04.015.537S | 10886982088918 | 5.0MM TI DUAL CORE LCKNG SCREW T25 STRDRV 47MM F/IM NAIL-STER | Trauma | EA
04.015.542S | 10886982088949 | 5.0MM TI DUAL CORE LCKNG SCREW T25 STRDRV 52MM F/IM NAIL-STER | Trauma | EA
04.015.547S | 10886982088970 | 5.0MM TI DUAL CORE LCKNG SCREW T25 STRDRV 57MM F/IM NAIL-STER | Trauma | EA
04.015.552S | 10886982089007 | 5.0MM TI DUAL CORE LCKNG SCREW T25 STRDRV 62MM F/IM NAIL-STER | Trauma | EA
04.015.557S | 10886982089038 | 5.0MM TI DUAL CORE LCKNG SCREW T25 STRDRV 67MM F/IM NAIL-STER | Trauma | EA
04.015.562S | 10886982089069 | 5.0MM TI DUAL CORE LCKNG SCREW T25 STRDRV 72MM F/IM NAIL-STER | Trauma | EA
04.015.567S | 10886982089090 | 5.0MM TI DUAL CORE LCKNG SCREW T25 STRDRV 77MM F/IM NAIL-STER | Trauma | EA
04.015.572S | 10886982089120 | 5.0MM TI DUAL CORE LCKNG SCREW T25 STRDRV 82MM F/IM NAIL-STER | Trauma | EA
04.015.577S | 10886982089151 | 5.0MM TI DUAL CORE LCKNG SCREW T25 STRDRV 87MM F/IM NAIL-STER | Trauma | EA
03.111.600 | 10886982072467 | GUIDE BLOCK FOR 2 COLUMN PLATE 6 HOLE HEAD/RIGHT | Trauma | EA
03.111.601 | 10886982072474 | GUIDE BLOCK FOR 2 COLUMN PLATE 6 HOLE HEAD/LEFT | Trauma | EA
03.111.700 | 10886982072528 | GUIDE BLOCK FOR 2 COLUMN PLATE 7 HOLE HEAD/RIGHT | Trauma | EA
03.111.701 | 10886982072535 | GUIDE BLOCK FOR 2 COLUMN PLATE 7 HOLE HEAD/LEFT | Trauma | EA
04.111.620S | 10886982101792 | 2.4MM TI VA-LCP 2-CLMN VLR DST RAD PL 6H HD/2H SHAFT/RT-STER | Trauma | EA
04.111.621S | 10886982101815 | 2.4MM TI VA-LCP 2-CLMN VLR DST RAD PL 6H HD/2H SHAFT/LT-STER | Trauma | EA
04.111.630S | 10886982101839 | 2.4MM TI VA-LCP 2-CLMN VLR DST RAD PL 6H HD/3H SHAFT/RT-STER | Trauma | EA
04.111.631S | 10886982101853 | 2.4MM TI VA-LCP 2-CLMN VLR DST RAD PL 6H HD/3H SHAFT/LT-STER | Trauma | EA
04.111.640S | 10886982101877 | 2.4MM TI VA-LCP 2-CLMN VLR DST RAD PL 6H HD/4H SHAFT/RT-STER | Trauma | EA
04.111.641S | 10886982101891 | 2.4MM TI VA-LCP 2-CLMN VLR DST RAD PL 6H HD/4H SHAFT/LT-STER | Trauma | EA
04.111.650S | 10886982101914 | 2.4MM TI VA-LCP 2-CLMN VLR DST RAD PL 6H HD/5H SHAFT/RT-STER | Trauma | EA
04.111.651S | 10886982101938 | 2.4MM TI VA-LCP 2-CLMN VLR DST RAD PL 6H HD/5H SHAFT/LT-STER | Trauma | EA
04.111.720S | 10886982102096 | 2.4MM TI VA-LCP 2-CLMN VLR DST RAD PL 7H HD/2H SHAFT/RT-STER | Trauma | EA
04.111.721S | 10886982102119 | 2.4MM TI VA-LCP 2-CLMN VLR DST RAD PL 7H HD/2H SHAFT/LT-STER | Trauma | EA
04.111.730S | 10886982102133 | 2.4MM TI VA-LCP 2-CLMN VLR DST RAD PL 7H HD/3H SHAFT/RT-STER | Trauma | EA
04.111.731S | 10886982102157 | 2.4MM TI VA-LCP 2-CLMN VLR DST RAD PL 7H HD/3H SHAFT/LT-STER | Trauma | EA
04.111.740S | 10886982102171 | 2.4MM TI VA-LCP 2-CLMN VLR DST RAD PL 7H HD/4H SHAFT/RT-STER | Trauma | EA
04.111.741S | 10886982102195 | 2.4MM TI VA-LCP 2-CLMN VLR DST RAD PL 7H HD/4H SHAFT/LT-STER | Trauma | EA
04.111.750S | 10886982102218 | 2.4MM TI VA-LCP 2-CLMN VLR DST RAD PL 7H HD/5H SHAFT/RT-STER | Trauma | EA
04.111.751S | 10886982102232 | 2.4MM TI VA-LCP 2-CLMN VLR DST RAD PL 7H HD/5H SHAFT/LT-STER | Trauma | EA
02.111.620S | 10886982031969 | 2.4MM VA-LCP 2-CLMN VLR DSTL RAD PL 6H HD/2H SHAFT/RT-STER | Trauma | EA
02.111.621S | 10886982031983 | 2.4MM VA-LCP 2-CLMN VLR DSTL RAD PL 6H HD/2H SHAFT/LT-STER | Trauma | EA
02.111.630S | 10886982032003 | 2.4MM VA-LCP 2-CLMN VLR DSTL RAD PL 6H HD/3H SHAFT/RT-STER | Trauma | EA
02.111.631S | 10886982032027 | 2.4MM VA-LCP 2-CLMN VLR DSTL RAD PL 6H HD/3H SHAFT/LT-STER | Trauma | EA
02.111.640S | 10886982032041 | 2.4MM VA-LCP 2-CLMN VLR DSTL RAD PL 6H HD/4H SHAFT/RT-STER | Trauma | EA
02.111.641S | 10886982032065 | 2.4MM VA-LCP 2-CLMN VLR DSTL RAD PL 6H HD/4H SHAFT/LT-STER | Trauma | EA
02.111.650S | 10886982032089 | 2.4MM VA-LCP 2-CLMN VLR DSTL RAD PL 6H HD/5H SHAFT/RT-STER | Trauma | EA
02.111.651S | 10886982032102 | 2.4MM VA-LCP 2-CLMN VLR DSTL RAD PL 6H HD/5H SHAFT/LT-STER | Trauma | EA
02.111.720S | 10886982032263 | 2.4MM VA-LCP 2-CLMN VLR DSTL RAD PL 7H HD/2H SHAFT/RT-STER | Trauma | EA
02.111.721S | 10886982032287 | 2.4MM VA-LCP 2-CLMN VLR DSTL RAD PL 7H HD/2H SHAFT/LT-STER | Trauma | EA
02.111.730S | 10886982032300 | 2.4MM VA-LCP 2-CLMN VLR DSTL RAD PL 7H HD/3H SHAFT/RT-STER | Trauma | EA
02.111.731S | 10886982032324 | 2.4MM VA-LCP 2-CLMN VLR DSTL RAD PL 7H HD/3H SHAFT/LT-STER | Trauma | EA
02.111.740S | 10886982032348 | 2.4MM VA-LCP 2-CLMN VLR DSTL RAD PL 7H HD/4H SHAFT/RT-STER | Trauma | EA
02.111.741S | 10886982032362 | 2.4MM VA-LCP 2-CLMN VLR DSTL RAD PL 7H HD/4H SHAFT/LT-STER | Trauma | EA
02.111.750S | 10886982032386 | 2.4MM VA-LCP 2-CLMN VLR DSTL RAD PL 7H HD/5H SHAFT/RT-STER | Trauma | EA
02.111.751S | 10886982032409 | 2.4MM VA-LCP 2-CLMN VLR DSTL RAD PL 7H HD/5H SHAFT/LT-STER | Trauma | EA
60.550.051 | 10886982249265 | INSERT TRAY FOR AIR PEN DRIVE GRAPHIC CASE | Trauma | EA
60.550.050 | 10886982249258 | THREE LEVEL GRAPHIC CASE FOR AIR PEN DRIVE | Trauma | EA
60.550.052 | 10886982249272 | LID FOR GRAPHIC CASE FOR AIR PEN DRIVE | Trauma | EA
SD310.630 | 10886982004055 | Ã5.0MM CANNULATED DRILL BIT FOR USE WITH RADIOLUCENT DRILL | Trauma | EA
SD321.122 | 10886982005113 | SMALL DISTRACTOR/COMPRESSOR | Trauma | EA
02.161.270 | 10886982047359 | 3.5MM CURVED BROAD LCP PLATE/10 HOLE | Trauma | EA
02.161.272 | 10886982047397 | 3.5MM CURVED BROAD LCP PLATE/12 HOLE | Trauma | EA
02.161.270S | 10886982047366 | 3.5MM CURVED BROAD LCP PLATE 10 HOLE-STERILE | Trauma | EA
02.161.272S | 10886982047403 | 3.5MM CURVED BROAD LCP PLATE/12 HOLE-STERILE | Trauma | EA
02.161.274 | 10886982047434 | 3.5MM CURVED BROAD LCP PLATE/14 HOLE | Trauma | EA
02.161.276 | 10886982047472 | 3.5MM CURVED BROAD LCP PLATE/16 HOLE | Trauma | EA
02.161.274S | 10886982047441 | 3.5MM CURVED BROAD LCP PLATE/14 HOLE-STERILE | Trauma | EA
02.161.278 | 10886982047519 | 3.5MM CURVED BROAD LCP PLATE/18 HOLE | Trauma | EA
02.161.280 | 10886982047557 | 3.5MM CURVED BROAD LCP PLATE/20 HOLE | Trauma | EA
02.161.276S | 10886982047489 | 3.5MM CURVED BROAD LCP PLATE/16 HOLE-STERILE | Trauma | EA
02.161.282 | 10886982047595 | 3.5MM CURVED BROAD LCP PLATE/22 HOLE | Trauma | EA
02.161.284 | 10886982047632 | 3.5MM CURVED BROAD LCP PLATE/24 HOLE | Trauma | EA
02.161.278S | 10886982047526 | 3.5MM CURVED BROAD LCP PLATE/18 HOLE-STERILE | Trauma | EA
02.161.286 | 10886982047670 | 3.5MM CURVED BROAD LCP PLATE/26 HOLE | Trauma | EA
02.161.288 | 10886982047717 | 3.5MM CURVED BROAD LCP PLATE/28 HOLE | Trauma | EA
02.161.290 | 10886982047755 | 3.5MM CURVED BROAD LCP PLATE/30 HOLE | Trauma | EA
02.161.280S | 10886982047564 | 3.5MM CURVED BROAD LCP PLATE/20 HOLE-STERILE | Trauma | EA
02.161.282S | 10886982047601 | 3.5MM CURVED BROAD LCP PLATE/22 HOLE-STERILE | Trauma | EA
02.161.284S | 10886982047649 | 3.5MM CURVED BROAD LCP PLATE/24 HOLE-STERILE | Trauma | EA
02.161.286S | 10886982047687 | 3.5MM CURVED BROAD LCP PLATE/26 HOLE-STERILE | Trauma | EA
02.161.288S | 10886982047724 | 3.5MM CURVED BROAD LCP PLATE/28 HOLE-STERILE | Trauma | EA
02.161.290S | 10886982047762 | 3.5MM CURVED BROAD LCP PLATE/30 HOLE-STERILE | Trauma | EA
02.214.006 | 10886982055231 | 1.5MM LOCKING SCREW SLF-TPNG WITH T4 STARDRIVE RECESS 6MM | Trauma | EA
02.214.007 | 10886982055248 | 1.5MM LOCKING SCREW SLF-TPNG WITH T4 STARDRIVE RECESS 7MM | Trauma | EA
02.214.008 | 10886982055255 | 1.5MM LOCKING SCREW SLF-TPNG WITH T4 STARDRIVE RECESS 8MM | Trauma | EA
02.214.009 | 10886982055262 | 1.5MM LOCKING SCREW SLF-TPNG WITH T4 STARDRIVE RECESS 9MM | Trauma | EA
02.214.010 | 10886982055279 | 1.5MM LOCKING SCREW SLF-TPNG WITH T4 STARDRIVE RECESS 10MM | Trauma | EA
02.214.011 | 10886982055286 | 1.5MM LOCKING SCREW SLF-TPNG WITH T4 STARDRIVE RECESS 11MM | Trauma | EA
02.214.012 | 10886982055293 | 1.5MM LOCKING SCREW SLF-TPNG WITH T4 STARDRIVE RECESS 12MM | Trauma | EA
02.214.013 | 10886982055309 | 1.5MM LOCKING SCREW SLF-TPNG WITH T4 STARDRIVE RECESS 13MM | Trauma | EA
02.214.014 | 10886982055316 | 1.5MM LOCKING SCREW SLF-TPNG WITH T4 STARDRIVE RECESS 14MM | Trauma | EA
02.214.015 | 10886982055323 | 1.5MM LOCKING SCREW SLF-TPNG WITH T4 STARDRIVE RECESS 15MM | Trauma | EA
03.114.001 | 10886982072986 | 1.1MM LCP THREADED DRILL GUIDE FOR 1.5MM LCP PLATES | Trauma | EA
02.214.016 | 10886982055330 | 1.5MM LOCKING SCREW SLF-TPNG WITH T4 STARDRIVE RECESS 16MM | Trauma | EA
03.114.002 | 10886982072993 | STARDRIVE SCREWDRIVER SHAFT T4/42MM/SELF-RETAINING | Trauma | EA
02.214.018 | 10886982055347 | 1.5MM LOCKING SCREW SLF-TPNG WITH T4 STARDRIVE RECESS 18MM | Trauma | EA
02.214.020 | 10886982055354 | 1.5MM LOCKING SCREW SLF-TPNG WITH T4 STARDRIVE RECESS 20MM | Trauma | EA
02.214.022 | 10886982055361 | 1.5MM LOCKING SCREW SLF-TPNG WITH T4 STARDRIVE RECESS 22MM | Trauma | EA
02.214.024 | 10886982055378 | 1.5MM LOCKING SCREW SLF-TPNG WITH T4 STARDRIVE RECESS 24MM | Trauma | EA
03.114.003 | 10886982073006 | THREADED BENDING PIN FOR 1.5MM LCP PLATES | Trauma | EA
02.214.106 | 10886982055408 | 1.5MM CORTEX SCREW SLF-TPNG WITH T4 STARDRIVE RECESS 6MM | Trauma | EA
02.214.107 | 10886982055415 | 1.5MM CORTEX SCREW SLF-TPNG WITH T4 STARDRIVE RECESS 7MM | Trauma | EA
02.214.108 | 10886982055422 | 1.5MM CORTEX SCREW SLF-TPNG WITH T4 STARDRIVE RECESS 8MM | Trauma | EA
02.214.109 | 10886982055439 | 1.5MM CORTEX SCREW SLF-TPNG WITH T4 STARDRIVE RECESS 9MM | Trauma | EA
02.214.110 | 10886982055446 | 1.5MM CORTEX SCREW SLF-TPNG WITH T4 STARDRIVE RECESS 10MM | Trauma | EA
02.214.111 | 10886982055453 | 1.5MM CORTEX SCREW SLF-TPNG WITH T4 STARDRIVE RECESS 11MM | Trauma | EA
02.214.112 | 10886982055460 | 1.5MM CORTEX SCREW SLF-TPNG WITH T4 STARDRIVE RECESS 12MM | Trauma | EA
02.214.113 | 10886982055477 | 1.5MM CORTEX SCREW SLF-TPNG WITH T4 STARDRIVE RECESS 13MM | Trauma | EA
02.214.114 | 10886982055484 | 1.5MM CORTEX SCREW SLF-TPNG WITH T4 STARDRIVE RECESS 14MM | Trauma | EA
04.214.006 | 10886982120649 | 1.5MM TI LOCKING SCR SLF-TPNG WITH T4 STARDRIVE RECESS 6MM | Trauma | EA
02.214.115 | 10886982055491 | 1.5MM CORTEX SCREW SLF-TPNG WITH T4 STARDRIVE RECESS 15MM | Trauma | EA
02.214.116 | 10886982055507 | 1.5MM CORTEX SCREW SLF-TPNG WITH T4 STARDRIVE RECESS 16MM | Trauma | EA
04.214.007 | 10886982120656 | 1.5MM TI LOCKING SCR SLF-TPNG WITH T4 STARDRIVE RECESS 7MM | Trauma | EA
04.214.008 | 10886982120663 | 1.5MM TI LOCKING SCR SLF-TPNG WITH T4 STARDRIVE RECESS 8MM | Trauma | EA
02.214.118 | 10886982055514 | 1.5MM CORTEX SCREW SLF-TPNG WITH T4 STARDRIVE RECESS 18MM | Trauma | EA
04.214.009 | 10886982120670 | 1.5MM TI LOCKING SCR SLF-TPNG WITH T4 STARDRIVE RECESS 9MM | Trauma | EA
02.214.120 | 10886982055521 | 1.5MM CORTEX SCREW SLF-TPNG WITH T4 STARDRIVE RECESS 20MM | Trauma | EA
04.214.010 | 10886982120687 | 1.5MM TI LOCKING SCR SLF-TPNG WITH T4 STARDRIVE RECESS 10MM | Trauma | EA
02.214.122 | 10886982055538 | 1.5MM CORTEX SCREW SLF-TPNG WITH T4 STARDRIVE RECESS 22MM | Trauma | EA
04.214.011 | 10886982120694 | 1.5MM TI LOCKING SCR SLF-TPNG WITH T4 STARDRIVE RECESS 11MM | Trauma | EA
04.214.012 | 10886982120700 | 1.5MM TI LOCKING SCR SLF-TPNG WITH T4 STARDRIVE RECESS 12MM | Trauma | EA
02.214.124 | 10886982055545 | 1.5MM CORTEX SCREW SLF-TPNG WITH T4 STARDRIVE RECESS 24MM | Trauma | EA
04.214.013 | 10886982120717 | 1.5MM TI LOCKING SCR SLF-TPNG WITH T4 STARDRIVE RECESS 13MM | Trauma | EA
04.214.014 | 10886982120724 | 1.5MM TI LOCKING SCR SLF-TPNG WITH T4 STARDRIVE RECESS 14MM | Trauma | EA
04.214.015 | 10886982120731 | 1.5MM TI LOCKING SCR SLF-TPNG WITH T4 STARDRIVE RECESS 15MM | Trauma | EA
04.214.016 | 10886982120748 | 1.5MM TI LOCKING SCR SLF-TPNG WITH T4 STARDRIVE RECESS 16MM | Trauma | EA
04.214.018 | 10886982120755 | 1.5MM TI LOCKING SCR SLF-TPNG WITH T4 STARDRIVE RECESS 18MM | Trauma | EA
04.214.020 | 10886982120762 | 1.5MM TI LOCKING SCR SLF-TPNG WITH T4 STARDRIVE RECESS 20MM | Trauma | EA
04.214.022 | 10886982120779 | 1.5MM TI LOCKING SCR SLF-TPNG WITH T4 STARDRIVE RECESS 22MM | Trauma | EA
04.214.024 | 10886982120786 | 1.5MM TI LOCKING SCR SLF-TPNG WITH T4 STARDRIVE RECESS 24MM | Trauma | EA
04.214.106 | 10886982120816 | 1.5MM TI CORTEX SCR SLF-TPNG WITH T4 STARDRIVE RECESS 6MM | Trauma | EA
04.214.107 | 10886982120823 | 1.5MM TI CORTEX SCR SLF-TPNG WITH T4 STARDRIVE RECESS 7MM | Trauma | EA
04.214.108 | 10886982120830 | 1.5MM TI CORTEX SCR SLF-TPNG WITH T4 STARDRIVE RECESS 8MM | Trauma | EA
04.214.109 | 10886982120847 | 1.5MM TI CORTEX SCR SLF-TPNG WITH T4 STARDRIVE RECESS 9MM | Trauma | EA
04.214.110 | 10886982120854 | 1.5MM TI CORTEX SCR SLF-TPNG WITH T4 STARDRIVE RECESS 10MM | Trauma | EA
04.214.111 | 10886982120861 | 1.5MM TI CORTEX SCR SLF-TPNG WITH T4 STARDRIVE RECESS 11MM | Trauma | EA
04.214.112 | 10886982120878 | 1.5MM TI CORTEX SCR SLF-TPNG WITH T4 STARDRIVE RECESS 12MM | Trauma | EA
04.214.113 | 10886982120885 | 1.5MM TI CORTEX SCR SLF-TPNG WITH T4 STARDRIVE RECESS 13MM | Trauma | EA
04.214.114 | 10886982120892 | 1.5MM TI CORTEX SCR SLF-TPNG WITH T4 STARDRIVE RECESS 14MM | Trauma | EA
04.214.115 | 10886982120908 | 1.5MM TI CORTEX SCR SLF-TPNG WITH T4 STARDRIVE RECESS 15MM | Trauma | EA
04.214.116 | 10886982120915 | 1.5MM TI CORTEX SCR SLF-TPNG WITH T4 STARDRIVE RECESS 16MM | Trauma | EA
04.214.118 | 10886982120922 | 1.5MM TI CORTEX SCR SLF-TPNG WITH T4 STARDRIVE RECESS 18MM | Trauma | EA
04.214.120 | 10886982120939 | 1.5MM TI CORTEX SCR SLF-TPNG WITH T4 STARDRIVE RECESS 20MM | Trauma | EA
04.214.122 | 10886982120946 | 1.5MM TI CORTEX SCR SLF-TPNG WITH T4 STARDRIVE RECESS 22MM | Trauma | EA
04.214.124 | 10886982120953 | 1.5MM TI CORTEX SCR SLF-TPNG WITH T4 STARDRIVE RECESS 24MM | Trauma | EA
02.114.003 | 10886982034762 | 1.5MM LCP ADAPTION PLATE 6 HOLE | Trauma | EA
02.114.005 | 10886982034809 | 1.5MM LCP ADAPTION PLATE 12 HOLE | Trauma | EA
02.114.006 | 10886982034823 | 1.5MM LCP T-PLATE/3H HEAD 8 HOLE SHAFT | Trauma | EA
02.114.007 | 10886982034847 | 1.5MM LCP T-PLATE/4H HEAD 8 HOLE SHAFT | Trauma | EA
02.114.010 | 10886982034885 | 1.5MM LCP EXTENDED H-PLATE RIGHT | Trauma | EA
02.114.009 | 10886982034861 | 1.5MM LCP EXTENDED H-PLATE LEFT | Trauma | EA
02.114.013 | 10886982034908 | 1.5MM LCP Y-PLATE/3H HEAD 8 HOLE SHAFT | Trauma | EA
02.114.014 | 10886982034922 | 1.5MM LCP CONDYLAR PLATE 6 HOLE SHAFT | Trauma | EA
02.114.002 | 10886982034748 | 1.5MM LCP PLATE/4 HOLE | Trauma | EA
02.114.004 | 10886982034786 | 1.5MM LCP PLATE/6 HOLE | Trauma | EA
04.114.003 | 10886982104342 | 1.5MM TI LCP ADAPTION PLATE 6 HOLE | Trauma | EA
04.114.005 | 10886982104380 | 1.5MM TI LCP ADAPTION PLATE 12 HOLE | Trauma | EA
04.114.006 | 10886982104403 | 1.5MM TI LCP T-PLATE/3H HEAD 8 HOLE SHAFT | Trauma | EA
04.114.007 | 10886982104427 | 1.5MM TI LCP T-PLATE/4H HEAD 8 HOLE SHAFT | Trauma | EA
04.114.010 | 10886982104465 | 1.5MM TI LCP EXTENDED H-PLATE RIGHT | Trauma | EA
04.114.009 | 10886982104441 | 1.5MM TI LCP EXTENDED H-PLATE LEFT | Trauma | EA
04.114.503 | 10886982104540 | 1.5MM TI LCP ADAPTION PLATE 6 HOLE WITH GUIDES | Trauma | EA
04.114.013 | 10886982104489 | 1.5MM TI LCP Y-PLATE/3H HEAD 8 HOLE SHAFT | Trauma | EA
04.114.014 | 10886982104502 | 1.5MM TI LCP CONDYLAR PLATE 6 HOLE SHAFT | Trauma | EA
04.114.002 | 10886982104328 | 1.5MM TI LCP PLATE/4 HOLE | Trauma | EA
04.114.004 | 10886982104366 | 1.5MM TI LCP PLATE/6 HOLE | Trauma | EA
04.114.505 | 10886982104588 | 1.5MM TI LCP ADAPTION PLATE 12 HOLE WITH GUIDES | Trauma | EA
04.114.506 | 10886982104601 | 1.5MM TI LCP T-PLATE/3H HEAD 8 HOLE SHAFT WITH GUIDES | Trauma | EA
04.114.507 | 10886982104625 | 1.5MM TI LCP T-PLATE/4H HEAD 8 HOLE SHAFT WITH GUIDES | Trauma | EA
04.114.510 | 10886982104663 | 1.5MM TI LCP EXTENDED H-PLATE RIGHT WITH GUIDES | Trauma | EA
04.114.509 | 10886982104649 | 1.5MM TI LCP EXTENDED H-PLATE LEFT WITH GUIDES | Trauma | EA
04.114.513 | 10886982104687 | 1.5MM TI LCP Y-PLATE/3H HEAD 8 HOLE SHAFT WITH GUIDES | Trauma | EA
04.114.514 | 10886982104700 | 1.5MM TI LCP CONDYLAR PLATE 6 HOLE SHAFT WITH GUIDES | Trauma | EA
04.114.502 | 10886982104526 | 1.5MM TI LCP PLATE/4 HOLE WITH GUIDES | Trauma | EA
04.114.504 | 10886982104564 | 1.5MM TI LCP PLATE/6 HOLE WITH GUIDES | Trauma | EA
02.114.503 | 10886982034960 | 1.5MM LCP ADAPTION PLATE 6 HOLE WITH GUIDES | Trauma | EA
02.114.505 | 10886982035004 | 1.5MM LCP ADAPTION PLATE 12 HOLE WITH GUIDES | Trauma | EA
02.114.506 | 10886982035028 | 1.5MM LCP T-PLATE/3H HEAD 8 HOLE SHAFT WITH GUIDES | Trauma | EA
02.114.507 | 10886982035042 | 1.5MM LCP T-PLATE/4H HEAD 8 HOLE SHAFT WITH GUIDES | Trauma | EA
02.114.510 | 10886982035080 | 1.5MM LCP EXTENDED H-PLATE RIGHT WITH GUIDES | Trauma | EA
02.114.509 | 10886982035066 | 1.5MM LCP EXTENDED H-PLATE LEFT WITH GUIDES | Trauma | EA
02.114.513 | 10886982035103 | 1.5MM LCP Y-PLATE/3H HEAD 8 HOLE SHAFT WITH GUIDES | Trauma | EA
02.114.514 | 10886982035127 | 1.5MM LCP CONDYLAR PLATE 6 HOLE SHAFT WITH GUIDES | Trauma | EA
02.114.502 | 10886982034946 | 1.5MM LCP PLATE/4 HOLE WITH GUIDES | Trauma | EA
02.114.504 | 10886982034984 | 1.5MM LCP PLATE/6 HOLE WITH GUIDES | Trauma | EA
02.114.503S | 10886982034977 | 1.5MM LCP ADAPTION PLATE 6 HOLE WITH GUIDES-STERILE | Trauma | EA
02.114.505S | 10886982035011 | 1.5MM LCP ADAPTION PLATE 12 HOLE WITH GUIDES-STERILE | Trauma | EA
02.114.506S | 10886982035035 | 1.5MM LCP T-PLATE/3 HOLE HEAD 8 HOLE SHAFT W/GUIDES-STERILE | Trauma | EA
02.114.507S | 10886982035059 | 1.5MM LCP T-PLATE/4 HOLE HEAD 8 HOLE SHAFT W/GUIDES-STERILE | Trauma | EA
02.114.510S | 10886982035097 | 1.5MM LCP EXTENDED H-PLATE RIGHT WITH GUIDES-STERILE | Trauma | EA
02.114.509S | 10886982035073 | 1.5MM LCP EXTENDED H-PLATE LEFT WITH GUIDES-STERILE | Trauma | EA
02.114.513S | 10886982035110 | 1.5MM LCP Y-PLATE/3 HOLE HEAD 8 HOLE SHAFT W/GUIDES-STERILE | Trauma | EA
02.114.514S | 10886982035134 | 1.5MM LCP CONDYLAR PLATE 6 HOLE SHAFT W/GUIDES-STERILE | Trauma | EA
02.114.502S | 10886982034953 | 1.5MM LCP PLATE/4 HOLE WITH GUIDES-STERILE | Trauma | EA
02.114.504S | 10886982034991 | 1.5MM LCP PLATE/6 HOLE WITH GUIDES-STERILE | Trauma | EA
60.114.001 | 10886982243614 | 1.5MM LCP MODULE CASE | Trauma | EA
60.114.003 | 10886982243638 | LID FOR 1.5MM LCP MODULE CASE | Trauma | EA
04.114.503S | 10886982104557 | 1.5MM TI LCP ADAPTION PLATE 6 HOLE WITH/GUIDES-STERILE | Trauma | EA
04.114.505S | 10886982104595 | 1.5MM TI LCP ADAPTION PLATE 12 HOLE WITH GUIDES-STERILE | Trauma | EA
04.114.506S | 10886982104618 | 1.5MM TI LCP T-PLATE/3H HEAD 8 HOLE SHAFT W/GUIDES-STERILE | Trauma | EA
04.114.507S | 10886982104632 | 1.5MM TI LCP T-PLATE/4H HEAD 8 HOLE SHAFT W/GUIDES-STERILE | Trauma | EA
04.114.510S | 10886982104670 | 1.5MM TI LCP EXTENDED H-PLATE RIGHT WITH GUIDES-STERILE | Trauma | EA
04.114.509S | 10886982104656 | 1.5MM TI LCP EXTENDED H-PLATE LEFT WITH GUIDES-STERILE | Trauma | EA
04.114.513S | 10886982104694 | 1.5MM TI LCP Y-PLATE/3H HEAD 8 HOLE SHAFT W/GUIDES-STERILE | Trauma | EA
60.120.104 | 10886982247636 | STAINLESS STEEL AND TITANIUM LABEL SHEET | Trauma | EA
60.111.465 | 10886982243010 | MODULE FOR VA-LCP 2-COLUMN VOLAR DSTL RADIUS PL/NARROW | Trauma | EA
60.111.466 | 10886982243027 | MODULE LID F/VA-LCP 2-COLUMN VOLAR DSTL RADIUS PL/NARROW | Trauma | EA
60.111.467 | 10886982243034 | MODULE FOR VA-LCP VOLAR EXTRA-ARTICLR DSTL RADIUS PL | Trauma | EA
60.111.468 | 10886982243041 | MODULE LID FOR VA-LCP VOLAR EXTRA-ARTICLR DSTL RADIUS PL | Trauma | EA
SD292.680 | 10886982003720 | 2.8MM GUIDE WIRE/230MM THREADED 10MM/TROCAR POINT | Trauma | EA
03.123.010 | 10886982074935 | INSERTION GUIDE F/3.5MM LCP PERIARTIC PROX HUMERUS PL/RT | Trauma | EA
03.123.011 | 10886982074942 | INSERTION GUIDE F/3.5MM LCP PERIARTIC PROX HUMERUS PL/LT | Trauma | EA
03.111.500 | 10886982072429 | GUIDE BLOCK FOR TWO-COLUMN PLATE/NARROW 6H HD/RT | Trauma | EA
03.111.501 | 10886982072436 | GUIDE BLOCK FOR TWO-COLUMN PLATE/NARROW 6H HD/LT | Trauma | EA
04.210.078 | 10886982118264 | 1.8MM TI VA LCKNG BUTTRESS PIN WITH T8 STARDRIVE RECESS/8MM | Trauma | EA
04.210.080 | 10886982118271 | 1.8MM TI VA LCKNG BUTTRESS PIN WITH T8 STARDRIVE RECESS/10MM | Trauma | EA
04.210.082 | 10886982118288 | 1.8MM TI VA LCKNG BUTTRESS PIN WITH T8 STARDRIVE RECESS/12MM | Trauma | EA
04.210.084 | 10886982118295 | 1.8MM TI VA LCKNG BUTTRESS PIN WITH T8 STARDRIVE RECESS/14MM | Trauma | EA
04.210.086 | 10886982118301 | 1.8MM TI VA LCKNG BUTTRESS PIN WITH T8 STARDRIVE RECESS/16MM | Trauma | EA
04.210.088 | 10886982118318 | 1.8MM TI VA LCKNG BUTTRESS PIN WITH T8 STARDRIVE RECESS/18MM | Trauma | EA
04.210.090 | 10886982118325 | 1.8MM TI VA LCKNG BUTTRESS PIN WITH T8 STARDRIVE RECESS/20MM | Trauma | EA
04.210.092 | 10886982118332 | 1.8MM TI VA LCKNG BUTTRESS PIN WITH T8 STARDRIVE RECESS/22MM | Trauma | EA
04.210.094 | 10886982118349 | 1.8MM TI VA LCKNG BUTTRESS PIN WITH T8 STARDRIVE RECESS/24MM | Trauma | EA
04.210.096 | 10886982118356 | 1.8MM TI VA LCKNG BUTTRESS PIN WITH T8 STARDRIVE RECESS/26MM | Trauma | EA
04.210.098 | 10886982118363 | 1.8MM TI VA LCKNG BUTTRESS PIN WITH T8 STARDRIVE RECESS/28MM | Trauma | EA
04.210.100 | 10886982118370 | 1.8MM TI VA LCKNG BUTTRESS PIN WITH T8 STARDRIVE RECESS/30MM | Trauma | EA
02.210.078 | 10886982052674 | 1.8MM VA LOCKING BUTTRESS PIN WITH T8 STARDRIVE RECESS/8MM | Trauma | EA
02.210.080 | 10886982052681 | 1.8MM VA LOCKING BUTTRESS PIN WITH T8 STARDRIVE RECESS/10MM | Trauma | EA
02.210.082 | 10886982052698 | 1.8MM VA LOCKING BUTTRESS PIN WITH T8 STARDRIVE RECESS/12MM | Trauma | EA
02.210.084 | 10886982052704 | 1.8MM VA LOCKING BUTTRESS PIN WITH T8 STARDRIVE RECESS/14MM | Trauma | EA
02.210.086 | 10886982052711 | 1.8MM VA LOCKING BUTTRESS PIN WITH T8 STARDRIVE RECESS/16MM | Trauma | EA
02.210.088 | 10886982052728 | 1.8MM VA LOCKING BUTTRESS PIN WITH T8 STARDRIVE RECESS/18MM | Trauma | EA
02.210.090 | 10886982052735 | 1.8MM VA LOCKING BUTTRESS PIN WITH T8 STARDRIVE RECESS/20MM | Trauma | EA
02.210.092 | 10886982052742 | 1.8MM VA LOCKING BUTTRESS PIN WITH T8 STARDRIVE RECESS/22MM | Trauma | EA
02.210.094 | 10886982052759 | 1.8MM VA LOCKING BUTTRESS PIN WITH T8 STARDRIVE RECESS/24MM | Trauma | EA
02.210.096 | 10886982052766 | 1.8MM VA LOCKING BUTTRESS PIN WITH T8 STARDRIVE RECESS/26MM | Trauma | EA
02.210.098 | 10886982052773 | 1.8MM VA LOCKING BUTTRESS PIN WITH T8 STARDRIVE RECESS/28MM | Trauma | EA
02.210.100 | 10886982052780 | 1.8MM VA LOCKING BUTTRESS PIN WITH T8 STARDRIVE RECESS/30MM | Trauma | EA
02.111.520 | 10886982031716 | 2.4MM VA-LCP 2-COL DSTL RAD PL NRW 6H HD/2H SHAFT/RT | Trauma | EA
02.111.521 | 10886982031730 | 2.4MM VA-LCP 2-COL DSTL RAD PL NRW 6H HD/2H SHAFT/LT | Trauma | EA
02.111.530 | 10886982031754 | 2.4MM VA-LCP 2-COL DSTL RAD PL NRW 6H HD/3H SHAFT/RT | Trauma | EA
02.111.531 | 10886982031778 | 2.4MM VA-LCP 2-COL DSTL RAD PL NRW 6H HD/3H SHAFT/LT | Trauma | EA
02.111.540 | 10886982031792 | 2.4MM VA-LCP 2-COL DSTL RAD PL NRW 6H HD/4H SHAFT/RT | Trauma | EA
02.111.541 | 10886982031815 | 2.4MM VA-LCP 2-COL DSTL RAD PL NRW 6H HD/4H SHAFT/LT | Trauma | EA
02.111.550 | 10886982031839 | 2.4MM VA-LCP 2-COL DSTL RAD PL NRW 6H HD/5H SHAFT/RT | Trauma | EA
02.111.551 | 10886982031853 | 2.4MM VA-LCP 2-COL DSTL RAD PL NRW 6H HD/5H SHAFT/LT | Trauma | EA
04.111.520 | 10886982101549 | 2.4MM TI VA-LCP 2-COL DSTL RAD PL NRW 6H HD/2H SHAFT/RT | Trauma | EA
04.111.521 | 10886982101563 | 2.4MM TI VA-LCP 2-COL DSTL RAD PL NRW 6H HD/2H SHAFT/LT | Trauma | EA
04.111.530 | 10886982101587 | 2.4MM TI VA-LCP 2-COL DSTL RAD PL NRW 6H HD/3H SHAFT/RT | Trauma | EA
04.111.531 | 10886982101600 | 2.4MM TI VA-LCP 2-COL DSTL RAD PL NRW 6H HD/3H SHAFT/LT | Trauma | EA
04.111.540 | 10886982101624 | 2.4MM TI VA-LCP 2-COL DSTL RAD PL NRW 6H HD/4H SHAFT/RT | Trauma | EA
04.111.541 | 10886982101648 | 2.4MM TI VA-LCP 2-COL DSTL RAD PL NRW 6H HD/4H SHAFT/LT | Trauma | EA
04.111.550 | 10886982101662 | 2.4MM TI VA-LCP 2-COL DSTL RAD PL NRW 6H HD/5H SHAFT/RT | Trauma | EA
04.111.551 | 10886982101686 | 2.4MM TI VA-LCP 2-COL DSTL RAD PL NRW 6H HD/5H SHAFT/LT | Trauma | EA
02.111.520S | 10886982031723 | 2.4MM VA-LCP 2-COL DSTL RAD PL NRW 6H HD/2H SHAFT/RT-STER | Trauma | EA
02.111.521S | 10886982031747 | 2.4MM VA-LCP 2-COL DSTL RAD PL NRW 6H HD/2H SHAFT/LT-STER | Trauma | EA
02.111.530S | 10886982031761 | 2.4MM VA-LCP 2-COL DSTL RAD PL NRW 6H HD/3H SHAFT/RT-STER | Trauma | EA
02.111.531S | 10886982031785 | 2.4MM VA-LCP 2-COL DSTL RAD PL NRW 6H HD/3H SHAFT/LT-STER | Trauma | EA
02.111.540S | 10886982031808 | 2.4MM VA-LCP 2-COL DSTL RAD PL NRW 6H HD/4H SHAFT/RT-STER | Trauma | EA
02.111.541S | 10886982031822 | 2.4MM VA-LCP 2-COL DSTL RAD PL NRW 6H HD/4H SHAFT/LT-STER | Trauma | EA
02.111.550S | 10886982031846 | 2.4MM VA-LCP 2-COL DSTL RAD PL NRW 6H HD/5H SHAFT/RT-STER | Trauma | EA
02.111.551S | 10886982031860 | 2.4MM VA-LCP 2-COL DSTL RAD PL NRW 6H HD/5H SHAFT/LT-STER | Trauma | EA
04.111.520S | 10886982101556 | 2.4MM TI VA-LCP 2-COL DSTL RAD PL NRW 6H HD/2H SHAFT/RT-STER | Trauma | EA
04.111.521S | 10886982101570 | 2.4MM TI VA-LCP 2-COL DSTL RAD PL NRW 6H HD/2H SHAFT/LT-STER | Trauma | EA
04.111.530S | 10886982101594 | 2.4MM TI VA-LCP 2-COL DSTL RAD PL NRW 6H HD/3H SHAFT/RT-STER | Trauma | EA
04.111.531S | 10886982101617 | 2.4MM TI VA-LCP 2-COL DSTL RAD PL NRW 6H HD/3H SHAFT/LT-STER | Trauma | EA
04.111.540S | 10886982101631 | 2.4MM TI VA-LCP 2-COL DSTL RAD PL NRW 6H HD/4H SHAFT/RT-STER | Trauma | EA
04.111.541S | 10886982101655 | 2.4MM TI VA-LCP 2-COL DSTL RAD PL NRW 6H HD/4H SHAFT/LT-STER | Trauma | EA
04.111.550S | 10886982101679 | 2.4MM TI VA-LCP 2-COL DSTL RAD PL NRW 6H HD/5H SHAFT/RT-STER | Trauma | EA
04.111.551S | 10886982101693 | 2.4MM TI VA-LCP 2-COL DSTL RAD PL NRW 6H HD/5H SHAFT/LT-STER | Trauma | EA
SD310.680 | 10886982004086 | 4.0 DIA CANNULATED DRILL BIT WITH QUICK COUPLING/160MM | Trauma | EA
SD314.118 | 10886982004727 | T25 STARDRIVE SCREWDRIVER W/ERGO HANDLE/200MM LONG | Trauma | EA
02.110.750 | 10886982030870 | LCP VOLAR COLUMN DISTAL RADIUS PL 6H HEAD/5H SHAFT/RT | Trauma | EA
02.110.750S | 10886982030887 | LCP VOLAR COLUMN DISTAL RADIUS PL 6H HEAD/5H SHAFT/RT-STERILE | Trauma | EA
02.110.751 | 10886982030894 | LCP VOLAR COLUMN DISTAL RADIUS PL 6H HEAD/5H SHAFT/LT | Trauma | EA
02.110.751S | 10886982030900 | LCP VOLAR COLUMN DISTAL RADIUS PL 6H HEAD/5H SHAFT/LT-STERILE | Trauma | EA
02.110.850 | 10886982031037 | LCP VOLAR COLUMN DISTAL RADIUS PL 7H HEAD/5H SHAFT/RT | Trauma | EA
02.110.850S | 10886982031044 | LCP VOLAR COLUMN DISTAL RADIUS PL 7H HEAD/5H SHAFT/RT-STERILE | Trauma | EA
02.110.851 | 10886982031051 | LCP VOLAR COLUMN DISTAL RADIUS PL 7H HEAD/5H SHAFT/LT | Trauma | EA
02.110.851S | 10886982031068 | LCP VOLAR COLUMN DISTAL RADIUS PL 7H HEAD/5H SHAFT/LT-STERILE | Trauma | EA
04.110.750 | 10886982100801 | TI LCP VOLAR COLUMN DISTAL RADIUS PL 6H HEAD/5H SHAFT/RT | Trauma | EA
04.110.750S | 10886982100818 | TI LCP VOLR CLMN DSTL RADIUS PL 6H HEAD/5H SHAFT/RT-STERILE | Trauma | EA
04.110.850 | 10886982100962 | TI LCP VOLAR COLUMN DISTAL RADIUS PL 7H HEAD/5H SHAFT/RT | Trauma | EA
04.110.850S | 10886982100979 | OI LCP VOLR CLMN DSTL RADIUS PL 7H HEAD/5H SHAFT/RT-STERILE | Trauma | EA
04.110.851 | 10886982100986 | TI LCP VOLAR COLUMN DISTAL RADIUS PL 7H HEAD/5H SHAFT/LT | Trauma | EA
04.110.851S | 10886982100993 | OI LCP VOLR CLMN DSTL RADIUS PL 7H HEAD/5H SHAFT/LT-STERILE | Trauma | EA
NA0335 | 10886982002044 | CASE F/ANGULAR STABLE LOCKING SYSTEM 4.0MM IMPLANTS | Trauma | EA
NA0336 | 10886982002051 | CASE F/ANGULAR STABLE LOCKING SYSTEM 5.0MM IMPLANTS | Trauma | EA
60.110.049 | 10886982242778 | IMPLANT MODULE F/LCP VOLAR COL DSTL RADIUS PLATE 6H OR 7H HD | Trauma | EA
04.110.751S | 10886982100832 | OI LCP VOLR CLMN DSTL RADIUS PL 6H HEAD/5H SHAFT/LT-STERILE | Trauma | EA
04.110.751 | 10886982100825 | TI LCP VOLAR COLUMN DISTAL RADIUS PL 6H HEAD/5H SHAFT/LT | Trauma | EA
03.110.026 | 10886982071965 | GUIDE BLOCK FOR VOLAR COLUMN PLATE/6 HOLE HEAD/RIGHT | Trauma | EA
03.110.027 | 10886982071972 | GUIDE BLOCK FOR VOLAR COLUMN PLATE/6 HOLE HEAD/LEFT | Trauma | EA
03.110.028 | 10886982071989 | GUIDE BLOCK FOR VOLAR COLUMN PLATE/7 HOLE HEAD/RIGHT | Trauma | EA
03.110.029 | 10886982071996 | GUIDE BLOCK FOR VOLAR COLUMN PLATE/7 HOLE HEAD/LEFT | Trauma | EA
03.111.005 | 10886982072078 | DEPTH GAUGE FOR 2.0MM/2.4MM AND 2.7MM SCREWS | Trauma | EA
03.110.024 | 10886982071958 | 1.8MM VARIABLE ANGLE LOCKING DRILL GUIDE/COAXIAL | Trauma | EA
03.110.023 | 10886982071941 | 1.8MM VARIABLE ANGLE LOCKING DRILL GUIDE/CONE | Trauma | EA
03.010.412 | 10886982068583 | GUIDE WIRE AIMING DEVICE F/TFN FOR ANT POSTERIOR ORIENTATION | Trauma | EA
03.010.415 | 10886982068590 | CONNECTING SCREW F/GUIDE WIRE AIMING DEVICE F/TFN | Trauma | EA
02.111.501.10 | 20886982031706 | 1.25MM PLATE REDUCTION WIRE THRDD TIP W/LRG STOP/150MM | Trauma | TP
02.111.500.10 | 20886982031676 | 1.25MM PLATE REDUCTION WIRE THRDD TIP W/SM STOP/150MM | Trauma | TP
60.120.001 | 10886982247476 | LABEL SHEET FOR TITANIUM BASIC SCREW SET 145.138 | Trauma | EA
02.111.500.01S | 10886982031662 | 1.25MM PLATE REDUCTION WIRE THRDD TIP W/SM STOP/150MM-STER | Trauma | EA
SD310.018 | 10886982003843 | 6.5MM STRAIGHT BALL W/O SPIKE 416MM LENGTH | Trauma | EA
02.111.501.01S | 10886982031693 | 1.25MM PL REDUCTION WIRE/THRDD TIP W/LRG STOP/150MM-STERILE | Trauma | EA
SD357.427 | 10886982006141 | SOLID 5MM HEX SCREWDRIVER SELF-RETAINING | Trauma | EA
04.032.070S | 10886982094797 | 11.0MM TI TROCH FIXATION NAIL SCREW/70MM - STERILE | Trauma | EA
04.032.075S | 10886982094803 | 11.0MM TI TROCH FIXATION NAIL SCREW/75MM - STERILE | Trauma | EA
04.032.080S | 10886982094810 | 11.0MM TI TROCH FIXATION NAIL SCREW/80MM - STERILE | Trauma | EA
04.032.085S | 10886982094827 | 11.0MM TI TROCH FIXATION NAIL SCREW/85MM - STERILE | Trauma | EA
04.032.090S | 10886982094834 | 11.0MM TI TROCH FIXATION NAIL SCREW/90MM - STERILE | Trauma | EA
04.032.095S | 10886982094841 | 11.0MM TI TROCH FIXATION NAIL SCREW/95MM - STERILE | Trauma | EA
04.032.100S | 10886982094858 | 11.0MM TI TROCH FIXATION NAIL SCREW/100MM - STERILE | Trauma | EA
04.032.105S | 10886982094865 | 11.0MM TI TROCH FIXATION NAIL SCREW/105MM - STERILE | Trauma | EA
04.032.110S | 10886982094872 | 11.0MM TI TROCH FIXATION NAIL SCREW/110MM - STERILE | Trauma | EA
04.032.115S | 10886982094889 | 11.0MM TI TROCH FIXATION NAIL SCREW/115MM - STERILE | Trauma | EA
04.032.120S | 10886982094896 | 11.0MM TI TROCH FIXATION NAIL SCREW/120MM - STERILE | Trauma | EA
04.032.125S | 10886982094902 | 11.0MM TI TROCH FIXATION NAIL SCREW/125MM - STERILE | Trauma | EA
04.032.130S | 10886982094919 | 11.0MM TI TROCH FIXATION NAIL SCREW/130MM - STERILE | Trauma | EA
05.001.229 | 10886982130129 | REPLACEMENT KEY FOR TRS SAGITTAL SAW ATTACH/LONG | Trauma | EA
SD319.102 | 10886982005045 | THREADED GUIDE FOR 3.5MM LCP WITH POINTED TIP | Trauma | EA
05.001.228 | 10886982130112 | SLOT COVERS - 3 PK/FOR UNIVERSAL BATTERY CHARGER II | Trauma | EA
68.401.043 | 10886982251695 | VARIO TRAY FOR EXTRACTION INSTRUMENTS EPOCA REVISION | Trauma | EA
68.401.041 | 10886982251671 | VARIO TRAY FOR TRIAL STEMS EPOCA REVISION | Trauma | EA
689.511 | 10886982251800 | VARIO CASE - FULL SIZE | Trauma | EA
SD319.010 | 10886982004987 | DEPTH GAUGE FOR 2.7MM AND SMALL SCREWS/EXTENDED NOSE | Trauma | EA
05.001.224 | 10886982130037 | SAGITTAL SAW ATTACHMENT/LONG FOR TRAUMA RECON SYSTEM | Trauma | EA
VP4403.L3 | 10886982012227 | 3.5MM SMALL TPLO PLATE/LEFT 3 HOLES | Trauma | EA
VP4403.R3 | 10886982012234 | 3.5MM SMALL TPLO PLATE/RIGHT 3 HOLES | Trauma | EA
04.112.047S | 10886982102812 | 2.7MM/3.5MM TI VA-LCP LAT ANT CLAVICLE PL/10H/101MM-STER | Trauma | EA
04.112.047 | 10886982102805 | 2.7MM/3.5MM TI VA-LCP LAT ANT CLAVICLE PLATE/10H/101MM | Trauma | EA
03.211.002 | 10886982076007 | 2.0MM UNIVERSAL VARIABLE ANGLE LOCKING DRILL GUIDE | Trauma | EA
02.211.012 | 10886982053565 | 2.7MM VA LCKNG SCREW SLF-TPNG WITH T8 STARDRIVE RECESS 12MM | Trauma | EA
02.211.014 | 10886982053589 | 2.7MM VA LCKNG SCREW SLF-TPNG WITH T8 STARDRIVE RECESS 14MM | Trauma | EA
02.211.030 | 10886982053664 | 2.7MM VA LCKNG SCREW SLF-TPNG WITH T8 STARDRIVE RECESS 30MM | Trauma | EA
SD309.530 | 10886982003812 | EXTRACTION SCREW FOR LARGE SCREWS AND BOLTS/180MM LONG | Trauma | EA
SD309.520 | 10886982003805 | EXTRACTION SCREW FOR 2.7/3.5MM SCREWS/180MM LONG | Trauma | EA
02.112.047 | 10886982033031 | 2.7MM/3.5MM VA-LCP LAT ANT CLAVICLE PLATE/10 HOLE/101MM | Trauma | EA
02.112.047S | 10886982033048 | 2.7MM/3.5MM VA-LCP LAT ANT CLAVICLE PL/10 H/101MM-STER | Trauma | EA
VP4312.07 | 10886982012074 | 2.0MM LCP NOTCHED HEAD T-PLATE 2H HEAD/7H SHAFT/54MM | Trauma | EA
VP4332.07 | 10886982012098 | 2.7MM LCP NOTCHED HEAD T-PLATE 2H HEAD/7H SHAFT/66MM | Trauma | EA
VP4322.07 | 10886982012081 | 2.4MM LCP NOTCHED HEAD T-PLATE 2H HEAD/7H SHAFT/59MM | Trauma | EA
359.220 | 10886982197221 | SMALL BEVELED TAMP | Trauma | EA
02.211.010 | 10886982053541 | 2.7MM VA LCKNG SCREW SLF-TPNG WITH T8 STARDRIVE RECESS 10MM | Trauma | EA
02.211.016 | 10886982053596 | 2.7MM VA LCKNG SCREW SLF-TPNG WITH T8 STARDRIVE RECESS 16MM | Trauma | EA
02.211.018 | 10886982053602 | 2.7MM VA LCKNG SCREW SLF-TPNG WITH T8 STARDRIVE RECESS 18MM | Trauma | EA
02.211.020 | 10886982053619 | 2.7MM VA LCKNG SCREW SLF-TPNG WITH T8 STARDRIVE RECESS 20MM | Trauma | EA
02.211.022 | 10886982053626 | 2.7MM VA LCKNG SCREW SLF-TPNG WITH T8 STARDRIVE RECESS 22MM | Trauma | EA
02.211.024 | 10886982053633 | 2.7MM VA LCKNG SCREW SLF-TPNG WITH T8 STARDRIVE RECESS 24MM | Trauma | EA
02.211.026 | 10886982053640 | 2.7MM VA LCKNG SCREW SLF-TPNG WITH T8 STARDRIVE RECESS 26MM | Trauma | EA
SD351.720 | 10886982005557 | EXCHANGE TUBE/210MM | Trauma | EA
VQ0001.04 | 10886982012456 | LONG REPLACEMENT JIG PIN SCREW FOR USE WITH/STANDARD TPLO JIG | Trauma | EA
04.115.850 | 10886982105165 | 2.4MM TI VA-LCP VOLAR RIM DSTL RADIUS PLATE/7H HD/5H SHAFT/RT | Trauma | EA
04.115.851 | 10886982105189 | 2.4MM TI VA-LCP VOLAR RIM DSTL RADIUS PLATE/7H HD/5H SHAFT/LT | Trauma | EA
03.111.905 | 10886982072634 | SAW GUIDE FOR 2.7MM LCP ULNA OSTEOTOMY PLATE | Trauma | EA
60.111.485 | 10886982243218 | MODULE BIN/FULL LGTH/1/2 HT FOR VA-LCP DORSAL DSTL RAD PL | Trauma | EA
03.115.750 | 10886982073075 | SIZING TEMPLATE F/2.4MM VA-LCP VOLAR RIM DSTL RAD PL/6H HD/RT | Trauma | EA
03.115.751 | 10886982073082 | SIZING TEMPLATE F/2.4MM VA-LCP VOLAR RIM DSTL RAD PL/6H HD/LT | Trauma | EA
03.115.850 | 10886982073112 | SIZING TEMPLATE F/2.4MM VA-LCP VOLAR RIM DSTL RAD PL/7H HD/RT | Trauma | EA
03.115.851 | 10886982073129 | SIZING TEMPLATE F/2.4MM VA-LCP VOLAR RIM DSTL RAD PL/7H HD/LT | Trauma | EA
03.111.037 | 10886982072351 | 17MM REAMING GUIDE F/2.4MM VAL INTERCARPAL FUSION PLATE | Trauma | EA
03.111.036 | 10886982072344 | 15MM REAMING GUIDE F/2.4MM VAL INTERCARPAL FUSION PLATE | Trauma | EA
02.111.902.01 | 10886982032492 | 2.0MM KIRSCHNER WIRE W/ DRILL TIP/100MM | Trauma | EA
02.111.900 | 10886982032454 | 2.7MM LCP ULNA OSTEOTOMY PLATE 6 HOLES | Trauma | EA
02.111.901 | 10886982032478 | 2.7MM LCP ULNA OSTEOTOMY PLATE 8 HOLES | Trauma | EA
04.111.900 | 10886982102287 | 2.7MM TI LCP ULNA OSTEOTOMY PLATE/6 HOLES | Trauma | EA
04.111.901 | 10886982102300 | 2.7MM TI LCP ULNA OSTEOTOMY PLATE/8 HOLES | Trauma | EA
02.111.900S | 10886982032461 | 2.7MM LCP ULNA OSTEOTOMY PLATE 6 HOLES-STERILE | Trauma | EA
02.111.901S | 10886982032485 | 2.7MM LCP ULNA OSTEOTOMY PLATE 8 HOLES-STERILE | Trauma | EA
04.111.900S | 10886982102294 | 2.7MM TI LCP ULNA OSTEOTOMY PLATE/6 HOLES-STERILE | Trauma | EA
04.111.901S | 10886982102317 | 2.7MM TI LCP ULNA OSTEOTOMY PLATE/8 HOLES-STERILE | Trauma | EA
SD357.601 | 10886982006264 | 3.0MM INTRAMEDULLARY CANAL DRILL BIT/950MM | Trauma | EA
SD357.603 | 10886982006288 | 5.0MM INTRAMEDULLARY CANAL DRILL BIT/950MM | Trauma | EA
04.019.005S | 10886982089571 | TI MULTILOC END CAP F/MULTILOC NAIL/5MM EXTENSION-STERILE | Trauma | EA
04.019.015S | 10886982089618 | TI MULTILOC END CAP F/MULTILOC NAIL/15MM EXTENSION-STERILE | Trauma | EA
SD393.640 | 10886982006608 | DISTRACTOR FOR 11MM ROD | Trauma | EA
SD03.010.093 | 10886982002570 | REAMING ROD PUSH ROD 2.5MM SHAFT | Trauma | EA
SD521.157 | 10886982007469 | GLENOID IMPACTOR/STRAIGHT | Trauma | EA
SD398.820 | 10886982006875 | REVERSED BONE FORCEPS 18MM SERRATED JAW/SPEED LOCK | Trauma | EA
03.124.004 | 10886982074980 | NUT FOR INTERLOCKING BOLTS FOR PERCUTANEOUS INSERTION HANDLE | Trauma | EA
03.124.005 | 10886982074997 | 1.6MM INTERLOCKING BOLT FOR PERCUTANEOUS INSERTION HANDLE | Trauma | EA
03.124.006 | 10886982075000 | 2.8MM INTERLOCKING BOLT FOR PERCUTANEOUS INSERTION HANDLE | Trauma | EA
SD03.100.032 | 10886982002662 | RATCHETING HANDLE WITH PUSH TO LOCK QUICK COUPLING | Trauma | EA
03.221.015 | 10886982076748 | CABLE TENSIONER WITH PISTOL GRIP | Trauma | EA
03.221.016 | 10886982076762 | Ã1.0MM CABLE LOCK FOR PISTOL GRIP CABLE TENSIONER | Trauma | EA
03.221.017 | 10886982076779 | Ã1.7MM CABLE LOCK FOR PISTOL GRIP CABLE TENSIONER | Trauma | EA
68.001.604 | 10886982251473 | LID FOR WASHING BASKET SIZE 1/2 | Trauma | EA
03.231.018 | 10886982077462 | 6NM TORQUE LIMITING BLUE HANDLE W/6MM HEX COUPLING | Trauma | EA
03.231.019 | 10886982077486 | 2.5MM VA SPHERICAL WIRE GUIDE LONG/F/5.0MM VA CANN SCREWS | Trauma | EA
04.402.006S | 10886982128034 | 6MM TI STRAIGHT RADIAL STEM 24MM-STERILE | Trauma | EA
04.402.007S | 10886982128041 | 7MM TI STRAIGHT RADIAL STEM 26MM-STERILE | Trauma | EA
04.402.008S | 10886982128058 | 8MM TI STRAIGHT RADIAL STEM 28MM-STERILE | Trauma | EA
04.402.009S | 10886982128065 | 9MM TI STRAIGHT RADIAL STEM 30MM-STERILE | Trauma | EA
04.402.010S | 10886982128072 | 10MM TI STRAIGHT RADIAL STEM 32MM-STERILE | Trauma | EA
04.402.026S | 10886982128089 | 6MM TI CURVED RADIAL STEM 40MM-STERILE | Trauma | EA
04.402.027S | 10886982128096 | 7MM TI CURVED RADIAL STEM 42MM-STERILE | Trauma | EA
04.402.028S | 10886982128102 | 8MM TI CURVED RADIAL STEM 44MM-STERILE | Trauma | EA
04.402.029S | 10886982128119 | 9MM TI CURVED RADIAL STEM 46MM-STERILE | Trauma | EA
04.402.030S | 10886982128126 | 10MM TI CURVED RADIAL STEM 48MM-STERILE | Trauma | EA
329.291 | 10886982191946 | BENDING PLIERS FOR 3.5MM CLAVICLE PLATES/227MM LENGTH | Trauma | EA
03.112.003 | 10886982072689 | 2.8MM CALIBRATED DRILL BIT SHORT W/DRILL STOP | Trauma | EA
02.112.010 | 10886982032638 | 3.5MM LCP SUP ANT CLAVICLE PL W/LAT EXTN 4H/RT/81MM | Trauma | EA
02.112.011 | 10886982032652 | 3.5MM LCP SUP ANT CLAVICLE PL W/LAT EXTN 4H/LT/81MM | Trauma | EA
02.112.012 | 10886982032676 | 3.5MM LCP SUP ANT CLAVICLE PL W/LAT EXTN 5H/RT/94MM | Trauma | EA
02.112.013 | 10886982032690 | 3.5MM LCP SUP ANT CLAVICLE PL W/LAT EXTN 5H/LT/94MM | Trauma | EA
04.112.010S | 10886982102416 | 3.5MM TI LCP SUP ANT CLAVICLE PL W/LAT EXTN 4H/RT/81MM-STER | Trauma | EA
04.112.011S | 10886982102430 | 3.5MM TI LCP SUP ANT CLAVICLE PL W/LAT EXTN 4H/LT/81MM-STER | Trauma | EA
04.112.012S | 10886982102454 | 3.5MM TI LCP SUP ANT CLAVICLE PL W/LAT EXTN 5H/RT/94MM-STER | Trauma | EA
04.112.013S | 10886982102478 | 3.5MM TI LCP SUP ANT CLAVICLE PL W/LAT EXTN 5H/LT/94MM-STER | Trauma | EA
04.112.010 | 10886982102409 | 3.5MM TI LCP SUP ANT CLAVICLE PL W/LAT EXTN 4H/RT/81MM | Trauma | EA
02.112.010S | 10886982032645 | 3.5MM LCP SUP ANT CLAVICLE PL W/LAT EXTN 4H/RT/81MM-STER | Trauma | EA
02.112.011S | 10886982032669 | 3.5MM LCP SUP ANT CLAVICLE PL W/LAT EXTN 4H/LT/81MM-STER | Trauma | EA
02.112.012S | 10886982032683 | 3.5MM LCP SUP ANT CLAVICLE PL W/LAT EXTN 5H/RT/94MM-STER | Trauma | EA
04.112.011 | 10886982102423 | 3.5MM TI LCP SUP ANT CLAVICLE PL W/LAT EXTN 4H/LT/81MM | Trauma | EA
04.112.012 | 10886982102447 | 3.5MM TI LCP SUP ANT CLAVICLE PL W/LAT EXTN 5H/RT/94MM | Trauma | EA
04.112.013 | 10886982102461 | 3.5MM TI LCP SUP ANT CLAVICLE PL W/LAT EXTN 5H/LT/94MM | Trauma | EA
02.112.013S | 10886982032706 | 3.5MM LCP SUP ANT CLAVICLE PL W/LAT EXTN 5H/LT/94MM-STER | Trauma | EA
03.120.030 | 10886982074270 | COUPLING BOLT FOR LCP PERIARTICULAR AIMING ARMS | Trauma | EA
03.120.029 | 10886982074263 | 4.0MM HEX KEY | Trauma | EA
690.499 | 10886982254146 | 3.5MM CANNULATED SCR INSTR AND IMPLANT SET GRAPHIC CASE | Trauma | EA
02.230.109S | 10886982061560 | 1.5MM HEADLESS COMPRESSION SCREW 9MM-STERILE | Trauma | EA
02.230.110S | 10886982061584 | 1.5MM HEADLESS COMPRESSION SCREW 10MM-STERILE | Trauma | EA
02.230.111S | 10886982061607 | 1.5MM HEADLESS COMPRESSION SCREW 11MM-STERILE | Trauma | EA
02.230.112S | 10886982061621 | 1.5MM HEADLESS COMPRESSION SCREW 12MM-STERILE | Trauma | EA
02.230.113S | 10886982061645 | 1.5MM HEADLESS COMPRESSION SCREW 13MM-STERILE | Trauma | EA
02.230.114S | 10886982061669 | 1.5MM HEADLESS COMPRESSION SCREW 14MM-STERILE | Trauma | EA
02.230.115S | 10886982061683 | 1.5MM HEADLESS COMPRESSION SCREW 15MM-STERILE | Trauma | EA
02.230.116S | 10886982061706 | 1.5MM HEADLESS COMPRESSION SCREW 16MM-STERILE | Trauma | EA
02.230.117S | 10886982061720 | 1.5MM HEADLESS COMPRESSION SCREW 17MM-STERILE | Trauma | EA
02.230.118S | 10886982061744 | 1.5MM HEADLESS COMPRESSION SCREW 18MM-STERILE | Trauma | EA
02.230.119S | 10886982061768 | 1.5MM HEADLESS COMPRESSION SCREW 19MM-STERILE | Trauma | EA
04.230.109S | 10886982125279 | 1.5MM TI HEADLESS COMPRESSION SCREW 9MM-STERILE | Trauma | EA
02.230.120S | 10886982061782 | 1.5MM HEADLESS COMPRESSION SCREW 20MM-STERILE | Trauma | EA
04.230.110S | 10886982125293 | 1.5MM TI HEADLESS COMPRESSION SCREW 10MM-STERILE | Trauma | EA
04.230.111S | 10886982125316 | 1.5MM TI HEADLESS COMPRESSION SCREW 11MM-STERILE | Trauma | EA
04.230.112S | 10886982125330 | 1.5MM TI HEADLESS COMPRESSION SCREW 12MM-STERILE | Trauma | EA
04.230.113S | 10886982125354 | 1.5MM TI HEADLESS COMPRESSION SCREW 13MM-STERILE | Trauma | EA
04.230.114S | 10886982125378 | 1.5MM TI HEADLESS COMPRESSION SCREW 14MM-STERILE | Trauma | EA
04.230.115S | 10886982125392 | 1.5MM TI HEADLESS COMPRESSION SCREW 15MM-STERILE | Trauma | EA
04.230.116S | 10886982125415 | 1.5MM TI HEADLESS COMPRESSION SCREW 16MM-STERILE | Trauma | EA
04.230.117S | 10886982125439 | 1.5MM TI HEADLESS COMPRESSION SCREW 17MM-STERILE | Trauma | EA
04.230.118S | 10886982125453 | 1.5MM TI HEADLESS COMPRESSION SCREW 18MM-STERILE | Trauma | EA
04.230.119S | 10886982125477 | 1.5MM TI HEADLESS COMPRESSION SCREW 19MM-STERILE | Trauma | EA
04.230.120S | 10886982125491 | 1.5MM TI HEADLESS COMPRESSION SCREW 20MM-STERILE | Trauma | EA
SD601.030 | 10886982007483 | 6.0MM LOCKING SCREW 30MM LENGTH | Trauma | EA
SD601.035 | 10886982007490 | 6.0MM LOCKING SCREW 35MM LENGTH | Trauma | EA
SD601.040 | 10886982007506 | 6.0MM LOCKING SCREW 40MM LENGTH | Trauma | EA
SD601.045 | 10886982007513 | 6.0MM LOCKING SCREW 45MM LENGTH | Trauma | EA
SD601.050 | 10886982007520 | 6.0MM LOCKING SCREW 50MM LENGTH | Trauma | EA
SD601.055 | 10886982007537 | 6.0MM LOCKING SCREW 55MM LENGTH | Trauma | EA
SD601.060 | 10886982007544 | 6.0MM LOCKING SCREW 60MM LENGTH | Trauma | EA
SD601.065 | 10886982007551 | 6.0MM LOCKING SCREW 65MM LENGTH | Trauma | EA
SD601.070 | 10886982007568 | 6.0MM LOCKING SCREW 70MM LENGTH | Trauma | EA
SD601.080 | 10886982007582 | 6.0MM LOCKING SCREW 80MM LENGTH | Trauma | EA
SD601.090 | 10886982007605 | 6.0MM LOCKING SCREW 90MM LENGTH | Trauma | EA
SD601.100 | 10886982007629 | 6.0MM LOCKING SCREW 100MM LENGTH | Trauma | EA
04.226.209S | 10886982122315 | 2.4MM TI HDLSS COMPRESSION SCR 9MM/SHORT THREAD-STERILE | Trauma | EA
04.226.210S | 10886982122339 | 2.4MM TI HDLSS COMPRESSION SCR 10MM/SHORT THREAD-STERILE | Trauma | EA
04.226.211S | 10886982122353 | 2.4MM TI HDLSS COMPRESSION SCR 11MM/SHORT THREAD-STERILE | Trauma | EA
04.226.212S | 10886982122377 | 2.4MM TI HDLSS COMPRESSION SCR 12MM/SHORT THREAD-STERILE | Trauma | EA
04.226.213S | 10886982122391 | 2.4MM TI HDLSS COMPRESSION SCR 13MM/SHORT THREAD-STERILE | Trauma | EA
04.226.214S | 10886982122414 | 2.4MM TI HDLSS COMPRESSION SCR 14MM/SHORT THREAD-STERILE | Trauma | EA
04.226.215S | 10886982122438 | 2.4MM TI HDLSS COMPRESSION SCR 15MM/SHORT THREAD-STERILE | Trauma | EA
04.226.216S | 10886982122452 | 2.4MM TI HDLSS COMPRESSION SCR 16MM/SHORT THREAD-STERILE | Trauma | EA
04.226.217S | 10886982122476 | 2.4MM TI HDLSS COMPRESSION SCR 17MM/SHORT THREAD-STERILE | Trauma | EA
04.226.218S | 10886982122490 | 2.4MM TI HDLSS COMPRESSION SCR 18MM/SHORT THREAD-STERILE | Trauma | EA
04.226.219S | 10886982122513 | 2.4MM TI HDLSS COMPRESSION SCR 19MM/SHORT THREAD-STERILE | Trauma | EA
04.226.220S | 10886982122537 | 2.4MM TI HDLSS COMPRESSION SCR 20MM/SHORT THREAD-STERILE | Trauma | EA
04.226.221S | 10886982122551 | 2.4MM TI HDLSS COMPRESSION SCR 21MM/SHORT THREAD-STERILE | Trauma | EA
04.226.222S | 10886982122575 | 2.4MM TI HDLSS COMPRESSION SCR 22MM/SHORT THREAD-STERILE | Trauma | EA
04.226.223S | 10886982122599 | 2.4MM TI HDLSS COMPRESSION SCR 23MM/SHORT THREAD-STERILE | Trauma | EA
04.226.224S | 10886982122612 | 2.4MM TI HDLSS COMPRESSION SCR 24MM/SHORT THREAD-STERILE | Trauma | EA
04.226.225S | 10886982122636 | 2.4MM TI HDLSS COMPRESSION SCR 25MM/SHORT THREAD-STERILE | Trauma | EA
04.226.226S | 10886982122650 | 2.4MM TI HDLSS COMPRESSION SCR 26MM/SHORT THREAD-STERILE | Trauma | EA
04.226.227S | 10886982122674 | 2.4MM TI HDLSS COMPRESSION SCR 27MM/SHORT THREAD-STERILE | Trauma | EA
04.226.228S | 10886982122698 | 2.4MM TI HDLSS COMPRESSION SCR 28MM/SHORT THREAD-STERILE | Trauma | EA
04.226.229S | 10886982122711 | 2.4MM TI HDLSS COMPRESSION SCR 29MM/SHORT THREAD-STERILE | Trauma | EA
04.226.230S | 10886982122735 | 2.4MM TI HDLSS COMPRESSION SCR 30MM/SHORT THREAD-STERILE | Trauma | EA
04.226.232S | 10886982122759 | 2.4MM TI HDLSS COMPRESSION SCR 32MM/SHORT THREAD-STERILE | Trauma | EA
04.226.234S | 10886982122773 | 2.4MM TI HDLSS COMPRESSION SCR 34MM/SHORT THREAD-STERILE | Trauma | EA
04.226.236S | 10886982122797 | 2.4MM TI HDLSS COMPRESSION SCR 36MM/SHORT THREAD-STERILE | Trauma | EA
04.226.238S | 10886982122810 | 2.4MM TI HDLSS COMPRESSION SCR 38MM/SHORT THREAD-STERILE | Trauma | EA
04.226.240S | 10886982122834 | 2.4MM TI HDLSS COMPRESSION SCR 40MM/SHORT THREAD-STERILE | Trauma | EA
04.226.317S | 10886982122858 | 2.4MM TI HDLSS COMPRESSION SCR 17MM/LONG THREAD-STERILE | Trauma | EA
04.226.318S | 10886982122872 | 2.4MM TI HDLSS COMPRESSION SCR 18MM/LONG THREAD-STERILE | Trauma | EA
04.226.319S | 10886982122896 | 2.4MM TI HDLSS COMPRESSION SCR 19MM/LONG THREAD-STERILE | Trauma | EA
04.226.320S | 10886982122919 | 2.4MM TI HDLSS COMPRESSION SCR 20MM/LONG THREAD-STERILE | Trauma | EA
04.226.321S | 10886982122933 | 2.4MM TI HDLSS COMPRESSION SCR 21MM/LONG THREAD-STERILE | Trauma | EA
04.226.322S | 10886982122957 | 2.4MM TI HDLSS COMPRESSION SCR 22MM/LONG THREAD-STERILE | Trauma | EA
04.226.323S | 10886982122971 | 2.4MM TI HDLSS COMPRESSION SCR 23MM/LONG THREAD-STERILE | Trauma | EA
02.226.209S | 10886982058591 | 2.4MM HEADLESS COMPRESSION SCR 9MM/SHORT THREAD-STERILE | Trauma | EA
02.226.210S | 10886982058614 | 2.4MM HEADLESS COMPRESSION SCR 10MM/SHORT THREAD-STERILE | Trauma | EA
02.226.211S | 10886982058638 | 2.4MM HEADLESS COMPRESSION SCR 11MM/SHORT THREAD-STERILE | Trauma | EA
02.226.212S | 10886982058652 | 2.4MM HEADLESS COMPRESSION SCR 12MM/SHORT THREAD-STERILE | Trauma | EA
02.226.213S | 10886982058676 | 2.4MM HEADLESS COMPRESSION SCR 13MM/SHORT THREAD-STERILE | Trauma | EA
02.226.214S | 10886982058690 | 2.4MM HEADLESS COMPRESSION SCR 14MM/SHORT THREAD-STERILE | Trauma | EA
02.226.215S | 10886982058713 | 2.4MM HEADLESS COMPRESSION SCR 15MM/SHORT THREAD-STERILE | Trauma | EA
02.226.216S | 10886982058737 | 2.4MM HEADLESS COMPRESSION SCR 16MM/SHORT THREAD-STERILE | Trauma | EA
02.226.217S | 10886982058751 | 2.4MM HEADLESS COMPRESSION SCR 17MM/SHORT THREAD-STERILE | Trauma | EA
02.226.218S | 10886982058775 | 2.4MM HEADLESS COMPRESSION SCR 18MM/SHORT THREAD-STERILE | Trauma | EA
02.226.219S | 10886982058799 | 2.4MM HEADLESS COMPRESSION SCR 19MM/SHORT THREAD-STERILE | Trauma | EA
02.226.220S | 10886982058812 | 2.4MM HEADLESS COMPRESSION SCR 20MM/SHORT THREAD-STERILE | Trauma | EA
02.226.221S | 10886982058836 | 2.4MM HEADLESS COMPRESSION SCR 21MM/SHORT THREAD-STERILE | Trauma | EA
02.226.222S | 10886982058850 | 2.4MM HEADLESS COMPRESSION SCR 22MM/SHORT THREAD-STERILE | Trauma | EA
02.226.223S | 10886982058874 | 2.4MM HEADLESS COMPRESSION SCR 23MM/SHORT THREAD-STERILE | Trauma | EA
02.226.224S | 10886982058898 | 2.4MM HEADLESS COMPRESSION SCR 24MM/SHORT THREAD-STERILE | Trauma | EA
02.226.225S | 10886982058911 | 2.4MM HEADLESS COMPRESSION SCR 25MM/SHORT THREAD-STERILE | Trauma | EA
02.226.226S | 10886982058935 | 2.4MM HEADLESS COMPRESSION SCR 26MM/SHORT THREAD-STERILE | Trauma | EA
02.226.227S | 10886982058959 | 2.4MM HEADLESS COMPRESSION SCR 27MM/SHORT THREAD-STERILE | Trauma | EA
02.226.228S | 10886982058973 | 2.4MM HEADLESS COMPRESSION SCR 28MM/SHORT THREAD-STERILE | Trauma | EA
02.226.229S | 10886982058997 | 2.4MM HEADLESS COMPRESSION SCR 29MM/SHORT THREAD-STERILE | Trauma | EA
02.226.230S | 10886982059017 | 2.4MM HEADLESS COMPRESSION SCR 30MM/SHORT THREAD-STERILE | Trauma | EA
02.226.232S | 10886982059031 | 2.4MM HEADLESS COMPRESSION SCR 32MM/SHORT THREAD-STERILE | Trauma | EA
02.226.234S | 10886982059055 | 2.4MM HEADLESS COMPRESSION SCR 34MM/SHORT THREAD-STERILE | Trauma | EA
02.226.236S | 10886982059079 | 2.4MM HEADLESS COMPRESSION SCR 36MM/SHORT THREAD-STERILE | Trauma | EA
02.226.238S | 10886982059093 | 2.4MM HEADLESS COMPRESSION SCR 38MM/SHORT THREAD-STERILE | Trauma | EA
02.226.240S | 10886982059116 | 2.4MM HEADLESS COMPRESSION SCR 40MM/SHORT THREAD-STERILE | Trauma | EA
02.226.317S | 10886982059130 | 2.4MM HEADLESS COMPRESSION SCR 17MM/LONG THREAD-STERILE | Trauma | EA
02.226.318S | 10886982059154 | 2.4MM HEADLESS COMPRESSION SCR 18MM/LONG THREAD-STERILE | Trauma | EA
02.226.319S | 10886982059178 | 2.4MM HEADLESS COMPRESSION SCR 19MM/LONG THREAD-STERILE | Trauma | EA
02.226.320S | 10886982059192 | 2.4MM HEADLESS COMPRESSION SCR 20MM/LONG THREAD-STERILE | Trauma | EA
02.226.321S | 10886982059215 | 2.4MM HEADLESS COMPRESSION SCR 21MM/LONG THREAD-STERILE | Trauma | EA
02.226.322S | 10886982059239 | 2.4MM HEADLESS COMPRESSION SCR 22MM/LONG THREAD-STERILE | Trauma | EA
02.226.323S | 10886982059253 | 2.4MM HEADLESS COMPRESSION SCR 23MM/LONG THREAD-STERILE | Trauma | EA
04.114.514S | 10886982104717 | 1.5MM TI LCP CONDYLAR PLATE 6 HOLE SHAFT W/GUIDES-STERILE | Trauma | EA
04.114.502S | 10886982104533 | 1.5MM TI LCP PLATE/4 HOLE WITH GUIDES-STERILE | Trauma | EA
04.114.504S | 10886982104571 | 1.5MM TI LCP PLATE/6 HOLE WITH GUIDES-STERILE | Trauma | EA
SD360.262 | 10886982006486 | PROTECTION SLEEVE Ã15.5MM/Ã13.5MM BLUNT TIP | Trauma | EA
SD360.246 | 10886982006448 | PROTECTION SLEEVE Ã17.5MM/Ã15.5MM BLUNT TIP | Trauma | EA
60.111.462 | 10886982243003 | LID F/VA-LCP 2-COLUMN VOLAR DISTAL RADIUS PLATE MODULE | Trauma | EA
60.161.200 | 10886982248060 | 3.5MM/4.5MM CURVED LCP INSTRUMENT GRAPHIC CASE | Trauma | EA
60.161.201 | 10886982248077 | 3.5MM/4.5MM CURVED LCP IMPLANT GRAPHIC CASE | Trauma | EA
SD238.008 | 10886982003164 | 4.5MM LCP ANGLE BLADE PLATE 130 DEGREES 1 HOLE 85MM BLADE | Trauma | EA
SD238.005 | 10886982003133 | 4.5MM LCP ANGLE BLADE PLATE 130 DEGREES 1 HOLE 70MM BLADE | Trauma | EA
SD238.006 | 10886982003140 | 4.5MM LCP ANGLE BLADE PLATE 130 DEGREES 1 HOLE 75MM BLADE | Trauma | EA
SD238.007 | 10886982003157 | 4.5MM LCP ANGLE BLADE PLATE 130 DEGREES 1 HOLE 80MM BLADE | Trauma | EA
03.401.040 | 10886982079701 | DELTA RETRACTOR | Trauma | EA
03.401.041 | 10886982079718 | DELTA RETRACTOR/POINTED | Trauma | EA
03.401.042 | 10886982079725 | BONE RETRACTOR/HUMERAL HEAD | Trauma | EA
03.401.050 | 10886982079732 | RING RETRACTOR | Trauma | EA
03.401.051 | 10886982079749 | RING RETRACTOR/NARROW | Trauma | EA
03.401.052 | 10886982079756 | RING RETRACTOR/DROP-SHAPED | Trauma | EA
03.401.053 | 10886982079763 | RING RETRACTOR/DROP-SHAPED NARROW | Trauma | EA
03.401.054 | 10886982079770 | RING RETRACTOR/DELTA-SHAPED | Trauma | EA
03.401.060 | 10886982079787 | SHOULDER SPREADER/LEFT BEND | Trauma | EA
03.401.061 | 10886982079794 | SHOULDER SPREADER/RIGHT BEND | Trauma | EA
02.226.001 | 10886982057655 | 1.6MM NON-THREADED GUIDE WIRE TROCAR POINT 220MM | Trauma | EA
03.000.317 | 10886982065735 | SAW BLADE 22.0X8.0X0.4MM FOR SAGITTAL SAW | Trauma | EA
68.001.600 | 10886982251442 | WASHING MACHINE BASKET FOR TRAUMA RECON SYSTEM | Trauma | EA
03.010.427 | 10886982068682 | CURVED AWL 8MM INTRAMEDULLARY REDUCTION TOOL | Trauma | EA
VP4051.03 | 10886982011657 | 4.5MM NARROW LCP PLATE FOR PIP ARTHRODESIS 3 HOLES/66MM | Trauma | EA
VP4051.04 | 10886982011664 | 4.5MM NARROW LCP PLATE 4 HOLES/71MM | Trauma | EA
VP4051.05 | 10886982011671 | 4.5MM NARROW LCP PLATE 5 HOLES/89MM | Trauma | EA
VP4051.06 | 10886982011688 | 4.5MM NARROW LCP PLATE 6 HOLES/107MM | Trauma | EA
VP4051.07 | 10886982011695 | 4.5MM NARROW LCP PLATE 7 HOLES/125MM | Trauma | EA
VP4051.08 | 10886982011701 | 4.5MM NARROW LCP PLATE 8 HOLES/143MM | Trauma | EA
VP4051.09 | 10886982011718 | 4.5MM NARROW LCP PLATE 9 HOLES/161MM | Trauma | EA
VP4051.10 | 10886982011725 | 4.5MM NARROW LCP PLATE 10 HOLES/179MM | Trauma | EA
VP4051.11 | 10886982011732 | 4.5MM NARROW LCP PLATE 11 HOLES/197MM | Trauma | EA
VP4051.12 | 10886982011749 | 4.5MM NARROW LCP PLATE 12 HOLES/215MM | Trauma | EA
VP4051.14 | 10886982011756 | 4.5MM NARROW LCP PLATE 14 HOLES/251MM | Trauma | EA
VP4051.16 | 10886982011763 | 4.5MM NARROW LCP PLATE 16 HOLES/287MM | Trauma | EA
VP4061.06 | 10886982011770 | 4.5MM BROAD LCP PLATE 6 HOLES/107MM | Trauma | EA
VP4061.07 | 10886982011787 | 4.5MM BROAD LCP PLATE 7 HOLES/125MM | Trauma | EA
VP4061.08 | 10886982011794 | 4.5MM BROAD LCP PLATE 8 HOLES/143MM | Trauma | EA
VP4061.09 | 10886982011800 | 4.5MM BROAD LCP PLATE 9 HOLES/161MM | Trauma | EA
VP4061.10 | 10886982011817 | 4.5MM BROAD LCP PLATE 10 HOLES/179MM | Trauma | EA
VP4061.11 | 10886982011824 | 4.5MM BROAD LCP PLATE 11 HOLES/197MM | Trauma | EA
VP4061.12 | 10886982011831 | 4.5MM BROAD LCP PLATE 12 HOLES/215MM | Trauma | EA
VP4061.13 | 10886982011848 | 4.5MM BROAD LCP PLATE 13 HOLES/233MM | Trauma | EA
VP4061.14 | 10886982011855 | 4.5MM BROAD LCP PLATE 14 HOLES/251MM | Trauma | EA
VP4061.15 | 10886982011862 | 4.5MM BROAD LCP PLATE 15 HOLES/269MM | Trauma | EA
VP4061.16 | 10886982011879 | 4.5MM BROAD LCP PLATE 16 HOLES/287MM | Trauma | EA
VP4061.18 | 10886982011886 | 4.5MM BROAD LCP PLATE 18 HOLES/323MM | Trauma | EA
SD312.004 | 10886982004321 | Ã2.8MM PARALLEL WIRE GUIDE | Trauma | EA
04.161.240S | 10886982114938 | 4.5MM TI CURVED NARROW LCP PLATE/10 HOLE-STERILE | Trauma | EA
04.161.242S | 10886982114976 | 4.5MM TI CURVED NARROW LCP PLATE/12 HOLE-STERILE | Trauma | EA
04.161.244S | 10886982115010 | 4.5MM TI CURVED NARROW LCP PLATE/14 HOLE-STERILE | Trauma | EA
04.161.246S | 10886982115058 | 4.5MM TI CURVED NARROW LCP PLATE/16 HOLE-STERILE | Trauma | EA
04.161.248S | 10886982115096 | 4.5MM TI CURVED NARROW LCP PLATE/18 HOLE-STERILE | Trauma | EA
04.161.250S | 10886982115133 | 4.5MM TI CURVED NARROW LCP PLATE/20 HOLE-STERILE | Trauma | EA
04.161.252S | 10886982115171 | 4.5MM TI CURVED NARROW LCP PLATE/22 HOLE-STERILE | Trauma | EA
04.161.270S | 10886982115232 | 3.5MM TI CURVED BROAD LCP PLATE/10 HOLE-STERILE | Trauma | EA
04.161.272S | 10886982115270 | 3.5MM TI CURVED BROAD LCP PLATE/12 HOLE-STERILE | Trauma | EA
04.161.274S | 10886982115317 | 3.5MM TI CURVED BROAD LCP PLATE/14 HOLE-STERILE | Trauma | EA
04.161.276S | 10886982115355 | 3.5MM TI CURVED BROAD LCP PLATE/16 HOLE-STERILE | Trauma | EA
04.161.278S | 10886982115393 | 3.5MM TI CURVED BROAD LCP PLATE/18 HOLE-STERILE | Trauma | EA
04.161.280S | 10886982115430 | 3.5MM TI CURVED BROAD LCP PLATE/20 HOLE-STERILE | Trauma | EA
04.161.282S | 10886982115478 | 3.5MM TI CURVED BROAD LCP PLATE/22 HOLE-STERILE | Trauma | EA
04.161.284S | 10886982115515 | 3.5MM TI CURVED BROAD LCP PLATE/24 HOLE-STERILE | Trauma | EA
04.161.286S | 10886982115553 | 3.5MM TI CURVED BROAD LCP PLATE/26 HOLE-STERILE | Trauma | EA
04.161.288S | 10886982115591 | 3.5MM TI CURVED BROAD LCP PLATE/28 HOLE-STERILE | Trauma | EA
04.161.290S | 10886982115638 | 3.5MM TI CURVED BROAD LCP PLATE/30 HOLE-STERILE | Trauma | EA
04.161.210S | 10886982114679 | 3.5MM TI CURVED NARROW LCP PLATE/10 HOLE-STERILE | Trauma | EA
04.161.212S | 10886982114693 | 3.5MM TI CURVED NARROW LCP PLATE/12 HOLE-STERILE | Trauma | EA
04.161.214S | 10886982114716 | 3.5MM TI CURVED NARROW LCP PLATE/14 HOLE-STERILE | Trauma | EA
04.161.216S | 10886982114754 | 3.5MM TI CURVED NARROW LCP PLATE/16 HOLE-STERILE | Trauma | EA
04.161.218S | 10886982114792 | 3.5MM TI CURVED NARROW LCP PLATE/18 HOLE-STERILE | Trauma | EA
04.161.220S | 10886982114839 | 3.5MM TI CURVED NARROW LCP PLATE/20 HOLE-STERILE | Trauma | EA
04.161.222S | 10886982114877 | 3.5MM TI CURVED NARROW LCP PLATE/22 HOLE-STERILE | Trauma | EA
03.161.200 | 10886982075789 | EXTRACTION CHISEL SHAFT | Trauma | EA
03.226.034 | 10886982077127 | SLEEVE FOR 03.226.033 | Trauma | EA
03.227.034 | 10886982077219 | SLEEVE FOR 03.227.033 | Trauma | EA
02.112.080 | 10886982033093 | 3.5MM LCP SUPERIOR CLAVICLE PLATE/6 HOLE/RIGHT/85MM | Trauma | EA
02.112.081 | 10886982033116 | 3.5MM LCP SUPERIOR CLAVICLE PLATE/6 HOLE/LEFT/85MM | Trauma | EA
02.112.082 | 10886982033130 | 3.5MM LCP SUPERIOR CLAVICLE PLATE/7 HOLE/RIGHT/100MM | Trauma | EA
02.112.083 | 10886982033154 | 3.5MM LCP SUPERIOR CLAVICLE PLATE/7 HOLE/LEFT/100MM | Trauma | EA
02.112.084 | 10886982033178 | 3.5MM LCP SUPERIOR CLAVICLE PLATE/8 HOLE/RIGHT/115MM | Trauma | EA
02.112.085 | 10886982033192 | 3.5MM LCP SUPERIOR CLAVICLE PLATE/8 HOLE/LEFT/115MM | Trauma | EA
02.112.090 | 10886982033215 | 3.5MM LCP SUPERIOR CLAVICLE PLATE W/LAT EXTN/6H/RT/105MM | Trauma | EA
02.112.091 | 10886982033239 | 3.5MM LCP SUPERIOR CLAVICLE PLATE W/LAT EXTN/6H/LT/105MM | Trauma | EA
02.112.092 | 10886982033253 | 3.5MM LCP SUPERIOR CLAVICLE PLATE W/LAT EXTN/7H/RT/120MM | Trauma | EA
02.112.093 | 10886982033277 | 3.5MM LCP SUPERIOR CLAVICLE PLATE W/LAT EXTN/7H/LT/120MM | Trauma | EA
02.112.094 | 10886982033291 | 3.5MM LCP SUPERIOR CLAVICLE PLATE W/LAT EXTN/8H/RT/130MM | Trauma | EA
02.112.095 | 10886982033314 | 3.5MM LCP SUPERIOR CLAVICLE PLATE W/LAT EXTN/8H/LT/130MM | Trauma | EA
02.112.080S | 10886982033109 | 3.5MM LCP SUPERIOR CLAVICLE PLATE/6H/RIGHT/85MM-STERILE | Trauma | EA
02.112.081S | 10886982033123 | 3.5MM LCP SUPERIOR CLAVICLE PLATE/6H/LEFT/85MM-STERILE | Trauma | EA
02.112.082S | 10886982033147 | 3.5MM LCP SUPERIOR CLAVICLE PLATE/7H/RIGHT/100MM-STERILE | Trauma | EA
02.112.083S | 10886982033161 | 3.5MM LCP SUPERIOR CLAVICLE PLATE/7H/LEFT/100MM-STERILE | Trauma | EA
02.112.084S | 10886982033185 | 3.5MM LCP SUPERIOR CLAVICLE PLATE/8H/RIGHT/115MM-STERILE | Trauma | EA
02.112.085S | 10886982033208 | 3.5MM LCP SUPERIOR CLAVICLE PLATE/8H/LEFT/115MM-STERILE | Trauma | EA
02.112.090S | 10886982033222 | 3.5MM LCP SUP CLAVICLE PLATE W/LAT EXTN/6H/RT/105MM-STER | Trauma | EA
02.112.091S | 10886982033246 | 3.5MM LCP SUP CLAVICLE PLATE W/LAT EXTN/6H/LT/105MM-STER | Trauma | EA
02.112.092S | 10886982033260 | 3.5MM LCP SUP CLAVICLE PLATE W/LAT EXTN/7H/RT/120MM-STER | Trauma | EA
02.112.093S | 10886982033284 | 3.5MM LCP SUP CLAVICLE PLATE W/LAT EXTN/7H/LT/120MM-STER | Trauma | EA
02.112.094S | 10886982033307 | 3.5MM LCP SUP CLAVICLE PLATE W/LAT EXTN/8H/RT/130MM-STER | Trauma | EA
02.112.095S | 10886982033321 | 3.5MM LCP SUP CLAVICLE PLATE W/LAT EXTN/8H/LT/130MM-STER | Trauma | EA
68.001.602 | 10886982251459 | LID FOR WASHING BASKET FULL SIZE 1/1 | Trauma | EA
03.311.022 | 10886982077929 | CONNECTING PLATE 90Â° OFFSET 2 HOLE | Trauma | EA
03.311.054 | 10886982078100 | WIRE BOLT OFFSET/SHORT | Trauma | EA
03.311.171 | 10886982078377 | WIRE POST/1 HOLE | Trauma | EA
03.311.172 | 10886982078384 | WIRE POST/2 HOLE | Trauma | EA
03.311.173 | 10886982078391 | WIRE POST/3 HOLE | Trauma | EA
03.311.174 | 10886982078407 | WIRE POST/4 HOLE | Trauma | EA
03.311.175 | 10886982078414 | WIRE POST/5 HOLE | Trauma | EA
359.221 | 10886982197238 | COMBINED HAMMER | Trauma | EA
04.031.964S | 10886982094582 | Ã10MM TI ADOLESCENT LAT ENTRY FEMORAL NAIL-EX/240MM/RT-STER | Trauma | EA
04.031.965S | 10886982094599 | Ã10MM TI ADOLESCENT LAT ENTRY FEMORAL NAIL-EX/240MM/LT-STER | Trauma | EA
04.031.966S | 10886982094605 | Ã10MM TI ADOLESCENT LAT ENTRY FEMORAL NAIL-EX/260MM/RT-STER | Trauma | EA
04.031.967S | 10886982094612 | Ã10MM TI ADOLESCENT LAT ENTRY FEMORAL NAIL-EX/260MM/LT-STER | Trauma | EA
04.031.968S | 10886982094629 | Ã10MM TI ADOLESCENT LAT ENTRY FEMORAL NAIL-EX/280MM/RT-STER | Trauma | EA
04.031.969S | 10886982094636 | Ã10MM TI ADOLESCENT LAT ENTRY FEMORAL NAIL-EX/280MM/LT-STER | Trauma | EA
04.031.970S | 10886982094643 | Ã10MM TI ADOLESCENT LAT ENTRY FEMORAL NAIL-EX/300MM/RT-STER | Trauma | EA
04.031.971S | 10886982094650 | Ã10MM TI ADOLESCENT LAT ENTRY FEMORAL NAIL-EX/300MM/LT-STER | Trauma | EA
04.031.972S | 10886982094667 | Ã10MM TI ADOLESCENT LAT ENTRY FEMORAL NAIL-EX/320MM/RT-STER | Trauma | EA
04.031.973S | 10886982094674 | Ã10MM TI ADOLESCENT LAT ENTRY FEMORAL NAIL-EX/320MM/LT-STER | Trauma | EA
04.031.974S | 10886982094681 | Ã10MM TI ADOLESCENT LAT ENTRY FEMORAL NAIL-EX/340MM/RT-STER | Trauma | EA
04.031.975S | 10886982094698 | Ã10MM TI ADOLESCENT LAT ENTRY FEMORAL NAIL-EX/340MM/LT-STER | Trauma | EA
04.031.976S | 10886982094704 | Ã10MM TI ADOLESCENT LAT ENTRY FEMORAL NAIL-EX/360MM/RT-STER | Trauma | EA
04.031.977S | 10886982094711 | Ã10MM TI ADOLESCENT LAT ENTRY FEMORAL NAIL-EX/360MM/LT-STER | Trauma | EA
04.031.978S | 10886982094728 | Ã10MM TI ADOLESCENT LAT ENTRY FEMORAL NAIL-EX/380MM/RT-STER | Trauma | EA
04.031.979S | 10886982094735 | Ã10MM TI ADOLESCENT LAT ENTRY FEMORAL NAIL-EX/380MM/LT-STER | Trauma | EA
04.031.980S | 10886982094742 | Ã10MM TI ADOLESCENT LAT ENTRY FEMORAL NAIL-EX/400MM/RT-STER | Trauma | EA
04.031.981S | 10886982094759 | Ã10MM TI ADOLESCENT LAT ENTRY FEMORAL NAIL-EX/400MM/LT-STER | Trauma | EA
04.031.944S | 10886982094407 | Ã9MM TI ADOLESCENT LAT ENTRY FEMORAL NAIL-EX/240MM/RT-STER | Trauma | EA
04.031.945S | 10886982094414 | Ã9MM TI ADOLESCENT LAT ENTRY FEMORAL NAIL-EX/240MM/LT-STER | Trauma | EA
04.031.946S | 10886982094421 | Ã9MM TI ADOLESCENT LAT ENTRY FEMORAL NAIL-EX/260MM/RT-STER | Trauma | EA
04.031.947S | 10886982094438 | Ã9MM TI ADOLESCENT LAT ENTRY FEMORAL NAIL-EX/260MM/LT-STER | Trauma | EA
04.031.948S | 10886982094445 | Ã9MM TI ADOLESCENT LAT ENTRY FEMORAL NAIL-EX/280MM/RT-STER | Trauma | EA
04.031.949S | 10886982094452 | Ã9MM TI ADOLESCENT LAT ENTRY FEMORAL NAIL-EX/280MM/LT-STER | Trauma | EA
04.031.950S | 10886982094469 | Ã9MM TI ADOLESCENT LAT ENTRY FEMORAL NAIL-EX/300MM/RT-STER | Trauma | EA
04.031.951S | 10886982094476 | Ã9MM TI ADOLESCENT LAT ENTRY FEMORAL NAIL-EX/300MM/LT-STER | Trauma | EA
04.031.952S | 10886982094483 | Ã9MM TI ADOLESCENT LAT ENTRY FEMORAL NAIL-EX/320MM/RT-STER | Trauma | EA
04.031.953S | 10886982094490 | Ã9MM TI ADOLESCENT LAT ENTRY FEMORAL NAIL-EX/320MM/LT-STER | Trauma | EA
04.031.954S | 10886982094506 | Ã9MM TI ADOLESCENT LAT ENTRY FEMORAL NAIL-EX/340MM/RT-STER | Trauma | EA
04.031.955S | 10886982094513 | Ã9MM TI ADOLESCENT LAT ENTRY FEMORAL NAIL-EX/340MM/LT-STER | Trauma | EA
04.031.956S | 10886982094520 | Ã9MM TI ADOLESCENT LAT ENTRY FEMORAL NAIL-EX/360MM/RT-STER | Trauma | EA
04.031.957S | 10886982094537 | Ã9MM TI ADOLESCENT LAT ENTRY FEMORAL NAIL-EX/360MM/LT-STER | Trauma | EA
04.031.958S | 10886982094544 | Ã9MM TI ADOLESCENT LAT ENTRY FEMORAL NAIL-EX/380MM/RT-STER | Trauma | EA
04.031.959S | 10886982094551 | Ã9MM TI ADOLESCENT LAT ENTRY FEMORAL NAIL-EX/380MM/LT-STER | Trauma | EA
04.031.960S | 10886982094568 | Ã9MM TI ADOLESCENT LAT ENTRY FEMORAL NAIL-EX/400MM/RT-STER | Trauma | EA
04.031.961S | 10886982094575 | Ã9MM TI ADOLESCENT LAT ENTRY FEMORAL NAIL-EX/400MM/LT-STER | Trauma | EA
03.207.006 | 10886982075963 | COUPLING SCREW FOR T40 STARDRIVE SCREWDRIVER | Trauma | EA
SD315.930 | 10886982004901 | 3.2MM 3-FLUTED CALIBRATED DRILL BIT WITH QUICK COUPLING | Trauma | EA
SD324.175 | 10886982005250 | 2.5MM WIRE GUIDE FOR 7.3MM SCREWS/150MM LONG | Trauma | EA
351.704S | 10886982193834 | 2.5MM REAMING ROD W/BALL TIP AND EXTENSION/1150MM-STERILE | Trauma | EA
SD241.442 | 10886982003225 | 2.7/3.5MM LCP ANTEROLATERAL DISTAL TIBIA PL/3H/RIGHT/102MM | Trauma | EA
SD241.443 | 10886982003249 | 2.7/3.5MM LCP ANTEROLATERAL DISTAL TIBIA PL/3H/LEFT/102MM | Trauma | EA
SD241.444 | 10886982003263 | 2.7/3.5MM LCP ANTEROLATERAL DISTAL TIBIA PL/5H/RIGHT/128MM | Trauma | EA
SD241.445 | 10886982003287 | 2.7/3.5MM LCP ANTEROLATERAL DISTAL TIBIA PL/5H/LEFT/128MM | Trauma | EA
SD241.448 | 10886982003300 | 2.7/3.5MM LCP ANTEROLATERAL DISTAL TIBIA PL/9H/RIGHT/180MM | Trauma | EA
SD241.449 | 10886982003324 | 2.7/3.5MM LCP ANTEROLATERAL DISTAL TIBIA PL/9H/LEFT/180MM | Trauma | EA
SD241.452 | 10886982003348 | 2.7/3.5MM LCP ANTEROLATERAL DISTAL TIBIA PL/13H/R/232MM | Trauma | EA
SD241.453 | 10886982003362 | 2.7/3.5MM LCP ANTEROLATERAL DISTAL TIBIA PL/13H/LEFT/232MM | Trauma | EA
1205 | 10886982138705 | SYNTHES TRS USER MANUAL AND CHARTS | Trauma | EA
03.100.300 | 10886982071262 | STRAIGHT PELVIC OSTEOTOME 15MM | Trauma | EA
03.100.301 | 10886982071279 | STRAIGHT PELVIC OSTEOTOME 20MM | Trauma | EA
03.100.302 | 10886982071286 | ANGLED PELVIC OSTEOTOME 15MM | Trauma | EA
03.100.303 | 10886982071293 | ANGLED PELVIC OSTEOTOME 20MM | Trauma | EA
03.100.304 | 10886982071309 | SHORT ANGLED PELVIC OSTEOTOME 15MM | Trauma | EA
03.100.305 | 10886982071316 | BAYONETTE PELVIC OSTEOTOME 15MM | Trauma | EA
03.100.306 | 10886982071323 | BAYONETTE PELVIC OSTEOTOME 20MM | Trauma | EA
03.100.307 | 10886982071330 | FLAG PELVIC OSTEOTOME 20MM | Trauma | EA
03.100.342 | 10886982071347 | FEMORAL HEAD TEMPLATE 42MM DIAMETER | Trauma | EA
03.100.344 | 10886982071354 | FEMORAL HEAD TEMPLATE 44MM DIAMETER | Trauma | EA
03.100.346 | 10886982071361 | FEMORAL HEAD TEMPLATE 46MM DIAMETER | Trauma | EA
03.100.348 | 10886982071378 | FEMORAL HEAD TEMPLATE 48MM DIAMETER | Trauma | EA
03.100.350 | 10886982071385 | FEMORAL HEAD TEMPLATE 50MM DIAMETER | Trauma | EA
03.100.352 | 10886982071392 | FEMORAL HEAD TEMPLATE 52MM DIAMETER | Trauma | EA
03.100.354 | 10886982071408 | FEMORAL HEAD TEMPLATE 54MM DIAMETER | Trauma | EA
03.100.356 | 10886982071415 | FEMORAL HEAD TEMPLATE 56MM DIAMETER | Trauma | EA
03.100.358 | 10886982071422 | FEMORAL HEAD TEMPLATE 58MM DIAMETER | Trauma | EA
E5113-6L | 10886982000743 | TRIAL STEM EPOCA SIZE 6/LONG | Trauma | EA
E5113-8L | 10886982000774 | TRIAL STEM EPOCA SIZE 8/LONG | Trauma | EA
E5113-10L | 10886982000651 | TRIAL STEM EPOCA SIZE 10/LONG | Trauma | EA
E5113-12L | 10886982000682 | TRIAL STEM EPOCA SIZE 12/LONG | Trauma | EA
E5113-14L | 10886982000712 | TRIAL STEM EPOCA SIZE 14/LONG | Trauma | EA
E5113-6XL | 10886982000750 | TRIAL STEM EPOCA SIZE 6/EXTRA-LONG | Trauma | EA
E5113-8XL | 10886982000781 | TRIAL STEM EPOCA SIZE 8/EXTRA-LONG | Trauma | EA
E5113-10XL | 10886982000668 | TRIAL STEM EPOCA SIZE 10/EXTRA-LONG | Trauma | EA
E5113-12XL | 10886982000699 | TRIAL STEM EPOCA SIZE 12/EXTRA-LONG | Trauma | EA
E5113-14XL | 10886982000729 | TRIAL STEM EPOCA SIZE 14/EXTRA-LONG | Trauma | EA
SD355.140 | 10886982005687 | T-HANDLE FOR PUSH-PULL DEVICES | Trauma | EA
SD360.266 | 10886982006509 | TROCAR/2 HOLE/12.5/3.2MM | Trauma | EA
03.111.030 | 10886982072283 | SHAFT FOR TREPHINE ATTACHMENTS | Trauma | EA
02.111.001 | 10886982031075 | TREPHINE GUIDE WIRE WITH STOP 3.2MM DIAMETER/1.6MM TIP | Trauma | EA
03.401.074 | 10886982079848 | 2.5MM REAMING ROD SHORT/LENGTH 400MM | Trauma | EA
03.401.070 | 10886982079800 | GUIDE BAR FOR REMOVAL OF IMPLANTS | Trauma | EA
03.401.071 | 10886982079817 | ARTICULATED HEAD EXTRACTOR F/GUIDE BAR 03.401.070 | Trauma | EA
03.401.072 | 10886982079824 | STEM EXTRACTOR F/GUIDE BAR 03.401.070 | Trauma | EA
03.401.073 | 10886982079831 | ARTICULATED ECCENTER EXTRACTOR F/GUIDE BAR 03.401.070 | Trauma | EA
60.116.053 | 10886982244055 | SCREW MODULE AUXILIARY BIN 2/3 LGTH F/MODULAR GC SYSTEM | Trauma | EA
60.116.050 | 10886982244024 | SCREW MODULE SHELL FOR MODULAR GRAPHIC CASE SYSTEM | Trauma | EA
60.116.054 | 20886982244069 | MODULE ADAPTERS FOR 1 HIGH MODULES/F/MODULAR GC SYS | Trauma | OP
60.116.051 | 10886982244031 | LID FOR SCREW MODULE SHELL F/MODULAR GRAPHIC CASE SYSTEM | Trauma | EA
03.122.056 | 10886982074867 | INSERTION GUIDE WITH NOSE | Trauma | EA
03.122.057 | 10886982074874 | INSERTION GUIDE WITHOUT NOSE | Trauma | EA
60.116.070 | 10886982244208 | 2.0MM FLIP-UP SCR RACK F/SCR MODULE SHELL F/MODULAR GC SYS | Trauma | EA
03.122.064 | 10886982074911 | 2.8MM DRILL SLEEVE | Trauma | EA
03.122.065 | 10886982074928 | 1.6MM WIRE SLEEVE | Trauma | EA
60.116.071 | 10886982244215 | 2.4MM FLIP-UP SCR RACK F/SCR MODULE SHELL F/MODULAR GC SYS | Trauma | EA
60.116.072 | 10886982244222 | 2.7MM FLIP-UP SCR RACK F/SCR MODULE SHELL F/MODULAR GC SYS | Trauma | EA
60.116.073 | 10886982244239 | 3.0MM FLIP-UP SCR RACK F/SCR MODULE SHELL F/MODULAR GC SYS | Trauma | EA
60.116.052 | 10886982244048 | MODULE SHELL F/PLATE TRAYS & AUX TRAYS F/MODULAR GC SYS | Trauma | EA
60.116.074 | 10886982244246 | 3.5MM FLIP-UP SCR RACK F/SCR MODULE SHELL F/MODULAR GC SYS | Trauma | EA
60.116.075 | 10886982244253 | 4.0MM FLIP-UP SCR RACK F/SCR MODULE SHELL F/MODULAR GC SYS | Trauma | EA
60.116.057 | 10886982244093 | 2.0MM SCREW BLOCK F/SCREW MODULE SHELL F/MODULAR GC SYS | Trauma | EA
60.116.058 | 10886982244109 | 2.4MM SCREW BLOCK F/SCREW MODULE SHELL F/MODULAR GC SYS | Trauma | EA
60.116.059 | 10886982244116 | 2.7MM SCREW BLOCK F/SCREW MODULE SHELL F/MODULAR GC SYS | Trauma | EA
60.116.060 | 10886982244123 | 3.0MM SCREW BLOCK F/SCREW MODULE SHELL F/MODULAR GC SYS | Trauma | EA
60.116.061 | 10886982244130 | 3.5MM SCREW BLOCK F/SCREW MODULE SHELL F/MODULAR GC SYS | Trauma | EA
60.116.062 | 10886982244147 | 4.0MM SCREW BLOCK F/SCREW MODULE SHELL F/MODULAR GC SYS | Trauma | EA
04.115.450 | 10886982104960 | 2.4MM TI VA-LCP DRSL DSTL RAD L-PLATE +20Â°/3H HD/5H SHAFT | Trauma | EA
04.115.451 | 10886982104984 | 2.4MM TI VA-LCP DRSL DSTL RAD L-PLATE -20Â°/3H HD/5H SHAFT | Trauma | EA
04.115.130 | 10886982104724 | 2.4MM TI VA-LCP DRSL DSTL RAD L-PLATE +90Â°/2H HD/3H SHAFT | Trauma | EA
04.115.131 | 10886982104748 | 2.4MM TI VA-LCP DRSL DSTL RAD L-PLATE -90Â°/2H HD/3H SHAFT | Trauma | EA
04.115.230 | 10886982104809 | 2.4MM TI VA-LCP DRSL DSTL RAD L-PLATE +90Â°/3H HD/3H SHAFT | Trauma | EA
04.115.231 | 10886982104823 | 2.4MM TI VA-LCP DRSL DSTL RAD L-PLATE -90Â°/3H HD/3H SHAFT | Trauma | EA
04.115.330 | 10886982104885 | 2.4MM TI VA-LCP DRSL DSTL RAD T-PLATE/3H HD/3H SHAFT | Trauma | EA
04.115.430 | 10886982104922 | 2.4MM TI VA-LCP DRSL DSTL RAD L-PLATE +20Â°/3H HD/3H SHAFT | Trauma | EA
04.115.431 | 10886982104946 | 2.4MM TI VA-LCP DRSL DSTL RAD L-PLATE -20Â°/3H HD/3H SHAFT | Trauma | EA
04.115.530 | 10886982105004 | 2.4MM TI VA-LCP DRSL DSTL RAD PLATE/RADIAL COLUMN/5H SHAFT | Trauma | EA
04.115.540 | 10886982105028 | 2.4MM TI VA-LCP DRSL DSTL RAD PLATE/RADIAL COLUMN/6H SHAFT | Trauma | EA
04.115.150 | 10886982104762 | 2.4MM TI VA-LCP DRSL DSTL RAD L-PLATE +90Â°/2H HD/5H SHAFT | Trauma | EA
04.115.151 | 10886982104786 | 2.4MM TI VA-LCP DRSL DSTL RAD L-PLATE -90Â°/2H HD/5H SHAFT | Trauma | EA
04.115.250 | 10886982104847 | 2.4MM TI VA-LCP DRSL DSTL RAD L-PLATE +90Â°/3H HD/5H SHAFT | Trauma | EA
04.115.251 | 10886982104861 | 2.4MM TI VA-LCP DRSL DSTL RAD L-PLATE -90Â°/3H HD/5H SHAFT | Trauma | EA
04.115.350 | 10886982104908 | 2.4MM TI VA-LCP DRSL DSTL RAD T-PLATE/3H HD/5H SHAFT | Trauma | EA
02.115.450 | 10886982035387 | 2.4MM VA-LCP DORSAL DISTAL RAD L-PLATE +20Â°/3H HD/5H SHAFT | Trauma | EA
02.115.451 | 10886982035400 | 2.4MM VA-LCP DORSAL DISTAL RAD L-PLATE -20Â°/3H HD/5H SHAFT | Trauma | EA
02.231.214 | 10886982061997 | 5.0MM VARIABLE ANGLE LOCKNG SCREW/SLF-TPNG/STRDRV/14MM | Trauma | EA
04.115.540S | 10886982105035 | 2.4MM TI VA-LCP DRSL DSTL RAD PL/RADIAL COLUMN/6H SHAFT-STER | Trauma | EA
02.231.216 | 10886982062000 | 5.0MM VARIABLE ANGLE LOCKNG SCREW/SLF-TPNG/STRDRV/16MM | Trauma | EA
02.231.218 | 10886982062017 | 5.0MM VARIABLE ANGLE LOCKNG SCREW/SLF-TPNG/STRDRV/18MM | Trauma | EA
02.231.220 | 10886982062024 | 5.0MM VARIABLE ANGLE LOCKNG SCREW/SLF-TPNG/STRDRV/20MM | Trauma | EA
02.231.222 | 10886982062031 | 5.0MM VARIABLE ANGLE LOCKNG SCREW/SLF-TPNG/STRDRV/22MM | Trauma | EA
02.231.224 | 10886982062048 | 5.0MM VARIABLE ANGLE LOCKNG SCREW/SLF-TPNG/STRDRV/24MM | Trauma | EA
02.231.226 | 10886982062055 | 5.0MM VARIABLE ANGLE LOCKNG SCREW/SLF-TPNG/STRDRV/26MM | Trauma | EA
02.231.228 | 10886982062062 | 5.0MM VARIABLE ANGLE LOCKNG SCREW/SLF-TPNG/STRDRV/28MM | Trauma | EA
02.231.230 | 10886982062079 | 5.0MM VARIABLE ANGLE LOCKNG SCREW/SLF-TPNG/STRDRV/30MM | Trauma | EA
02.231.232 | 10886982062086 | 5.0MM VARIABLE ANGLE LOCKNG SCREW/SLF-TPNG/STRDRV/32MM | Trauma | EA
02.231.234 | 10886982062093 | 5.0MM VARIABLE ANGLE LOCKNG SCREW/SLF-TPNG/STRDRV/34MM | Trauma | EA
02.231.236 | 10886982062109 | 5.0MM VARIABLE ANGLE LOCKNG SCREW/SLF-TPNG/STRDRV/36MM | Trauma | EA
02.231.238 | 10886982062116 | 5.0MM VARIABLE ANGLE LOCKNG SCREW/SLF-TPNG/STRDRV/38MM | Trauma | EA
02.231.240 | 10886982062123 | 5.0MM VARIABLE ANGLE LOCKNG SCREW/SLF-TPNG/STRDRV/40MM | Trauma | EA
02.231.242 | 10886982062130 | 5.0MM VARIABLE ANGLE LOCKNG SCREW/SLF-TPNG/STRDRV/42MM | Trauma | EA
02.231.244 | 10886982062147 | 5.0MM VARIABLE ANGLE LOCKNG SCREW/SLF-TPNG/STRDRV/44MM | Trauma | EA
02.231.246 | 10886982062154 | 5.0MM VARIABLE ANGLE LOCKNG SCREW/SLF-TPNG/STRDRV/46MM | Trauma | EA
02.231.248 | 10886982062161 | 5.0MM VARIABLE ANGLE LOCKNG SCREW/SLF-TPNG/STRDRV/48MM | Trauma | EA
02.231.250 | 10886982062178 | 5.0MM VARIABLE ANGLE LOCKNG SCREW/SLF-TPNG/STRDRV/50MM | Trauma | EA
02.231.255 | 10886982062185 | 5.0MM VARIABLE ANGLE LOCKNG SCREW/SLF-TPNG/STRDRV/55MM | Trauma | EA
02.231.260 | 10886982062192 | 5.0MM VARIABLE ANGLE LOCKNG SCREW/SLF-TPNG/STRDRV/60MM | Trauma | EA
02.231.265 | 10886982062208 | 5.0MM VARIABLE ANGLE LOCKNG SCREW/SLF-TPNG/STRDRV/65MM | Trauma | EA
02.231.270 | 10886982062215 | 5.0MM VARIABLE ANGLE LOCKNG SCREW/SLF-TPNG/STRDRV/70MM | Trauma | EA
02.231.275 | 10886982062222 | 5.0MM VARIABLE ANGLE LOCKNG SCREW/SLF-TPNG/STRDRV/75MM | Trauma | EA
02.231.280 | 10886982062239 | 5.0MM VARIABLE ANGLE LOCKNG SCREW/SLF-TPNG/STRDRV/80MM | Trauma | EA
02.231.285 | 10886982062246 | 5.0MM VARIABLE ANGLE LOCKNG SCREW/SLF-TPNG/STRDRV/85MM | Trauma | EA
02.231.290 | 10886982062253 | 5.0MM VARIABLE ANGLE LOCKNG SCREW/SLF-TPNG/STRDRV/90MM | Trauma | EA
690.480 | 10886982254016 | CARRY CASE F/TI TROCHANTERIC FIXATION NAIL SCREWS | Trauma | EA
04.124.030S | 10886982110503 | TI LCP DISTAL FEMUR PLATE 15 HOLE/356MM RIGHT-STERILE | Trauma | EA
04.124.031S | 10886982110510 | TI LCP DISTAL FEMUR PLATE 15 HOLE/356MM LEFT-STERILE | Trauma | EA
04.124.034S | 10886982110527 | TI LCP DISTAL FEMUR PLATE 17 HOLE/396MM RIGHT-STERILE | Trauma | EA
04.124.035S | 10886982110534 | TI LCP DISTAL FEMUR PLATE 17 HOLE/396MM LEFT-STERILE | Trauma | EA
04.124.038S | 10886982110541 | TI LCP DISTAL FEMUR PLATE 19 HOLE/436MM RIGHT-STERILE | Trauma | EA
04.124.039S | 10886982110558 | TI LCP DISTAL FEMUR PLATE 19 HOLE/436MM LEFT-STERILE | Trauma | EA
02.124.030S | 10886982042392 | LCP DISTAL FEMUR PLATE 15 HOLE/356MM RIGHT-STERILE | Trauma | EA
02.124.031S | 10886982042408 | LCP DISTAL FEMUR PLATE 15 HOLE/356MM LEFT-STERILE | Trauma | EA
02.124.034S | 10886982042415 | LCP DISTAL FEMUR PLATE 17 HOLE/396MM RIGHT-STERILE | Trauma | EA
02.124.035S | 10886982042422 | LCP DISTAL FEMUR PLATE 17 HOLE/396MM LEFT-STERILE | Trauma | EA
02.124.038S | 10886982042439 | LCP DISTAL FEMUR PLATE 19 HOLE/436MM RIGHT-STERILE | Trauma | EA
02.124.039S | 10886982042446 | LCP DISTAL FEMUR PLATE 19 HOLE/436MM LEFT-STERILE | Trauma | EA
SD357.044 | 10886982005960 | DRIVING CAP BODY/FOR RADIOLUCENT INSERTION HANDLE | Trauma | EA
SD357.045 | 10886982005977 | THUMB SCREW/FOR RADIOLUCENT INSERTION HANDLE | Trauma | EA
SD357.042 | 10886982005946 | RADIOLUCENT INSERTION HANDLE FOR TFN | Trauma | EA
SD357.043 | 10886982005953 | CANNULATED CONNECTING SCREW | Trauma | EA
60.111.307 | 10886982242976 | INSTR/IMPL MODULE FOR 2.4MM VAL INTERCARPAL FUSION PLATE | Trauma | EA
03.111.032 | 10886982072306 | 15MM REAMER W/STOP F/2.4MM VAL INTERCARPAL FUSION PLATE | Trauma | EA
03.111.033 | 10886982072313 | 17MM REAMER W/STOP F/2.4MM VAL INTERCARPAL FUSION PLATE | Trauma | EA
03.111.034 | 10886982072320 | 15MM POSITIONING AID F/2.4MM VAL INTERCARPAL FUSION PLATE | Trauma | EA
03.111.035 | 10886982072337 | 17MM POSITIONING AID F/2.4MM VAL INTERCARPAL FUSION PLATE | Trauma | EA
SD360.249 | 10886982006479 | T-HANDLE WITH QC FOR IM REDUCTION TOOLS | Trauma | EA
SD360.247 | 10886982006455 | IM REDUCTION TOOL WITH QC/STRAIGHT | Trauma | EA
SD360.248 | 10886982006462 | IM REDUCTION TOOL WITH QC/CURVED | Trauma | EA
03.111.042 | 10886982072405 | 15MM REDUCTION REAMING GUIDE F/VAL INTERCARPAL FUSION PL | Trauma | EA
03.111.040 | 10886982072382 | PLATE HOLDER F/2.4MM VAL INTERCARPAL FUSION PLATE | Trauma | EA
04.111.300 | 10886982101501 | 2.4MM TI VAL INTERCARPAL FUSION PLATE/6 HOLE/15MM | Trauma | EA
04.111.301 | 10886982101525 | 2.4MM TI VAL INTERCARPAL FUSION PLATE/7 HOLE/17MM | Trauma | EA
02.111.300 | 10886982031587 | 2.4MM VAL INTERCARPAL FUSION PLATE/6 HOLE/15MM | Trauma | EA
02.111.301 | 10886982031600 | 2.4MM VAL INTERCARPAL FUSION PLATE/7 HOLE/17MM | Trauma | EA
02.111.304.01 | 10886982031624 | 1.25MM KIRSCHNER WIRE WITH TROCAR TIP/80MM | Trauma | EA
02.111.304.10 | 20886982031645 | 1.25MM KIRSCHNER WIRE WITH TROCAR TIP/80MM | Trauma | TP
02.111.300S | 10886982031594 | 2.4MM VAL INTERCARPAL FUSION PLATE/6 HOLE/15MM-STERILE | Trauma | EA
02.111.301S | 10886982031617 | 2.4MM VAL INTERCARPAL FUSION PLATE/7 HOLE/17MM - STERILE | Trauma | EA
04.111.300S | 10886982101518 | 2.4MM TI VAL INTERCARPAL FUSION PLATE/6 HOLE/15MM-STER | Trauma | EA
04.111.301S | 10886982101532 | 2.4MM TI VAL INTERCARPAL FUSION PLATE/7 HOLE/17MM-STER | Trauma | EA
68.001.605 | 10886982251480 | WASHING MACHINE BASKET F/2 TRS HANDPIECES/FULL SIZE | Trauma | EA
60.111.476 | 10886982243126 | MODULE FOR 2.4MM VA-LCP DORSAL DISTAL RADIUS PLATES | Trauma | EA
60.111.477 | 10886982243133 | MODULE LID FOR 2.4MM VA-LCP DORSAL DISTAL RADIUS PLATES | Trauma | EA
03.010.475 | 10886982068965 | DRIVING CAP | Trauma | EA
02.115.630 | 10886982035462 | 2.4MM VA-LCP DRSL DRP/INTMD CLMN/+90Â°/2H HD/3H SHAFT | Trauma | EA
02.115.631 | 10886982035486 | 2.4MM VA-LCP DRSL DRP/INTMD CLMN/-90Â°/2H HD/3H SHAFT | Trauma | EA
02.115.640 | 10886982035509 | 2.4MM VA-LCP DRSL DRP/INTMD CLMN/+90Â°/2H HD/4H SHAFT | Trauma | EA
02.115.641 | 10886982035523 | 2.4MM VA-LCP DRSL DRP/INTMD CLMN/-90Â°/2H HD/4H SHAFT | Trauma | EA
02.115.630S | 10886982035479 | 2.4MM VA-LCP DRSL DRP/INTMD CLMN/+90Â°/2H HD/3H SHAFT-STER | Trauma | EA
02.115.631S | 10886982035493 | 2.4MM VA-LCP DRSL DRP/INTMD CLMN/-90Â°/2H HD/3H SHAFT-STER | Trauma | EA
02.115.640S | 10886982035516 | 2.4MM VA-LCP DRSL DRP/INTMD CLMN/+90Â°/2H HD/4H SHAFT-STER | Trauma | EA
02.115.641S | 10886982035530 | 2.4MM VA-LCP DRSL DRP/INTMD CLMN/-90Â°/2H HD/4H SHAFT-STER | Trauma | EA
04.115.630 | 10886982105042 | 2.4MM TI VA-LCP DRSL DRP/INTMD CLMN/+90Â°/2H HD/3H SHAFT | Trauma | EA
04.115.631 | 10886982105066 | 2.4MM TI VA-LCP DRSL DRP/INTMD CLMN/-90Â°/2H HD/3H SHAFT | Trauma | EA
04.115.640 | 10886982105080 | 2.4MM TI VA-LCP DRSL DRP/INTMD CLMN/+90Â°/2H HD/4H SHAFT | Trauma | EA
04.115.641 | 10886982105103 | 2.4MM TI VA-LCP DRSL DRP/INTMD CLMN/-90Â°/2H HD/4H SHAFT | Trauma | EA
04.115.630S | 10886982105059 | 2.4MM TI VA-LCP DRSL DRP/INTMD CLMN/+90Â°/2H HD/3H SHAFT-STER | Trauma | EA
04.115.631S | 10886982105073 | 2.4MM TI VA-LCP DRSL DRP/INTMD CLMN/-90Â°/2H HD/3H SHAFT-STER | Trauma | EA
04.115.640S | 10886982105097 | 2.4MM TI VA-LCP DRSL DRP/INTMD CLMN/+90Â°/2H HD/4H SHAFT-STER | Trauma | EA
04.115.641S | 10886982105110 | 2.4MM TI VA-LCP DRSL DRP/INTMD CLMN/-90Â°/2H HD/4H SHAFT-STER | Trauma | EA
04.115.750S | 10886982105134 | 2.4MM TI VA-LCP VOLAR RIM DSTL RAD PL/6H HD/5H SHFT/RT-STER | Trauma | EA
04.115.751S | 10886982105158 | 2.4MM TI VA-LCP VOLAR RIM DSTL RAD PL/6H HD/5H SHFT/LT-STER | Trauma | EA
SD03.100.025 | 10886982002655 | LOW PROFILE PELVIC CLAMP REVERSED SPEED LOCK | Trauma | EA
SD324.023 | 10886982005229 | KNOB WITH HEX FOR SMALL PUSH/PULL | Trauma | EA
03.311.023 | 10886982077936 | CONNECTING PLATE/90Â° OFFSET 3 HOLE | Trauma | EA
03.311.024 | 10886982077943 | CONNECTING PLATE/90Â° OFFSET 4 HOLE | Trauma | EA
03.311.025 | 10886982077950 | CONNECTING PLATE/90Â° OFFSET 5 HOLE | Trauma | EA
394.796 | 10886982199812 | 11.0MM CARBON FIBER BRIDGING ROD 190MM SHORT | Trauma | EA
394.797 | 10886982199829 | 11.0MM CARBON FIBER BRIDGING ROD 190MM LONG | Trauma | EA
04.115.850S | 10886982105172 | 2.4MM TI VA-LCP VOLAR RIM DSTL RAD PL/7H HD/5H SHFT/RT-STER | Trauma | EA
04.115.851S | 10886982105196 | 2.4MM TI VA-LCP VOLAR RIM DSTL RAD PL/7H HD/5H SHFT/LT-STER | Trauma | EA
02.231.695S | 10886982062956 | 5.0MM CANNULATED VA LOCKING SCREW/95MM-STERILE | Trauma | EA
02.231.700S | 10886982062970 | 5.0MM CANNULATED VA LOCKING SCREW/100MM-STERILE | Trauma | EA
02.231.705S | 10886982062994 | 5.0MM CANNULATED VA LOCKING SCREW/105MM-STERILE | Trauma | EA
02.231.710S | 10886982063014 | 5.0MM CANNULATED VA LOCKING SCREW/110MM-STERILE | Trauma | EA
02.231.008S | 10886982061805 | 5.0MM PERIPR VA LCKNG SCREW SLF-TPNG/STRDRV/8MM-STER | Trauma | EA
02.231.010S | 10886982061829 | 5.0MM PERIPR VA LCKNG SCREW SLF-TPNG/STRDRV/10MM-STER | Trauma | EA
02.231.012S | 10886982061843 | 5.0MM PERIPR VA LCKNG SCREW SLF-TPNG/STRDRV/12MM-STER | Trauma | EA
02.231.014S | 10886982061867 | 5.0MM PERIPR VA LCKNG SCREW SLF-TPNG/STRDRV/14MM-STER | Trauma | EA
02.231.016S | 10886982061881 | 5.0MM PERIPR VA LCKNG SCREW SLF-TPNG/STRDRV/16MM-STER | Trauma | EA
02.231.018S | 10886982061904 | 5.0MM PERIPR VA LCKNG SCREW SLF-TPNG/STRDRV/18MM-STER | Trauma | EA
02.231.295S | 10886982062277 | 5.0MM VA LOCKING SCREW SLF-TPNG/STRDRV/95MM-STER | Trauma | EA
02.231.300S | 10886982062291 | 5.0MM VA LOCKING SCREW SLF-TPNG/STRDRV/100MM-STER | Trauma | EA
02.231.305S | 10886982062314 | 5.0MM VA LOCKING SCREW SLF-TPNG/STRDRV/105MM-STER | Trauma | EA
02.231.310S | 10886982062338 | 5.0MM VA LOCKING SCREW SLF-TPNG/STRDRV/110MM-STER | Trauma | EA
60.116.120 | 10886982244482 | ASSEMBLY CLIP F/SCREW RACK SHELL F/MODULAR GC SYSTEM | Trauma | EA
68.000.119 | 10886982251374 | UNLOCKING TOOL F/SCREW RACK SHELL F/MODULAR GC SYSTEM | Trauma | EA
60.116.215 | 10886982244963 | MODULE BIN F/K-WIRES F/MODULE SHELL F/MODULAR GC SYSTEM | Trauma | EA
SD03.108.001 | 10886982002730 | LONG PEDIATRIC LCP HIP PLATE GUIDING BLOCK FOR 3.5MM SCREWS | Trauma | EA
SD03.108.002 | 10886982002747 | LONG PEDIATRIC LCP HIP PLATE GUIDING BLOCK FOR 5.0MM SCREWS | Trauma | EA
SD329.008 | 10886982005366 | BENDING IRONS FOR 3.5MM PLATES | Trauma | EA
1123 | 10886982137845 | TECHNIQUES AND PRINCIPLES FOR THE OPERATING ROOM | Trauma | EA
05.001.182 | 10886982129550 | SAW ATTACHMENT/90 DEGREE ANGLED FOR EPD AND APD | Trauma | EA
05.001.184 | 10886982129574 | IRRIGATION NOZZLE FOR EPD AND APD FOR USE WITH 05.001.182 | Trauma | EA
05.001.187 | 10886982129604 | BURR ATTACHMENT FOR SED | Trauma | EA
05.001.186 | 10886982129598 | QUICK COUPLING FOR K-WIRES 0.6MM - 3.2MM FOR SED | Trauma | EA
05.001.175 | 10886982129512 | SMALL ELECTRIC DRIVE | Trauma | EA
SD310.972 | 10886982004109 | 4.5MM DRILL BIT WITH CENTERING PIN | Trauma | EA
SD310.973 | 10886982004116 | 4.5MM HOLLOW REAMER WITH CENTERING PIN | Trauma | EA
05.001.183 | 10886982129567 | SAW ATTACHMENT/IN-LINE FOR EPD AND APD | Trauma | EA
05.001.185 | 10886982129581 | IRRIGATION NOZZLE FOR EPD AND APD FOR USE WITH 05.001.183 | Trauma | EA
60.116.522 | 20886982246704 | SCREW TYPE PUSH PIN/CANN VA SPHERICAL F/MODULAR GC SYSTEM | Trauma | P5
60.116.523 | 20886982246711 | SCREW TYPE PUSH PIN/CANN VA LOCKING F/MODULAR GC SYSTEM | Trauma | P5
09.402.018S | 10886982132574 | 18MM COCR RADIAL HEAD STANDARD HEIGHT/11.5MM-STERILE | Trauma | EA
09.402.020S | 10886982132581 | 20MM COCR RADIAL HEAD STANDARD HEIGHT/12.0MM-STERILE | Trauma | EA
09.402.022S | 10886982132598 | 22MM COCR RADIAL HEAD STANDARD HEIGHT/12.5MM-STERILE | Trauma | EA
09.402.024S | 10886982132604 | 24MM COCR RADIAL HEAD STANDARD HEIGHT/13.0MM-STERILE | Trauma | EA
09.402.026S | 10886982132611 | 26MM COCR RADIAL HEAD STANDARD HEIGHT/13.5MM-STERILE | Trauma | EA
60.116.110 | 10886982244413 | 4.0MM LOCKING SCREW RACK BLOCK F/SCR RACK SHELL F/GC SYS | Trauma | EA
60.116.111 | 10886982244420 | 5.0MM PERIPROSTHETIC SCREW RACK BLOCK F/SCR RACK SHELL | Trauma | EA
60.116.112 | 10886982244437 | AUXILARY BLOCK F/SCREW RACK SHELL F/MODULAR GC SYSTEM | Trauma | EA
60.116.525 | 20886982246735 | SCREW TYPE PUSH PIN/VA BUTTRESS F/MODULAR GC SYSTEM | Trauma | P5
D90 | 10886982000514 | SLIDER F/INTER-LOCK SCRWDRVR T25/3.5MM HEX 330MM | Trauma | EA
D91 | 10886982000521 | SLIDER F/INTER-LOCK SCRWDRVR T25/3.5MM HEX 224MM | Trauma | EA
68.001.606 | 10886982251497 | WASHING BASKET/FULL SIZE 1/1 FOR TRAUMA RECON SYSTEM | Trauma | EA
SD329.104 | 10886982005403 | FOOT/ANKLE MODEL | Trauma | EA
05.001.231 | 10886982130143 | LID FOR HANDPIECE/MODULAR FOR TRAUMA RECON SYSTEM | Trauma | EA
VP1220.05 | 10886982008442 | 2.7MM RECONSTRUCTION PLATE 5 HOLES/40MM | Trauma | EA
03.118.002 | 10886982073310 | LARGE COMPRESSION FORCEPS WITH SPEED LOCK | Trauma | EA
03.118.003 | 10886982073327 | LARGE DISTRACTION FORCEPS WITH SPEED LOCK | Trauma | EA
03.118.004 | 10886982073334 | 3.5MM COMPRESSION/DISTRACTION POST/FOR LOCKING HOLE | Trauma | EA
03.118.005 | 10886982073341 | 3.5MM COMPRESSION/DISTRACTION POST/FOR VA-LOCKING HOLE | Trauma | EA
03.118.006 | 10886982073358 | 2.7MM COMPRESSION/DISTRACTION POST/FOR LOCKING HOLE | Trauma | EA
03.118.007 | 10886982073365 | PERCUTANEOUS DEPTH GAUGE FOR 2.7MM SCREWS | Trauma | EA
03.118.008 | 10886982073372 | 2.7MM COMPRESSION/DISTRACTION POST/FOR VA-LOCKING HOLE | Trauma | EA
03.118.110 | 10886982073679 | PERIARTIC REDUCTION FORCEPS 6.5MM BALL & POINTED TIP/MED | Trauma | EA
03.118.111 | 10886982073686 | SILICONE HANDLE/QUICK COUPLING W/ ROTATING CAP | Trauma | EA
03.118.001 | 10886982073303 | PERIARTIC REDUCTION FORCEPS 6.5MM BALL & POINTED TIP/SM | Trauma | EA
03.118.100 | 10886982073617 | GUIDE BLOCK FOR 2.7/3.5MM VA-LCP MEDL DSTL TIBIA PL/RT | Trauma | EA
03.118.101 | 10886982073624 | GUIDE BLOCK FOR 2.7/3.5MM VA-LCP MEDL DSTL TIBIA PL/LT | Trauma | EA
03.118.102 | 10886982073631 | GUIDE BLOCK FOR 2.7/3.5MM VA-LCP ANTLAT DSTL TIB PL/RT | Trauma | EA
03.118.103 | 10886982073648 | GUIDE BLOCK FOR 2.7/3.5MM VA-LCP ANTLAT DSTL TIB PL/LT | Trauma | EA
03.118.106 | 10886982073655 | GUIDE BLOCK FOR 2.7MM VA-LCP LATERAL DISTAL FIBULA PL/RT | Trauma | EA
03.118.107 | 10886982073662 | GUIDE BLOCK FOR 2.7MM VA-LCP LATERAL DISTAL FIBULA PL/LT | Trauma | EA
690.511.10 | 10886982254238 | SM FRAGMENT PLATE GRAPHIC CASE - NO TRAYS | Trauma | EA
690.511.11 | 10886982254245 | SMALL FRAGMENT PLATE GRAPHIC CASE - LID ONLY | Trauma | EA
690.511.20 | 10886982254252 | 3.5MM BROAD PLATE TRAY FOR SM FRAGMENT PLATE GRAPHIC CASE | Trauma | EA
690.511.30 | 10886982254269 | 2.7MM AND 3.5MM PLATE TRAY FOR SM FRAGMENT PLATE GRAPHIC CASE | Trauma | EA
690.591.10 | 10886982254849 | SM FRAGMENT INSTR GRAPHIC CASE NO TRAYS | Trauma | EA
690.591.11 | 10886982254856 | SM FRAGMENT INSTR GRAPHIC CASE LID ONLY | Trauma | EA
690.591.20 | 10886982254863 | INSTRUMENT TRAY 1 F/ SM FRAGMENT INSTR GRAPHIC CASE | Trauma | EA
690.591.30 | 10886982254870 | INSTRUMENT TRAY 2 F/ SM FRAGMENT INSTR GRAPHIC CASE | Trauma | EA
690.591.40 | 10886982254887 | INSTRUMENT TRAY 3 F/ SM FRAGMENT INSTR GRAPHIC CASE | Trauma | EA
690.521.10 | 10886982254337 | MINI FRAGMENT INSTR GRAPHIC CASE - NO TRAYS | Trauma | EA
690.521.11 | 10886982254344 | MINI FRAGMENT INSTR GRAPHIC CASE - LID ONLY | Trauma | EA
690.521.20 | 10886982254351 | INSTRUMENT TRAY 1 F/ MINI FRAGMENT INSTR GRAPHIC CASE | Trauma | EA
690.521.30 | 10886982254368 | INSTRUMENT TRAY 2 F/ MINI FRAGMENT INSTR GRAPHIC CASE | Trauma | EA
690.521.40 | 10886982254375 | INSTRUMENT TRAY 3 F/ MINI FRAGMENT INSTR GRAPHIC CASE | Trauma | EA
690.516.20 | 10886982254290 | AUXILIARY TRAY FOR USE WITH GRAPHIC CASES | Trauma | EA
SD357.379 | 10886982006066 | DRIVER FOR POWER ADAPTER | Trauma | EA
SD357.377 | 10886982006042 | HELICAL BLADE COUPLING SCREW FOR POWER ADAPTER | Trauma | EA
SD357.378 | 10886982006059 | TROCHANTERIC FIXATION NAIL SCREW POWER INSERTER/EXTRACTOR | Trauma | EA
SD357.380 | 10886982006073 | T-HANDLE FOR POWER ADAPTER | Trauma | EA
690.531.10 | 10886982254436 | K-WIRE TRAY 0.6MM - 3.0MM FOR USE WITH GRAPHIC CASES | Trauma | EA
02.107.002 | 10886982029225 | 2.7MM/3.5MM VA-LCP PROXIMAL OLECRANON PL 2H/RT/73MM | Trauma | EA
02.107.102 | 10886982029249 | 2.7MM/3.5MM VA-LCP PROXIMAL OLECRANON PL 2H/LT/73MM | Trauma | EA
04.107.002 | 10886982099761 | 2.7MM/3.5MM TI VA-LCP PROXIMAL OLECRANON PL 2H/RT/73MM | Trauma | EA
04.107.102 | 10886982099785 | 2.7MM/3.5MM TI VA-LCP PROXIMAL OLECRANON PL 2H/LT/73MM | Trauma | EA
04.107.002S | 10886982099778 | 2.7MM/3.5MM TI VA-LCP PROXIMAL OLECRANON PL 2H/RT/73MM-STER | Trauma | EA
02.107.002S | 10886982029232 | 2.7MM/3.5MM VA-LCP PROXIMAL OLECRANON PL 2H/RT/73MM-STER | Trauma | EA
02.107.102S | 10886982029256 | 2.7MM/3.5MM VA-LCP PROXIMAL OLECRANON PL 2H/LT/73MM-STER | Trauma | EA
04.107.102S | 10886982099792 | 2.7MM/3.5MM TI VA-LCP PROXIMAL OLECRANON PL 2H/LT/73MM-STER | Trauma | EA
03.108.040 | 10886982071798 | K-WIRE ADAPTOR FOR 2.8MM K-WIRES | Trauma | EA
60.111.488 | 10886982243232 | LABEL SHEET F/ 2.4MM VOLAR RIM DISTAL RADIUS PLATE MODULE | Trauma | EA
02.117.801 | 10886982037381 | 2.7MM/3.5MM VA-LCP LAT DISTAL HUMERUS PL 1H/RT/69MM-SHORT | Trauma | EA
02.107.406S | 10886982029416 | 2.7MM/3.5MM VA-LCP X-ARTICLR PROX ULNA PL 6H/RT/131MM-STER | Trauma | EA
02.107.506S | 10886982029492 | 2.7MM/3.5MM VA-LCP X-ARTICLR PROX ULNA PL/6H/LT/131MM-STER | Trauma | EA
02.107.408S | 10886982029430 | 2.7MM/3.5MM VA-LCP X-ARTICLR PROX ULNA PL 8H/RT/157MM-STER | Trauma | EA
02.107.508S | 10886982029515 | 2.7MM/3.5MM VA-LCP X-ARTICLR PROX ULNA PL 8H/LT/157MM-STER | Trauma | EA
02.107.410S | 10886982029454 | 2.7MM/3.5MM VA-LCP X-ARTICLR PROX ULNA PL 10H/RT/184MM-STER | Trauma | EA
02.107.406 | 10886982029409 | 2.7MM/3.5MM VA-LCP X-ARTICLR PROXIMAL ULNA PL 6H/RT/131MM | Trauma | EA
02.107.510S | 10886982029539 | 2.7MM/3.5MM VA-LCP X-ARTICLR PROX ULNA PL 10H/LT/184MM-STER | Trauma | EA
02.107.412S | 10886982029478 | 2.7MM/3.5MM VA-LCP X-ARTICLR PROX ULNA PL 12H/RT/211MM-STER | Trauma | EA
02.107.512S | 10886982029553 | 2.7MM/3.5MM VA-LCP X-ARTICLR PROX ULNA PL 12H/LT/211MM-STER | Trauma | EA
02.117.901 | 10886982037480 | 2.7MM/3.5MM VA-LCP LAT DISTAL HUMERUS PL 1H/LT/69MM-SHORT | Trauma | EA
02.107.506 | 10886982029485 | 2.7MM/3.5MM VA-LCP X-ARTICLR PROXIMAL ULNA PL 6H/LT/131MM | Trauma | EA
02.117.802 | 10886982037404 | 2.7MM/3.5MM VA-LCP LAT DISTAL HUMERUS PL 2H/RT/82MM-MED | Trauma | EA
02.117.902 | 10886982037503 | 2.7MM/3.5MM VA-LCP LAT DISTAL HUMERUS PL 2H/LT/82MM-MED | Trauma | EA
02.117.805 | 10886982037428 | 2.7MM/3.5MM VA-LCP LAT DISTAL HUMERUS PL 5H/RT/121MM - LONG | Trauma | EA
02.117.905 | 10886982037527 | 2.7MM/3.5MM VA-LCP LAT DISTAL HUMERUS PL 5H/LT/121MM - LONG | Trauma | EA
02.117.801S | 10886982037398 | 2.7MM/3.5MM VA-LCP LAT DSTL HUM PL 1H/RT/69MM SHRT-STER | Trauma | EA
02.117.807 | 10886982037442 | 2.7MM/3.5MM VA-LCP LAT DISTAL HUMERUS PL 7H/RT/147MM - XLNG | Trauma | EA
02.117.901S | 10886982037497 | 2.7MM/3.5MM VA-LCP LAT DSTL HUM PL 1H/LT/69MM SHRT-STER | Trauma | EA
02.117.907 | 10886982037541 | 2.7MM/3.5MM VA-LCP LAT DISTAL HUMERUS PL 7H/LT/147MM - XLNG | Trauma | EA
02.117.802S | 10886982037411 | 2.7MM/3.5MM VA-LCP LAT DSTL HUM PL 2H/RT/82MM MED-STER | Trauma | EA
02.117.902S | 10886982037510 | 2.7MM/3.5MM VA-LCP LAT DSTL HUM PL 2H/LT/82MM MED-STER | Trauma | EA
02.117.805S | 10886982037435 | 2.7MM/3.5MM VA-LCP LAT DSTL HUM PL 5H/RT/121MM LONG-STER | Trauma | EA
02.117.905S | 10886982037534 | 2.7MM/3.5MM VA-LCP LAT DSTL HUM PL 5H/LT/121MM LONG-STER | Trauma | EA
02.117.807S | 10886982037459 | 2.7MM/3.5MM VA-LCP LAT DSTL HUM PL 7H/RT/147MM XLNG-STER | Trauma | EA
02.117.907S | 10886982037558 | 2.7MM/3.5MM VA-LCP LAT DSTL HUM PL 7H/LT/147MM XLNG-STER | Trauma | EA
02.117.809S | 10886982037466 | 2.7MM/3.5MM VA-LCP LAT DSTL HUM PL 9H/RT/173MM-STER | Trauma | EA
02.117.909S | 10886982037565 | 2.7MM/3.5MM VA-LCP LAT DSTL HUM PL 9H/LT/173MM-STER | Trauma | EA
02.117.811S | 10886982037473 | 2.7MM/3.5MM VA-LCP LAT DSTL HUM PL 11H/RT/199MM-STER | Trauma | EA
02.117.911S | 10886982037572 | 2.7MM/3.5MM VA-LCP LAT DSTL HUM PL 11H/LT/199MM-STER | Trauma | EA
04.117.801S | 10886982106971 | 2.7MM/3.5MM TI VA-LCP LAT DSTL HUM PL 1H/RT/69MM SHRT-STER | Trauma | EA
04.117.901S | 10886982107077 | 2.7MM/3.5MM TI VA-LCP LAT DSTL HUM PL 1H/LT/69MM SHRT-STER | Trauma | EA
04.117.802S | 10886982106995 | 2.7MM/3.5MM TI VA-LCP LAT DSTL HUM PL 2H/RT/82MM MED-STER | Trauma | EA
04.117.902S | 10886982107091 | 2.7MM/3.5MM TI VA-LCP LAT DSTL HUM PL 2H/LT/82MM MED-STER | Trauma | EA
04.117.805S | 10886982107015 | 2.7MM/3.5MM TI VA-LCP LAT DSTL HUM PL 5H/RT/121MM LONG-STER | Trauma | EA
04.117.905S | 10886982107114 | 2.7MM/3.5MM TI VA-LCP LAT DSTL HUM PL 5H/LT/121MM LONG-STER | Trauma | EA
04.117.807S | 10886982107039 | 2.7MM/3.5MM TI VA-LCP LAT DSTL HUM PL 7H/RT/147MM XLNG-STER | Trauma | EA
04.117.907S | 10886982107138 | 2.7MM/3.5MM TI VA-LCP LAT DSTL HUM PL 7H/LT/147MM XLNG-STER | Trauma | EA
04.117.809S | 10886982107046 | 2.7MM/3.5MM TI VA-LCP LAT DSTL HUM PL 9H/RT/173MM-STER | Trauma | EA
04.117.909S | 10886982107145 | 2.7MM/3.5MM TI VA-LCP LAT DSTL HUM PL 9H/LT/173MM-STER | Trauma | EA
04.117.811S | 10886982107053 | 2.7MM/3.5MM TI VA-LCP LAT DSTL HUM PL 11H/RT/199MM-STER | Trauma | EA
04.117.911S | 10886982107152 | 2.7MM/3.5MM TI VA-LCP LAT DSTL HUM PL 11H/LT/199MM-STER | Trauma | EA
02.107.408 | 10886982029423 | 2.7MM/3.5MM VA-LCP X-ARTICLR PROXIMAL ULNA PL 8H/RT/157MM | Trauma | EA
02.107.508 | 10886982029508 | 2.7MM/3.5MM VA-LCP X-ARTICLR PROXIMAL ULNA PL 8H/LT/157MM | Trauma | EA
02.107.410 | 10886982029447 | 2.7MM/3.5MM VA-LCP X-ARTICLR PROXIMAL ULNA PL 10H/RT/184MM | Trauma | EA
02.107.510 | 10886982029522 | 2.7MM/3.5MM VA-LCP X-ARTICLR PROXIMAL ULNA PL 10H/LT/184MM | Trauma | EA
02.107.412 | 10886982029461 | 2.7MM/3.5MM VA-LCP X-ARTICLR PROXIMAL ULNA PL 12H/RT/211MM | Trauma | EA
02.107.512 | 10886982029546 | 2.7MM/3.5MM VA-LCP X-ARTICLR PROXIMAL ULNA PL 12H/LT/211MM | Trauma | EA
04.107.406 | 10886982099945 | 2.7/3.5MM TI VA-LCP X-ARTICLR PROXIMAL ULNA PL 6H/RT/131MM | Trauma | EA
04.107.506 | 10886982100023 | 2.7/3.5MM TI VA-LCP X-ARTICLR PROXIMAL ULNA PL 6H/LT/131MM | Trauma | EA
04.107.408 | 10886982099969 | 2.7/3.5MM TI VA-LCP X-ARTICLR PROXIMAL ULNA PL 8H/RT/157MM | Trauma | EA
04.107.508 | 10886982100047 | 2.7/3.5MM TI VA-LCP X-ARTICLR PROXIMAL ULNA PL 8H/LT/157MM | Trauma | EA
04.107.410 | 10886982099983 | 2.7/3.5MM TI VA-LCP X-ARTICLR PROXIMAL ULNA PL 10H/RT/184MM | Trauma | EA
04.107.510 | 10886982100061 | 2.7/3.5MM TI VA-LCP X-ARTICLR PROXIMAL ULNA PL 10H/LT/184MM | Trauma | EA
04.107.412 | 10886982100009 | 2.7/3.5MM TI VA-LCP X-ARTICLR PROXIMAL ULNA PL 12H/RT/211MM | Trauma | EA
04.107.512 | 10886982100085 | 2.7/3.5MM TI VA-LCP X-ARTICLR PROXIMAL ULNA PL 12H/LT/211MM | Trauma | EA
04.107.406S | 10886982099952 | 2.7/3.5MM TI VA-LCP X-ARTICLR PROX ULNA PL 6H/RT/131MM-STER | Trauma | EA
04.107.506S | 10886982100030 | 2.7/3.5MM TI VA-LCP X-ARTICLR PROX ULNA PL/6H/LT/131MM-STER | Trauma | EA
04.107.408S | 10886982099976 | 2.7/3.5MM TI VA-LCP X-ARTICLR PROX ULNA PL 8H/RT/157MM-STER | Trauma | EA
04.107.508S | 10886982100054 | 2.7/3.5MM TI VA-LCP X-ARTICLR PROX ULNA PL 8H/LT/157MM-STER | Trauma | EA
04.107.410S | 10886982099990 | 2.7/3.5MM TI VA-LCP X-ARTICLR PROX ULNA PL 10H/RT/184MM-STER | Trauma | EA
04.107.510S | 10886982100078 | 2.7/3.5MM TI VA-LCP X-ARTICLR PROX ULNA PL 10H/LT/184MM-STER | Trauma | EA
04.107.412S | 10886982100016 | 2.7/3.5MM TI VA-LCP X-ARTICLR PROX ULNA PL 12H/RT/211MM-STER | Trauma | EA
04.107.512S | 10886982100092 | 2.7/3.5MM TI VA-LCP X-ARTICLR PROX ULNA PL 12H/LT/211MM-STER | Trauma | EA
02.107.202 | 10886982029263 | 2.7MM/3.5MM VA-LCP OLECRANON PL 2H/RT/90MM | Trauma | EA
02.107.302 | 10886982029331 | 2.7MM/3.5MM VA-LCP OLECRANON PL 2H/LT/90MM | Trauma | EA
02.107.204 | 10886982029287 | 2.7MM/3.5MM VA-LCP OLECRANON PL 4H/RT/116MM | Trauma | EA
02.107.304 | 10886982029355 | 2.7MM/3.5MM VA-LCP OLECRANON PL 4H/LT/116MM | Trauma | EA
02.107.206 | 10886982029300 | 2.7MM/3.5MM VA-LCP OLECRANON PL 6H/RT/142MM | Trauma | EA
02.107.306 | 10886982029379 | 2.7MM/3.5MM VA-LCP OLECRANON PL 6H/LT/142MM | Trauma | EA
04.107.202 | 10886982099808 | 2.7MM/3.5MM TI VA-LCP OLECRANON PL 2H/RT/90MM | Trauma | EA
04.107.302 | 10886982099877 | 2.7MM/3.5MM TI VA-LCP OLECRANON PL 2H/LT/90MM | Trauma | EA
04.107.204 | 10886982099822 | 2.7MM/3.5MM TI VA-LCP OLECRANON PL 4H/RT/116MM | Trauma | EA
04.107.304 | 10886982099891 | 2.7MM/3.5MM TI VA-LCP OLECRANON PL 4H/LT/116MM | Trauma | EA
04.107.206 | 10886982099846 | 2.7MM/3.5MM TI VA-LCP OLECRANON PL 6H/RT/142MM | Trauma | EA
04.107.306 | 10886982099914 | 2.7MM/3.5MM TI VA-LCP OLECRANON PL 6H/LT/142MM | Trauma | EA
04.117.801 | 10886982106964 | 2.7MM/3.5MM TI VA-LCP LAT DSTL HUMERUS PL 1H/RT/69MM-SHORT | Trauma | EA
04.107.202S | 10886982099815 | 2.7MM/3.5MM TI VA-LCP OLECRANON PL 2H/RT/90MM-STER | Trauma | EA
04.107.302S | 10886982099884 | 2.7MM/3.5MM TI VA-LCP OLECRANON PL 2H/LT/90MM-STER | Trauma | EA
04.107.204S | 10886982099839 | 2.7MM/3.5MM TI VA-LCP OLECRANON PL 4H/RT/116MM-STER | Trauma | EA
04.107.304S | 10886982099907 | 2.7MM/3.5MM TI VA-LCP OLECRANON PL 4H/LT/116MM-STER | Trauma | EA
04.107.206S | 10886982099853 | 2.7MM/3.5MM TI VA-LCP OLECRANON PL 6H/RT/142MM-STER | Trauma | EA
04.107.306S | 10886982099921 | 2.7MM/3.5MM TI VA-LCP OLECRANON PL 6H/LT/142MM-STER | Trauma | EA
04.107.208S | 10886982099860 | 2.7MM/3.5MM TI VA-LCP OLECRANON PL 8H/RT/169MM-STER | Trauma | EA
04.117.901 | 10886982107060 | 2.7MM/3.5MM TI VA-LCP LAT DSTL HUMERUS PL 1H/LT/69MM-SHORT | Trauma | EA
04.107.308S | 10886982099938 | 2.7MM/3.5MM TI VA-LCP OLECRANON PL 8H/LT/169MM-STER | Trauma | EA
04.117.802 | 10886982106988 | 2.7MM/3.5MM TI VA-LCP LAT DSTL HUMERUS PL 2H/RT/82MM-MED | Trauma | EA
04.117.902 | 10886982107084 | 2.7MM/3.5MM TI VA-LCP LAT DSTL HUMERUS PL 2H/LT/82MM-MED | Trauma | EA
04.117.805 | 10886982107008 | 2.7MM/3.5MM TI VA-LCP LAT DSTL HUMERUS PL 5H/RT/121MM-LONG | Trauma | EA
04.117.905 | 10886982107107 | 2.7MM/3.5MM TI VA-LCP LAT DSTL HUMERUS PL 5H/LT/121MM-LONG | Trauma | EA
04.117.807 | 10886982107022 | 2.7MM/3.5MM TI VA-LCP LAT DSTL HUMERUS PL 7H/RT/147MM-XLONG | Trauma | EA
04.117.907 | 10886982107121 | 2.7MM/3.5MM TI VA-LCP LAT DSTL HUMERUS PL 7H/LT/147MM-XLONG | Trauma | EA
02.107.202S | 10886982029270 | 2.7MM/3.5MM VA-LCP OLECRANON PL 2H/RT/90MM-STER | Trauma | EA
02.107.302S | 10886982029348 | 2.7MM/3.5MM VA-LCP OLECRANON PL 2H/LT/90MM-STER | Trauma | EA
02.107.204S | 10886982029294 | 2.7MM/3.5MM VA-LCP OLECRANON PL 4H/RT/116MM-STER | Trauma | EA
02.107.304S | 10886982029362 | 2.7MM/3.5MM VA-LCP OLECRANON PL 4H/LT/116MM-STER | Trauma | EA
02.107.206S | 10886982029317 | 2.7MM/3.5MM VA-LCP OLECRANON PL 6H/RT/142MM-STER | Trauma | EA
02.107.306S | 10886982029386 | 2.7MM/3.5MM VA-LCP OLECRANON PL 6H/LT/142MM-STER | Trauma | EA
02.107.208S | 10886982029324 | 2.7MM/3.5MM VA-LCP OLECRANON PL 8H/RT/169MM-STER | Trauma | EA
02.107.308S | 10886982029393 | 2.7MM/3.5MM VA-LCP OLECRANON PL 8H/LT/169MM-STER | Trauma | EA
03.117.998 | 10886982073297 | STRAIGHT/CURVED POINTED REDUCTION FORCEPS | Trauma | EA
SD314.051 | 10886982004642 | 4.0MM HEXAGONAL SCREWDRIVER CANNULATED/220MM LONG | Trauma | EA
SD310.450 | 10886982004000 | Ã4.8MM DRILL BIT 145MM LONG | Trauma | EA
04.206.010 | 10886982116581 | 3.5MM TI CRTX SCR/LOW PROF HD SELF-TAPPING/HEXDRIVE/10MM | Trauma | EA
04.206.012 | 10886982116604 | 3.5MM TI CRTX SCR/LOW PROF HD SELF-TAPPING/HEXDRIVE/12MM | Trauma | EA
04.206.014 | 10886982116628 | 3.5MM TI CRTX SCR/LOW PROF HD SELF-TAPPING/HEXDRIVE/14MM | Trauma | EA
04.206.016 | 10886982116642 | 3.5MM TI CRTX SCR/LOW PROF HD SELF-TAPPING/HEXDRIVE/16MM | Trauma | EA
04.206.018 | 10886982116666 | 3.5MM TI CRTX SCR/LOW PROF HD SELF-TAPPING/HEXDRIVE/18MM | Trauma | EA
04.206.020 | 10886982116680 | 3.5MM TI CRTX SCR/LOW PROF HD SELF-TAPPING/HEXDRIVE/20MM | Trauma | EA
04.206.022 | 10886982116703 | 3.5MM TI CRTX SCR/LOW PROF HD SELF-TAPPING/HEXDRIVE/22MM | Trauma | EA
04.206.024 | 10886982116727 | 3.5MM TI CRTX SCR/LOW PROF HD SELF-TAPPING/HEXDRIVE/24MM | Trauma | EA
04.206.026 | 10886982116741 | 3.5MM TI CRTX SCR/LOW PROF HD SELF-TAPPING/HEXDRIVE/26MM | Trauma | EA
04.206.028 | 10886982116765 | 3.5MM TI CRTX SCR/LOW PROF HD SELF-TAPPING/HEXDRIVE/28MM | Trauma | EA
04.206.030 | 10886982116789 | 3.5MM TI CRTX SCR/LOW PROF HD SELF-TAPPING/HEXDRIVE/30MM | Trauma | EA
04.206.032 | 10886982116802 | 3.5MM TI CRTX SCR/LOW PROF HD SELF-TAPPING/HEXDRIVE/32MM | Trauma | EA
04.206.034 | 10886982116826 | 3.5MM TI CRTX SCR/LOW PROF HD SELF-TAPPING/HEXDRIVE/34MM | Trauma | EA
04.206.036 | 10886982116840 | 3.5MM TI CRTX SCR/LOW PROF HD SELF-TAPPING/HEXDRIVE/36MM | Trauma | EA
SD398.227 | 10886982006806 | 50MM OFFSET PERIARTICULAR REDUCTION FORCEPS/MEDIUM | Trauma | EA
03.019.038 | 10886982069757 | COMPRESSION SCREW FOR MULTILOC HUMERAL NAIL | Trauma | EA
690.704 | 10886982254948 | 2.4MM/3.0MM SCREW BLOCK F/SCREW MODULE SHELL | Trauma | EA
690.706 | 10886982254962 | SCREW MODULE AUXILIARY BIN 1/3 LGTH F/MODULAR GC SYSTEM | Trauma | EA
690.705 | 10886982254955 | LABEL PACK F/VET SCREWS F/MODULAR GC SYSTEM | Trauma | EA
60.111.902 | 10886982243249 | PLATE BLOCK F/2.7MM LCP ULNA OSTEOTOMY SYSTEM | Trauma | EA
60.111.905 | 10886982243270 | LABEL PACK F/2.7MM LCP ULNA OSTEOTOMY SYSTEM | Trauma | EA
60.116.305 | 20886982245004 | LENGTH MARKER PUSH PIN/5MM FOR MODULAR GRAPHIC CASE SYS | Trauma | P5
60.116.537 | 20886982246773 | SCREW TYPE PUSH PIN/2.4MM LOCKING FOR MODULAR GC SYSTEM | Trauma | P5
60.116.538 | 20886982246780 | SCREW TYPE PUSH PIN/3.0MM LOCKING FOR MODULAR GC SYSTEM | Trauma | P5
60.116.539 | 20886982246797 | SCREW TYPE PUSH PIN/2.4MM CORTEX FOR MODULAR GC SYSTEM | Trauma | P5
04.206.210 | 10886982117427 | 3.5MM TI CRTX SCR/LOW PROF HD SELF-TAPPING/STARDRIVE/10MM | Trauma | EA
04.206.212 | 10886982117441 | 3.5MM TI CRTX SCR/LOW PROF HD SELF-TAPPING/STARDRIVE/12MM | Trauma | EA
04.206.214 | 10886982117465 | 3.5MM TI CRTX SCR/LOW PROF HD SELF-TAPPING/STARDRIVE/14MM | Trauma | EA
04.206.216 | 10886982117489 | 3.5MM TI CRTX SCR/LOW PROF HD SELF-TAPPING/STARDRIVE/16MM | Trauma | EA
04.206.218 | 10886982117502 | 3.5MM TI CRTX SCR/LOW PROF HD SELF-TAPPING/STARDRIVE/18MM | Trauma | EA
04.206.220 | 10886982117526 | 3.5MM TI CRTX SCR/LOW PROF HD SELF-TAPPING/STARDRIVE/20MM | Trauma | EA
04.206.222 | 10886982117540 | 3.5MM TI CRTX SCR/LOW PROF HD SELF-TAPPING/STARDRIVE/22MM | Trauma | EA
04.206.224 | 10886982117564 | 3.5MM TI CRTX SCR/LOW PROF HD SELF-TAPPING/STARDRIVE/24MM | Trauma | EA
04.206.226 | 10886982117588 | 3.5MM TI CRTX SCR/LOW PROF HD SELF-TAPPING/STARDRIVE/26MM | Trauma | EA
04.206.228 | 10886982117601 | 3.5MM TI CRTX SCR/LOW PROF HD SELF-TAPPING/STARDRIVE/28MM | Trauma | EA
04.206.230 | 10886982117625 | 3.5MM TI CRTX SCR/LOW PROF HD SELF-TAPPING/STARDRIVE/30MM | Trauma | EA
04.206.232 | 10886982117649 | 3.5MM TI CRTX SCR/LOW PROF HD SELF-TAPPING/STARDRIVE/32MM | Trauma | EA
04.206.234 | 10886982117663 | 3.5MM TI CRTX SCR/LOW PROF HD SELF-TAPPING/STARDRIVE/34MM | Trauma | EA
04.206.236 | 10886982117687 | 3.5MM TI CRTX SCR/LOW PROF HD SELF-TAPPING/STARDRIVE/36MM | Trauma | EA
04.206.038 | 10886982116864 | 3.5MM TI CRTX SCR/LOW PROF HD SELF-TAPPING/HEXDRIVE/38MM | Trauma | EA
04.206.040 | 10886982116888 | 3.5MM TI CRTX SCR/LOW PROF HD SELF-TAPPING/HEXDRIVE/40MM | Trauma | EA
04.206.042 | 10886982116901 | 3.5MM TI CRTX SCR/LOW PROF HD SELF-TAPPING/HEXDRIVE/42MM | Trauma | EA
04.206.044 | 10886982116925 | 3.5MM TI CRTX SCR/LOW PROF HD SELF-TAPPING/HEXDRIVE/44MM | Trauma | EA
04.206.045 | 10886982116949 | 3.5MM TI CRTX SCR/LOW PROF HD SELF-TAPPING/HEXDRIVE/45MM | Trauma | EA
04.206.046 | 10886982116963 | 3.5MM TI CRTX SCR/LOW PROF HD SELF-TAPPING/HEXDRIVE/46MM | Trauma | EA
04.206.048 | 10886982116987 | 3.5MM TI CRTX SCR/LOW PROF HD SELF-TAPPING/HEXDRIVE/48MM | Trauma | EA
04.206.050 | 10886982117007 | 3.5MM TI CRTX SCR/LOW PROF HD SELF-TAPPING/HEXDRIVE/50MM | Trauma | EA
04.206.052 | 10886982117021 | 3.5MM TI CRTX SCR/LOW PROF HD SELF-TAPPING/HEXDRIVE/52MM | Trauma | EA
04.206.054 | 10886982117045 | 3.5MM TI CRTX SCR/LOW PROF HD SELF-TAPPING/HEXDRIVE/54MM | Trauma | EA
04.206.055 | 10886982117069 | 3.5MM TI CRTX SCR/LOW PROF HD SELF-TAPPING/HEXDRIVE/55MM | Trauma | EA
04.206.056 | 10886982117083 | 3.5MM TI CRTX SCR/LOW PROF HD SELF-TAPPING/HEXDRIVE/56MM | Trauma | EA
04.206.058 | 10886982117106 | 3.5MM TI CRTX SCR/LOW PROF HD SELF-TAPPING/HEXDRIVE/58MM | Trauma | EA
04.206.060 | 10886982117120 | 3.5MM TI CRTX SCR/LOW PROF HD SELF-TAPPING/HEXDRIVE/60MM | Trauma | EA
04.206.240 | 10886982117724 | 3.5MM TI CRTX SCR/LOW PROF HD SELF-TAPPING/STARDRIVE/40MM | Trauma | EA
04.206.242 | 10886982117748 | 3.5MM TI CRTX SCR/LOW PROF HD SELF-TAPPING/STARDRIVE/42MM | Trauma | EA
04.206.244 | 10886982117762 | 3.5MM TI CRTX SCR/LOW PROF HD SELF-TAPPING/STARDRIVE/44MM | Trauma | EA
04.206.245 | 10886982117786 | 3.5MM TI CRTX SCR/LOW PROF HD SELF-TAPPING/STARDRIVE/45MM | Trauma | EA
04.206.246 | 10886982117809 | 3.5MM TI CRTX SCR/LOW PROF HD SELF-TAPPING/STARDRIVE/46MM | Trauma | EA
04.206.248 | 10886982117823 | 3.5MM TI CRTX SCR/LOW PROF HD SELF-TAPPING/STARDRIVE/48MM | Trauma | EA
04.206.250 | 10886982117847 | 3.5MM TI CRTX SCR/LOW PROF HD SELF-TAPPING/STARDRIVE/50MM | Trauma | EA
04.206.252 | 10886982117861 | 3.5MM TI CRTX SCR/LOW PROF HD SELF-TAPPING/STARDRIVE/52MM | Trauma | EA
04.206.254 | 10886982117885 | 3.5MM TI CRTX SCR/LOW PROF HD SELF-TAPPING/STARDRIVE/54MM | Trauma | EA
04.206.255 | 10886982117908 | 3.5MM TI CRTX SCR/LOW PROF HD SELF-TAPPING/STARDRIVE/55MM | Trauma | EA
04.206.256 | 10886982117922 | 3.5MM TI CRTX SCR/LOW PROF HD SELF-TAPPING/STARDRIVE/56MM | Trauma | EA
04.206.258 | 10886982117946 | 3.5MM TI CRTX SCR/LOW PROF HD SELF-TAPPING/STARDRIVE/58MM | Trauma | EA
04.206.260 | 10886982117960 | 3.5MM TI CRTX SCR/LOW PROF HD SELF-TAPPING/STARDRIVE/60MM | Trauma | EA
04.206.238 | 10886982117700 | 3.5MM TI CRTX SCR/LOW PROF HD SELF-TAPPING/STARDRIVE/38MM | Trauma | EA
SD314.023 | 10886982004598 | CANNULATED 4.0MM HEXAGONAL SCREWDRIVER SHAFT/380MM LONG | Trauma | EA
SD310.632 | 10886982004062 | Ã5.0MM CANNULATED DRILL BIT 200MM LONG | Trauma | EA
60.107.009 | 10886982242419 | LABEL PACK FOR 2.7MM/3.5MM VA- LCP ELBOW SYSTEM | Trauma | EA
68.001.252 | 10886982251381 | VARIO CASE FOR SED SET | Trauma | EA
68.001.253 | 10886982251398 | VARIO ATTACHMENT CASE FOR SED | Trauma | EA
68.001.630 | 10886982251527 | WASHING MACHINE BASKET FOR SMALL ELECTRIC DRIVE | Trauma | EA
SD321.170 | 10886982005120 | 4.5MM PIN WRENCH 200MM | Trauma | EA
SD321.171 | 10886982005137 | 4.5MM PIN WRENCH 250MM | Trauma | EA
SD314.040 | 10886982004628 | 4.0MM HEX SCREW DRIVER SHAFT 150MM LONG | Trauma | EA
SD324.026 | 10886982005243 | 2.8MM PUSH PULL REDUCTION DEVICE/175MM LONG | Trauma | EA
03.010.095 | 10886982067654 | CANNULATED CONNECTING SCREW FOR TIBIA INSERTION HANDLE | Trauma | EA
04.130.255 | 10886982112965 | 1.5MM TI VAL CONDYLAR PLATE 2 HOLES HD-6 HOLES SHAFT | Trauma | EA
04.130.254 | 10886982112941 | 1.5MM TI VAL PHALANGEAL BASE PLATE-2 HOLES HD-6 HOLES SHAFT | Trauma | EA
04.130.253 | 10886982112927 | 1.5MM TI VAL Y-PLATE 3 HOLES HD-7 HOLES SHAFT | Trauma | EA
04.130.252 | 10886982112903 | 1.5MM TI VAL T-PLATE 3 HOLES HD-7 HOLES SHAFT | Trauma | EA
04.130.251 | 10886982112880 | 1.5MM TI VAL STRAIGHT PLATE 12 HOLES | Trauma | EA
04.130.250 | 10886982112866 | 1.5MM TI VAL STRAIGHT PLATE 6 HOLES | Trauma | EA
04.130.256 | 10886982112989 | 1.5MM TI VAL PHALANGEAL HEAD PLATE-RIGHT | Trauma | EA
04.130.257 | 10886982113009 | 1.5MM TI VAL PHALANGEAL HEAD PLATE-LEFT | Trauma | EA
04.130.258 | 10886982113023 | 1.5MM TI VAL STRUT PLATE 8 HOLES-OBLIQUE-RIGHT | Trauma | EA
04.130.259 | 10886982113047 | 1.5MM TI VAL STRUT PLATE 8 HOLES-OBLIQUE-LEFT | Trauma | EA
04.130.260 | 10886982113061 | 1.5MM TI VAL STRUT PLATE 12 HOLES | Trauma | EA
04.130.261 | 10886982113085 | 1.5MM TI VAL WEB PLATE 14 HOLES | Trauma | EA
04.130.262 | 10886982113108 | 1.5MM TI VAL BOX PLATE 4 HOLES | Trauma | EA
04.130.263 | 10886982113122 | 1.5MM TI VAL 1ST METACARPAL PLATE-DORSAL | Trauma | EA
04.130.264 | 10886982113146 | 1.5MM TI VAL 1ST METACARPAL PLATE-LATERAL-RIGHT | Trauma | EA
04.130.265 | 10886982113160 | 1.5MM TI VAL 1ST METACARPAL PLATE-LATERAL-LEFT | Trauma | EA
04.130.266 | 10886982113184 | 1.5MM TI VAL ROTATION CORR PLATE-6 HOLES | Trauma | EA
04.130.267 | 10886982113207 | 1.5MM TI VAL FRACTURE PLATE 6 HOLES | Trauma | EA
04.130.268 | 10886982113221 | 1.5MM TI VAL METACARPAL NECK PLATE | Trauma | EA
03.037.007 | 10886982070241 | 8MM CANNULATED STRAIGHT AWL | Trauma | EA
03.037.005 | 10886982070227 | REAMER PROTECTION TUBE | Trauma | EA
03.037.000 | 10886982070166 | MULTI HOLE WIRE GUIDE | Trauma | EA
03.037.001 | 10886982070173 | 16MM PROTECTION SLEEVE | Trauma | EA
03.037.002 | 10886982070180 | 16MM CANNULATED FLEXIBLE DRILL BIT | Trauma | EA
03.037.003 | 10886982070197 | 16MM CANNULATED DRILL BIT | Trauma | EA
03.037.004 | 10886982070203 | 16MM CANNULATED HOLLOW DRILL BIT | Trauma | EA
03.037.006 | 10886982070234 | RADIOGRAPHIC RULER | Trauma | EA
03.037.100 | 10886982070494 | PERCUTANEOUS MULTI HOLE WIRE GUIDE | Trauma | EA
03.037.101 | 10886982070500 | 16MM PERCUTANEOUS PROTECTION SLEEVE | Trauma | EA
03.037.102 | 10886982070517 | 16MM CANNULATED PERCUTANEOUS FLEXIBLE DRILL BIT | Trauma | EA
03.037.103 | 10886982070524 | 16MM CANNULATED PERCUTANEOUS DRILL BIT | Trauma | EA
03.037.104 | 10886982070531 | 16MM CANN PERCUTANEOUS HOLLOW DRILL BIT | Trauma | EA
03.037.017 | 10886982070333 | BLADE/SCREW GUIDE SLEEVE | Trauma | EA
03.037.018 | 10886982070340 | 3.2MM WIRE GUIDE SLEEVE | Trauma | EA
03.037.019 | 10886982070357 | 3.2MM TROCAR | Trauma | EA
03.037.010 | 10886982070265 | CANNULATED CONNECTING SCREW | Trauma | EA
03.037.011 | 10886982070272 | HYBRID INSERTION HANDLE | Trauma | EA
03.037.012 | 10886982070289 | COMPLETE RADIOLUCENT INSERTION HANDLE | Trauma | EA
03.037.013 | 10886982070296 | 130 DEG AIMING ARM | Trauma | EA
03.037.014 | 10886982070302 | 125 DEG AIMING ARM | Trauma | EA
03.037.016 | 10886982070326 | BUTTRESS/COMPRESSION NUT | Trauma | EA
03.037.020 | 10886982070364 | HELICAL BLADE/SCREW MEASURING DEVICE | Trauma | EA
03.037.021 | 10886982070371 | 10MM CANNULATED TAPERED DRILL BIT | Trauma | EA
03.037.023 | 10886982070395 | DRILL STOP FOR 03.037.022 | Trauma | EA
03.037.028 | 10886982070449 | 5MM HEX FLEXIBLE SCREWDRIVER | Trauma | EA
03.037.030 | 10886982070463 | HELICAL BLADE/SCREW EXTRACTOR | Trauma | EA
03.037.032 | 10886982070487 | NAIL EXTRACTOR | Trauma | EA
03.037.116 | 10886982070579 | COMPRESSION NUT FOR SCREW INSERTER | Trauma | EA
03.037.029 | 10886982070456 | 5MM HEX SCREWDRIVER SHAFT | Trauma | EA
03.037.027 | 10886982070432 | TAP FOR SCREW | Trauma | EA
03.037.024 | 10886982070401 | HELICAL BLADE INSERTER | Trauma | EA
03.037.025 | 10886982070418 | SCREW INSERTER | Trauma | EA
03.037.026 | 10886982070425 | HELICAL BLADE/SCREW COUPLING SCREW | Trauma | EA
03.037.015 | 10886982070319 | AIMING ARM LOCKING DEVICE | Trauma | EA
03.037.022 | 10886982070388 | 6MM/9MM CANNULATED STEPPED DRILL BIT | Trauma | EA
03.037.031 | 10886982070470 | COMBINATION WRENCH 11MM/BLADE SCREW | Trauma | EA
04.038.370 | 10886982099167 | TFNA FENESTRATED HELICAL BLADE 70MM | Trauma | EA
04.038.375 | 10886982099181 | TFNA FENESTRATED HELICAL BLADE 75MM | Trauma | EA
04.038.380 | 10886982099204 | TFNA FENESTRATED HELICAL BLADE 80MM | Trauma | EA
04.038.385 | 10886982099228 | TFNA FENESTRATED HELICAL BLADE 85MM | Trauma | EA
04.038.390 | 10886982099242 | TFNA FENESTRATED HELICAL BLADE 90MM | Trauma | EA
04.038.395 | 10886982099266 | TFNA FENESTRATED HELICAL BLADE 95MM | Trauma | EA
04.038.400 | 10886982099280 | TFNA FENESTRATED HELICAL BLADE 100MM | Trauma | EA
04.038.405 | 10886982099303 | TFNA FENESTRATED HELICAL BLADE 105MM | Trauma | EA
04.038.410 | 10886982099327 | TFNA FENESTRATED HELICAL BLADE 110MM | Trauma | EA
04.038.415 | 10886982099341 | TFNA FENESTRATED HELICAL BLADE 115MM | Trauma | EA
04.038.420 | 10886982099365 | TFNA FENESTRATED HELICAL BLADE 120MM | Trauma | EA
04.038.425 | 10886982099389 | TFNA FENESTRATED HELICAL BLADE 125MM | Trauma | EA
04.038.430 | 10886982099402 | TFNA FENESTRATED HELICAL BLADE 130MM | Trauma | EA
04.038.370S | 10886982099174 | TFNA FENESTRATED HELICAL BLADE 70MM - STERILE | Trauma | EA
04.038.375S | 10886982099198 | TFNA FENESTRATED HELICAL BLADE 75MM - STERILE | Trauma | EA
04.038.380S | 10886982099211 | TFNA FENESTRATED HELICAL BLADE 80MM - STERILE | Trauma | EA
04.038.385S | 10886982099235 | TFNA FENESTRATED HELICAL BLADE 85MM - STERILE | Trauma | EA
04.038.390S | 10886982099259 | TFNA FENESTRATED HELICAL BLADE 90MM - STERILE | Trauma | EA
04.038.395S | 10886982099273 | TFNA FENESTRATED HELICAL BLADE 95MM - STERILE | Trauma | EA
04.038.400S | 10886982099297 | TFNA FENESTRATED HELICAL BLADE 100MM - STERILE | Trauma | EA
04.038.405S | 10886982099310 | TFNA FENESTRATED HELICAL BLADE 105MM - STERILE | Trauma | EA
04.038.410S | 10886982099334 | TFNA FENESTRATED HELICAL BLADE 110MM - STERILE | Trauma | EA
04.038.415S | 10886982099358 | TFNA FENESTRATED HELICAL BLADE 115MM - STERILE | Trauma | EA
04.038.420S | 10886982099372 | TFNA FENESTRATED HELICAL BLADE 120MM - STERILE | Trauma | EA
04.038.425S | 10886982099396 | TFNA FENESTRATED HELICAL BLADE 125MM - STERILE | Trauma | EA
04.038.430S | 10886982099419 | TFNA FENESTRATED HELICAL BLADE 130MM - STERILE | Trauma | EA
04.038.270 | 10886982098900 | TFNA HELICAL BLADE 70MM | Trauma | EA
04.038.275 | 10886982098924 | TFNA HELICAL BLADE 75MM | Trauma | EA
04.038.280 | 10886982098948 | TFNA HELICAL BLADE 80MM | Trauma | EA
04.038.285 | 10886982098962 | TFNA HELICAL BLADE 85MM | Trauma | EA
04.038.290 | 10886982098986 | TFNA HELICAL BLADE 90MM | Trauma | EA
04.038.295 | 10886982099006 | TFNA HELICAL BLADE 95MM | Trauma | EA
04.038.300 | 10886982099020 | TFNA HELICAL BLADE 100MM | Trauma | EA
04.038.305 | 10886982099044 | TFNA HELICAL BLADE 105MM | Trauma | EA
04.038.310 | 10886982099068 | TFNA HELICAL BLADE 110MM | Trauma | EA
04.038.315 | 10886982099082 | TFNA HELICAL BLADE 115MM | Trauma | EA
04.038.320 | 10886982099105 | TFNA HELICAL BLADE 120MM | Trauma | EA
04.038.325 | 10886982099129 | TFNA HELICAL BLADE 125MM | Trauma | EA
04.038.330 | 10886982099143 | TFNA HELICAL BLADE 130MM | Trauma | EA
SD357.365 | 10886982006011 | 125/130/135 DEG AIMING ARM F/TROCHANTERIC FIXATION NAILS | Trauma | EA
SD357.366 | 10886982006028 | 11.5MM SLEEVE | Trauma | EA
04.038.270S | 10886982098917 | TFNA HELICAL BLADE 70MM STERILE | Trauma | EA
04.038.275S | 10886982098931 | TFNA HELICAL BLADE 75MM STERILE | Trauma | EA
04.038.280S | 10886982098955 | TFNA HELICAL BLADE 80MM STERILE | Trauma | EA
04.038.285S | 10886982098979 | TFNA HELICAL BLADE 85MM STERILE | Trauma | EA
04.038.290S | 10886982098993 | TFNA HELICAL BLADE 90MM STERILE | Trauma | EA
04.038.295S | 10886982099013 | TFNA HELICAL BLADE 95MM STERILE | Trauma | EA
04.038.300S | 10886982099037 | TFNA HELICAL BLADE 100MM STERILE | Trauma | EA
04.038.305S | 10886982099051 | TFNA HELICAL BLADE 105MM STERILE | Trauma | EA
04.038.310S | 10886982099075 | TFNA HELICAL BLADE 110MM STERILE | Trauma | EA
04.038.315S | 10886982099099 | TFNA HELICAL BLADE 115MM STERILE | Trauma | EA
04.038.320S | 10886982099112 | TFNA HELICAL BLADE 120MM STERILE | Trauma | EA
04.038.325S | 10886982099136 | TFNA HELICAL BLADE 125MM STERILE | Trauma | EA
04.038.330S | 10886982099150 | TFNA HELICAL BLADE 130MM STERILE | Trauma | EA
04.130.350 | 10886982113429 | 2.0MM TI VAL STRAIGHT PLATE 6 HOLES | Trauma | EA
04.130.351 | 10886982113443 | 2.0MM TI VAL STRAIGHT PLATE 12 HOLES | Trauma | EA
04.130.354 | 10886982113504 | 2.0MM TI VAL PHALANGEAL BASE PL-2 HOLES HEAD/6 HOLES SHAFT | Trauma | EA
04.130.355 | 10886982113528 | 2.0MM TI VAL CONDYLAR PLATE 2 HOLES HEAD-6 HOLES SHAFT | Trauma | EA
04.130.360 | 10886982113542 | 2.0MM TI VAL STRUT PLATE 12 HOLES | Trauma | EA
04.130.362 | 10886982113566 | 2.0MM TI VAL BOX PLATE 4 HOLES | Trauma | EA
04.130.363 | 10886982113580 | 2.0MM TI VAL 1ST METACARPAL PLATE-DORSAL | Trauma | EA
04.130.367 | 10886982113627 | 2.0MM TI VAL FRACTURE PLATE 6 HOLES | Trauma | EA
04.130.352 | 10886982113467 | 2.0MM TI VAL T-PLATE 3 HOLES HEAD-7 HOLES SHAFT | Trauma | EA
04.130.353 | 10886982113481 | 2.0MM TI VAL Y-PLATE 3 HOLES HEAD-7 HOLES SHAFT | Trauma | EA
04.130.366 | 10886982113603 | 2.0MM TI VAL ROTATION CORR PLATE-6 HOLES | Trauma | EA
SD319.072 | 10886982005014 | 7.3MM CANNULATED SCREW MEASURING DEVICE/230MM WIRES | Trauma | EA
04.130.350S | 10886982113436 | 2.0MM TI VAL STRAIGHT PLATE 6 HOLES-STERILE | Trauma | EA
04.130.351S | 10886982113450 | 2.0MM TI VAL STRAIGHT PLATE 12 HOLES-STERILE | Trauma | EA
04.130.352S | 10886982113474 | 2.0MM TI VAL T-PLATE 3H HEAD-7H SHAFT-STERILE | Trauma | EA
04.130.353S | 10886982113498 | 2.0MM TI VAL Y-PLATE 3H HEAD-7H SHAFT-STERILE | Trauma | EA
04.130.354S | 10886982113511 | 2.0MM TI VAL PHALANGEAL BASE PL-2H HEAD-6H SHAFT-STERILE | Trauma | EA
04.130.355S | 10886982113535 | 2.0MM TI VAL CONDYLAR PLATE 2H HEAD-6H SHAFT-STERILE | Trauma | EA
04.130.360S | 10886982113559 | 2.0MM TI VAL STRUT PLATE 12 HOLES-STERILE | Trauma | EA
04.130.362S | 10886982113573 | 2.0MM TI VAL BOX PLATE 4 HOLES-STERILE | Trauma | EA
04.130.363S | 10886982113597 | 2.0MM TI VAL 1ST METACARPAL PLATE-DORSAL-STERILE | Trauma | EA
04.130.366S | 10886982113610 | 2.0MM TI VAL ROTATION CORR PLATE-6 HOLES-STERILE | Trauma | EA
04.130.367S | 10886982113634 | 2.0MM TI VAL FRACTURE PLATE 6 HOLES-STERILE | Trauma | EA
03.037.120 | 10886982070586 | THREADED HAMMER GUIDE CONNECTOR | Trauma | EA
03.037.105 | 10886982070555 | TROCAR FOR PROTECTION TUBE | Trauma | EA
03.037.112 | 10886982070562 | PERCUTANEOUS RADIOLUCENT INSERTION HANDLE | Trauma | EA
SD312.300 | 10886982004451 | 2.5MM DRILL SLEEVE 77MM LONG | Trauma | EA
60.211.029 | 10886982257727 | MODULE BIN F 3.5MM VA-LCP MEDIAL COLUMN FUSION PLATES | Trauma | EA
03.037.035 | 10886982257741 | 135 DEG AIMING ARM | Trauma | EA
03.140.023 | 10886982257758 | TORQUE LIMITING ATTACHMENT 6NM | Trauma | EA
03.130.000 | 10886982257765 | 0.8MM DRILL BIT/K-WIRE ATTCHMT FOR THREADED HOLE/64MM | Trauma | EA
316.385 | 10886982257772 | 0.8MM DRILL BIT/MQC FOR THREADED HOLE/47MM | Trauma | EA
316.494 | 10886982257796 | 0.8MM DRILL BIT/STRYKER J-LATCH F/THREADED HOLE/56MM | Trauma | EA
689.202 | 10886982257802 | VARIO CASE SIZE 1/1 FOR BPL II | Trauma | EA
SD312.007 | 10886982257819 | 11 HOLE WIRE GUIDE | Trauma | EA
SD351.726 | 10886982257826 | MEASURING DEVICE/160MM LONG 1.25MM WIRES | Trauma | EA
SD314.744 | 10886982257840 | REAMER HEAD REMOVAL TOOL | Trauma | EA
60.211.036 | 10886982257864 | LABEL PACK FOR SCREW TARGETING CLAMP SET | Trauma | EA
60.211.037 | 10886982257871 | LABEL PACK FOR GENERAL INSTRUMENT SET | Trauma | EA
03.037.036 | 10886982257888 | DEPTH GAUGE FOR TROCHANTERIC NAILING SYSTEM | Trauma | EA
SD399.944 | 10886982257895 | REDUCTION FORCEPS WITH POINTS TWO BENT TIPS/174MM | Trauma | EA
SD399.945 | 10886982257901 | REDUCTION FORCEPS WITH POINTS TWO BENT TIPS/200MM | Trauma | EA
VP4601.L7 | 10886982257918 | 3.5MM DPO/TPO PLATE LEFT/20 DEGREES | Trauma | EA
VP4602.L7 | 10886982257925 | 3.5MM DPO/TPO PLATE LEFT/25 DEGREES | Trauma | EA
VP4603.L7 | 10886982257932 | 3.5MM DPO/TPO PLATE LEFT/30 DEGREES | Trauma | EA
VP4601.R7 | 10886982257949 | 3.5MM DPO/TPO PLATE RIGHT/20 DEGREES | Trauma | EA
VP4602.R7 | 10886982257956 | 3.5MM DPO/TPO PLATE RIGHT/25 DEGREES | Trauma | EA
VP4603.R7 | 10886982257963 | 3.5MM DPO/TPO PLATE RIGHT/30 DEGREES | Trauma | EA
SD398.054 | 10886982257970 | FOUR POINT PUSHER | Trauma | EA
SD329.035 | 10886982257994 | BENDING PRESS/SIDE BEND ANVIL 3.5MM PLATES | Trauma | EA
SD314.053 | 10886982258083 | DOUBLE BARREL TROCAR 2.8MM HOLES/300MM LONG | Trauma | EA
SD398.412 | 10886982258090 | 2.4MM LCP PLATE HOLDING FORCEP RIGHT | Trauma | EA
SD398.413 | 10886982258106 | 2.4MM LCP PLATE HOLDING FORCEP LEFT | Trauma | EA
03.312.241 | 10886982260659 | MAXFRAME(TM) FOOT PLATE LONG 120MM/ALUMINUM | Trauma | EA
03.312.261 | 10886982260666 | MAXFRAME(TM) FOOT PLATE LONG 150MM/ALUMINUM | Trauma | EA
03.312.281 | 10886982260673 | MAXFRAME(TM) FOOT PLATE LONG 180MM/ALUMINUM | Trauma | EA
03.312.301 | 10886982260680 | MAXFRAME(TM) FOOT PLATE LONG 210MM/ALUMINUM | Trauma | EA
03.312.141 | 10886982260697 | MAXFRAME(TM) FOOT PLATE SHORT 120MM/ALUMINUM | Trauma | EA
03.312.161 | 10886982260703 | MAXFRAME(TM) FOOT PLATE SHORT 150MM/ALUMINUM | Trauma | EA
03.312.090 | 10886982260710 | MAXFRAME(TM) FULL RING 90MM/ALUMINUM | Trauma | EA
03.312.181 | 10886982260727 | MAXFRAME(TM) FOOT PLATE SHORT 180MM/ALUMINUM | Trauma | EA
03.312.201 | 10886982260734 | MAXFRAME(TM) FOOT PLATE SHORT 210MM/ALUMINUM | Trauma | EA
03.312.590 | 10886982260741 | MAXFRAME(TM) 5/8 RING 90MM/ALUMINUM | Trauma | EA
03.312.620 | 10886982260758 | MAXFRAME(TM) 5/8 RING 120MM/ALUMINUM | Trauma | EA
03.312.650 | 10886982260765 | MAXFRAME(TM) 5/8 RING 150MM/ALUMINUM | Trauma | EA
03.312.680 | 10886982260772 | MAXFRAME(TM) 5/8 RING 180MM/ALUMINUM | Trauma | EA
03.312.710 | 10886982260789 | MAXFRAME(TM) 5/8 RING 210MM/ALUMINUM | Trauma | EA
03.312.740 | 10886982260796 | MAXFRAME(TM) 5/8 RING 240MM/ALUMINUM | Trauma | EA
03.312.120 | 10886982260802 | MAXFRAME(TM) FULL RING 120MM ALUMINUM | Trauma | EA
03.312.150 | 10886982260819 | MAXFRAME(TM) FULL RING 150MM ALUMINUM | Trauma | EA
03.312.180 | 10886982260826 | MAXFRAME(TM) FULL RING 180MM ALUMINUM | Trauma | EA
03.312.210 | 10886982260833 | MAXFRAME(TM) FULL RING 210MM ALUMINUM | Trauma | EA
03.312.240 | 10886982260840 | MAXFRAME(TM) FULL RING 240MM ALUMINUM | Trauma | EA
03.312.270 | 10886982260857 | MAXFRAME(TM) FULL RING 270MM ALUMINUM | Trauma | EA
03.312.350 | 10886982260864 | MAXFRAME(TM) BRIDGING PLATE FOR 5/8 RING 150MM/ALUMINUM | Trauma | EA
03.312.380 | 10886982260871 | MAXFRAME(TM) BRIDGING PLATE FOR 5/8 RING 180MM/ALUMINUM | Trauma | EA
03.312.410 | 10886982260888 | MAXFRAME(TM) BRIDGING PLATE FOR 5/8 RING 210MM/ALUMINUM | Trauma | EA
03.312.440 | 10886982260895 | MAXFRAME(TM) BRIDGING PLATE FOR 5/8 RING 240MM/ALUMINUM | Trauma | EA
60.116.541 | 10886982260901 | LOCKING RECONSTRUCTION AND MINI PLATE IMPLANT MODULE | Trauma | EA
60.116.540 | 10886982260918 | LOCKING RECONSTRUCTION AND MINI PLATE SYSTEM GRAPHIC CASE | Trauma | EA
03.312.000 | 10886982260949 | MAXFRAME(TM) SOFTWARE | Trauma | EA
03.312.840 | 10886982260956 | MAXFRAME(TM) RADIOGRAPHIC MARKER | Trauma | EA
03.312.841 | 10886982260963 | MAXFRAME(TM) VERTICAL MOUNT FOR RADIOGRAPHIC MARKER | Trauma | EA
03.312.010 | 10886982260970 | MAXFRAME(TM)FOOT PLATE SUPPORT KIT | Trauma | EA
03.312.820 | 10886982260987 | MAXFRAME(TM) STRUT ID BAND SET | Trauma | EA
03.312.821 | 10886982260994 | MAXFRAME(TM) STRUT ID PLUG SET | Trauma | EA
03.312.830 | 10886982261007 | MAXFRAME(TM) SHOULDER BOLT FOR 8MM RINGS | Trauma | EA
03.312.810 | 10886982261014 | MAXFRAME(TM) QUICK ADJUST STRUT/X-SHORT | Trauma | EA
03.312.811 | 10886982261021 | MAXFRAME(TM) QUICK ADJUST STRUT/SHORT | Trauma | EA
03.312.812 | 10886982261038 | MAXFRAME(TM) QUICK ADJUST STRUT/MEDIUM | Trauma | EA
03.312.813 | 10886982261045 | MAXFRAME(TM) QUICK ADJUST STRUT/LONG | Trauma | EA
03.312.814 | 10886982261052 | MAXFRAME(TM) STANDARD STRUT/XX-SHORT | Trauma | EA
03.312.815 | 10886982261069 | MAXFRAME(TM) STANDARD STRUT/X-SHORT | Trauma | EA
03.312.816 | 10886982261076 | MAXFRAME(TM) STANDARD STRUT/SHORT | Trauma | EA
03.312.817 | 10886982261083 | MAXFRAME(TM) STANDARD STRUT/MEDIUM | Trauma | EA
03.312.818 | 10886982261090 | MAXFRAME(TM) STANDARD STRUT/LONG | Trauma | EA
03.312.001 | 10886982261106 | WIRE TENSIONER | Trauma | EA
03.312.953 | 10886982261113 | 7.0/6.0MM DRILL SLEEVE LONG | Trauma | EA
03.312.954 | 10886982261120 | 7.0/6.0MM DRILL SLEEVE EXTRA LONG | Trauma | EA
03.312.851 | 10886982261144 | 10 N*M TORQUE WRENCH | Trauma | EA
03.312.950 | 10886982261151 | Ã 3.5MM DRILL BIT | Trauma | EA
VP4353.04 | 10886982261168 | 4.5MM LCP T-PLATE 4 HOLES/91MM | Trauma | EA
VP4353.06 | 10886982261175 | 4.5MM LCP T-PLATE 6 HOLES/127MM | Trauma | EA
VP4353.08 | 10886982261182 | 4.5MM LCP T-PLATE 8 HOLES/163MM | Trauma | EA
VP4353.10 | 10886982261199 | 4.5MM LCP T-PLATE 10 HOLES/199MM | Trauma | EA
03.130.277 | 10886982261229 | SILICONE INSERT F/INLINE PL CUTTER 03.130.270 | Trauma | EA
03.130.279 | 10886982261236 | SILICONE INSERT F/PLATE CUTTER 03.130.271 | Trauma | EA
SD312.449 | 10886982261267 | 4.3MM THREADED DRILL GUIDE MODIFIED HEX DRIVE | Trauma | EA
SD312.021 | 10886982261274 | 2.0MM DRILL SLEEVE 42MM LONG | Trauma | EA
03.028.085 | 00190776028381 | DD - MONOBLOC FLEXIBLE REAMER 8.5MM - 385MM | Trauma | EA
03.028.090 | 00190776028398 | DD - MONOBLOC FLEXIBLE REAMER 9.0MM - 385MM | Trauma | EA
03.028.095 | 00190776028404 | DD - MONOBLOC FLEXIBLE REAMER 9.5MM - 385MM | Trauma | EA
03.028.100 | 00190776028411 | DD - MONOBLOC FLEXIBLE REAMER 10.0MM - 385MM | Trauma | EA
03.028.105 | 00190776028428 | DD - MONOBLOC FLEXIBLE REAMER 10.5MM - 385MM | Trauma | EA
SD312.005 | 10886982269119 | 2.8MM PARALLEL WIRE GUIDE | Trauma | EA
SE-091210A | 00810633021408 | SPEEDARC(TM) IMPLANT KIT 9 X 12 X 10 MM | Trauma | EA
SE-111210A | 00810633021415 | SPEEDARC(TM) IMPLANT KIT 11 X 12 X 10 MM | Trauma | EA
SE-111512A | 00810633021422 | SPEEDARC(TM) IMPLANT KIT 11 X 15 X 12 MM | Trauma | EA
SE-1515TI | 00810633021514 | SPEEDTITAN(TM) IMPLANT KIT 15 X 15 MM | Trauma | EA
SE-1515 | 00810633020173 | SPEED COMPRESSION IMPLANT KIT 15X15X15MM | Trauma | EA
SE-1815TI | 00810633021521 | SPEEDTITAN(TM) IMPLANT KIT 18 X 15 MM | Trauma | EA
SE-181815TI | 00810633021545 | SPEEDTITAN(TM) IMPLANT KIT 18 X 18 X 15 MM | Trauma | EA
SE-1818TI | 00810633021538 | SPEEDTITAN(TM) IMPLANT KIT 18 X 18 MM | Trauma | EA
SE-2015TI | 00810633021552 | SPEEDTITAN(TM) IMPLANT KIT 20 X 15 MM | Trauma | EA
SE-1815 | 00810633020180 | SPEED COMPRESSION IMPLANT KIT 18X15X15MM | Trauma | EA
SE-2020TI | 00810633021569 | SPEEDTITAN(TM) IMPLANT KIT 20 X 20 MM | Trauma | EA
SE-181815 | 00810633020203 | SPEED COMPRESSION IMPLANT KIT 18X18X15MM | Trauma | EA
SE-2520TI | 00810633021576 | SPEEDTITAN(TM) IMPLANT KIT 25 X 20 MM | Trauma | EA
SE-1818 | 00810633020197 | SPEED COMPRESSION IMPLANT KIT 18X18X18MM | Trauma | EA
SE-2015 | 00810633020210 | SPEED COMPRESSION IMPLANT KIT 20X15X15MM | Trauma | EA
SE-2020 | 00810633020227 | SPEED COMPRESSION IMPLANT KIT 20X20X20MM | Trauma | EA
SE-2520 | 00810633020234 | SPEED COMPRESSION IMPLANT KIT 25X20X20MM | Trauma | EA
SE-1520-06 | 00810633020425 | SPEEDSHIFT(TM) IMPLANT KIT 15 X 20 MM/ OFFSET 6 MM | Trauma | EA
SE-1520-08 | 00810633020432 | SPEEDSHIFT(TM) IMPLANT KIT 15 X 20 MM, OFFSET 8 MM | Trauma | EA
SE-1520-10 | 00810633020449 | SPEEDSHIFT(TM) IMPLANT KIT 15 X 20 MM, OFFSET 10 MM | Trauma | EA
SE-2020-04 | 00810633020463 | SPEEDSHIFT COMPRESSION IMPLANT KIT 20X20X20MM OFFSET 4MM | Trauma | EA
SE-2020-06 | 00810633020470 | SPEEDSHIFT(TM) IMPLANT KIT 20 X 20 MM, OFFSET 6 MM | Trauma | EA
SE-2020-08 | 00810633020487 | SPEEDSHIFT(TM) IMPLANT KIT 20 X 20 MM, OFFSET 8 MM | Trauma | EA
SE-2020-10 | 00810633020494 | SPEEDSHIFT(TM) IMPLANT KIT 20 X 20 MM, OFFSET 10 MM | Trauma | EA
SE-2020-12 | 00810633020500 | SPEEDSHIFT COMPRESSION IMPLANT KIT 20X20X20MM OFFSET 12MM | Trauma | EA
HSPL01 | 00810633020098 | HAMMERSPLINT | Trauma | EA
SE-0907 | 00810633020104 | BME SPEED(TM) IMPLANT KIT 9 X 7 MM | Trauma | EA
SE-0910 | 00810633020111 | BME SPEED(TM) IMPLANT KIT 9 X 10 MM | Trauma | EA
SE-1110 | 00810633020128 | BME SPEED(TM) IMPLANT KIT 11 X 10 MM | Trauma | EA
SE-111513 | 00810633020135 | BME SPEED(TM) IMPLANT KIT 11 X 15 X 13 MM | Trauma | EA
SE-1310 | 00810633020142 | BME SPEED(TM) IMPLANT KIT 13 X 10 MM | Trauma | EA
SE-131513 | 00810633020159 | BME SPEED(TM) IMPLANT KIT 13 X 15 X 13 MM | Trauma | EA
SE-1512 | 00810633020166 | BME SPEED(TM) IMPLANT KIT 15 X 12 MM | Trauma | EA
SE-181508TRC | 00810633021613 | SPEEDTRIAD(TM) IMPLANT KIT 18 X 15 X 8 MM, CENTERED | Trauma | EA
SE-181508TRL | 00810633021590 | SPEEDTRIAD(TM) IMPLANT KIT 18 X 15 X 8 MM, OFFSET LEFT | Trauma | EA
SE-181508TRR | 00810633021606 | SPEEDTRIAD(TM) IMPLANT KIT 18 X 15 X 8 MM, OFFSET RIGHT | Trauma | EA
SE-201508TRC | 00810633021644 | SPEEDTRIAD(TM) IMPLANT KIT 20 X 15 X 8 MM, CENTERED | Trauma | EA
SE-201508TRL | 00810633021620 | SPEEDTRIAD(TM) IMPLANT KIT 20 X 15 X 8 MM, OFFSET LEFT | Trauma | EA
SE-201508TRR | 00810633021637 | SPEEDTRIAD(TM) IMPLANT KIT 20 X 15 X 8 MM, OFFSET RIGHT | Trauma | EA
EL-1515S2 | 00810633021675 | BME ELITE(TM) IMPLANT KIT 15 X 15 MM, 2 LEGS | Trauma | EA
EL-1818S2 | 00810633021682 | BME ELITE(TM) IMPLANT KIT 18 X 18 MM, 2 LEGS | Trauma | EA
EL-2020S2 | 00810633021699 | BME ELITE(TM) IMPLANT KIT 20 X 20 MM, 2 LEGS | Trauma | EA
EL-2520S4 | 00810633021705 | BME ELITE(TM) IMPLANT KIT 25 X 20 MM, 4 LEGS | Trauma | EA
EL-3020S4 | 00810633021712 | BME ELITE(TM) IMPLANT KIT 30 X 20 MM, 4 LEGS | Trauma | EA
DK-200 | 00810633020296 | SPEED DRILL KIT WITH 2.0MM DRILL BIT | Trauma | EA
DK-265 | 00810633020302 | SPEED DRILL KIT WITH 2.65MM DRILL BIT | Trauma | EA
DK-265-S | 00810633020630 | SPEED DRILL KIT WITH 2.65MM DRILL BIT/ENHANCED HANDLE | Trauma | EA
DK-200T | 00810633021651 | SPEEDTRIAD DRILL KIT WITH 2.0MM DRILL BIT | Trauma | EA
OT-1 | 00810633020517 | SPEEDSHIFT OFFSET SIZING TOOL | Trauma | EA
HL2S | 00810633021484 | HAMMERLOCK(TM) 2 IMPLANT KIT 12 X 5 MM, O DEGREES, SMALL | Trauma | EA
DK-H2 | 00810633021507 | HAMMERLOCK(TM)2 DRILL KIT WITH DRILL BIT 2.1MM | Trauma | EA
HL2M | 00810633021460 | HAMMERLOCK(TM) 2 IMPLANT KIT 15 X 5 MM, O DEGREES, MEDIUM | Trauma | EA
HL2L | 00810633021446 | HAMMERLOCK(TM) 2 IMPLANT KIT 15 X 7 MM, O DEGREES, LARGE | Trauma | EA
SG-1 | 00810633020241 | SPEED COMPRESSION IMPLANT SIZING GUIDE | Trauma | EA
HL2SA | 00810633021491 | HAMMERLOCK(TM) 2 IMPLANT KIT 12 X 5 MM, 1O DEGREES, SMALL | Trauma | EA
HL2MA | 00810633021477 | HAMMERLOCK(TM) 2 IMPLANT KIT 15 X 5 MM, 1O DEGREES, MEDIUM | Trauma | EA
HL2LA | 00810633021453 | HAMMERLOCK(TM) 2 IMPLANT KIT 15 X 5 MM, 1O DEGREES, LARGE | Trauma | EA
SG-2 | 00810633021668 | SPEEDTRIAD IMPLANT SIZING GUIDE | Trauma | EA
SG-3 | 00810633021583 | SPEEDARC IMPLANT SIZING GUIDE | Trauma | EA
EL-DTS | 00810633021965 | BME ELITE(TM) IMPLANT DRILL GUIDE KIT | Trauma | EA
DK-300 | 00810633021958 | BME ELITE(TM) IMPLANT DRILL KIT WITH DRILL BIT 3.0MM | Trauma | EA
DK-200HW | 00810633021835 | DRILL KIT FOR BME SPEED(TM) HAND AND WRIST 2.0MM | Trauma | EA
SD03.501.708 | 10886982274939 | PLATE HOLDING FORCEPS DOUBLE BALL SPIKE | Trauma | EA
EL-201507Y3 | 00810633021767 | BME ELITE(TM) Y IMPLANT KIT 20 X 15 X 7 MM, 3 LEGS | Trauma | EA
EL-202007Y3 | 00810633021774 | BME ELITE(TM) Y IMPLANT KIT 20 X 20 X 7 MM, 3 LEGS | Trauma | EA
EL-251507Y4 | 00810633021781 | BME ELITE(TM) Y IMPLANT KIT 25 X 15 X 7 MM, 4 LEGS | Trauma | EA
EL-252007Y4 | 00810633021798 | BME ELITE(TM) Y IMPLANT KIT 25 X 20 X 7 MM, 4 LEGS | Trauma | EA
EL-301507Y4 | 00810633021804 | BME ELITE(TM) Y IMPLANT KIT 30 X 15 X 7 MM, 4 LEGS | Trauma | EA
EL-302007Y4 | 00810633021811 | BME ELITE(TM) Y IMPLANT KIT 30 X 20 X 7 MM, 4 LEGS | Trauma | EA
EL-202013H | 00810633021729 | ELITE COMPRESSION IMPLANT 20X20X20X20X20 4 LEGS | Trauma | EA
EL-202513H | 00810633021736 | ELITE COMPRESSION IMPLANT 20X25X25X25X25 4 LEGS | Trauma | EA
EL-252013H | 00810633021743 | ELITE COMPRESSION IMPLANT 25X20X20X20X20 4 LEGS | Trauma | EA
EL-252513H | 00810633021750 | ELITE COMPRESSION IMPLANT 25X25X25X25X25 4 LEGS | Trauma | EA
EL-DTH | 00810633021989 | ELITE COMPRESSION IMPLANT DRILLING TEMPLATE KIT | Trauma | EA
EL-DTY | 00810633021972 | BME ELITE(TM) Y IMPLANT DRILL GUIDE KIT | Trauma | EA
03.168.005 | 10886982274991 | 10.2MM CANNULATED DRILL BIT LENGTH 251MM | Trauma | EA
03.168.006 | 10886982275004 | 12.5MM REAMER COMPONENT OF THE 03.168.004 | Trauma | EA
03.168.007 | 10886982275011 | NUT FOR REAMER COMPONENT OF THE 03.168.004 | Trauma | EA
61.168.030 | 10886982275028 | FEMORAL NECK SYSTEM GRAPHIC CASE | Trauma | EA
690.870 | 10886982275035 | LABEL SHEET FOR TFN GC 690.340 F/ 5.0MM STARDRIVE SCREWS/INST | Trauma | EA
SD03.037.028 | 10886982275127 | 8MM TAPERED HEX FLEXIBLE SHAFT DRIVER | Trauma | EA
SD03.037.029 | 10886982275134 | 5MM FLEXIBLE HEX SCREWDRIVER | Trauma | EA
60.844.100 | 00819917028386 | FOOT OSTEOTOMY WEDGE SYSTEM INSTRUMENT GRAPHIC CASE | Trauma | EA
03.844.151 | 00819917028263 | V-TAMP FOR FOOT OSTEOTOMY WEDGE SYSTEM | Trauma | EA
03.844.153 | 00819917028287 | 2.4MM PIN | Trauma | EA
08.844.108S | 00819917028072 | EVANS OSTEOTOMY WEDGE TI/PEEK 18MMX18MMX8MM STERILE | Trauma | EA
03.844.152 | 00819917028270 | HINTERMANN DISTRACTOR | Trauma | EA
03.844.150 | 00819917028256 | WEDGE INSERTER | Trauma | EA
08.844.110S | 00819917028089 | EVANS OSTEOTOMY WEDGE TI/PEEK-18MMX18MMX10MM-STERILE | Trauma | EA
08.844.112S | 00819917028096 | EVANS OSTEOTOMY WEDGE TI/PEEK-18MMX18MMX12MM-STERILE | Trauma | EA
08.844.208S | 00819917028133 | EVANS OSTEOTOMY WEDGE TI/PEEK-20MMX20MMX8MM-STERILE | Trauma | EA
08.844.210S | 00819917028140 | EVANS OSTEOTOMY WEDGE TI/PEEK-20MMX20MMX10MM-STERILE | Trauma | EA
08.844.212S | 00819917028157 | EVANS OSTEOTOMY WEDGE TI/PEEK-20MMX20MMX12MM-STERILE | Trauma | EA
08.844.308S | 00819917028164 | EVANS OSTEOTOMY WEDGE TI/PEEK-22MMX22MMX8MM-STERILE | Trauma | EA
08.844.310S | 00819917028171 | EVANS OSTEOTOMY WEDGE TI/PEEK-22MMX22MMX10MM-STERILE | Trauma | EA
08.844.312S | 00819917028188 | EVANS OSTEOTOMY WEDGE TI/PEEK-22MMX22MMX12MM-STERILE | Trauma | EA
08.844.104S | 00819917028041 | COTTON OSTEOTOMY WEDGE TI/PEEK 16MMX4.5MM STERILE | Trauma | EA
08.844.105S | 00819917028058 | COTTON OSTEOTOMY WEDGE TI/PEEK-16MMX5.5MM-STERILE | Trauma | EA
08.844.106S | 00819917028065 | COTTON OSTEOTOMY WEDGE TI/PEEK-16MMX6.5MM-STERILE | Trauma | EA
08.844.204S | 00819917028102 | COTTON OSTEOTOMY WEDGE TI/PEEK-20MMX4.5MM-STERILE | Trauma | EA
08.844.205S | 00819917028119 | COTTON OSTEOTOMY WEDGE TI/PEEK-20MMX5.5MM-STERILE | Trauma | EA
08.844.206S | 00819917028126 | COTTON OSTEOTOMY WEDGE TI/PEEK-20MMX6.5MM-STERILE | Trauma | EA
03.844.108 | 00819917028225 | EVANS OSTEOTOMY TRIAL 18MMX8MM | Trauma | EA
03.844.110 | 00819917028232 | EVANS OSTEOTOMY TRIAL 18MMX10MM | Trauma | EA
03.844.112 | 00819917028249 | EVANS OSTEOTOMY TRIAL 18MMX12MM | Trauma | EA
03.844.208 | 00819917028324 | EVANS OSTEOTOMY TRIAL 20MMX8MM | Trauma | EA
03.844.210 | 00819917028331 | EVANS OSTEOTOMY TRIAL 20MMX10MM | Trauma | EA
03.844.212 | 00819917028348 | EVANS OSTEOTOMY TRIAL 20MMX12MM | Trauma | EA
03.844.308 | 00819917028355 | EVANS OSTEOTOMY TRIAL 22MMX8MM | Trauma | EA
03.844.310 | 00819917028362 | EVANS OSTEOTOMY TRIAL 22MMX10MM | Trauma | EA
03.844.312 | 00819917028379 | EVANS OSTEOTOMY TRIAL 22MMX12MM | Trauma | EA
03.844.104 | 00819917028195 | COTTON OSTEOTOMY TRIAL 16MMX4.5MM | Trauma | EA
03.844.105 | 00819917028201 | COTTON OSTEOTOMY TRIAL 16MMX5.5MM | Trauma | EA
03.844.106 | 00819917028218 | COTTON OSTEOTOMY TRIAL 16MMX6.5MM | Trauma | EA
03.844.204 | 00819917028294 | COTTON OSTEOTOMY TRIAL 20MMX4.5MM | Trauma | EA
03.844.205 | 00819917028300 | COTTON OSTEOTOMY TRIAL 20MMX5.5MM | Trauma | EA
03.844.206 | 00819917028317 | COTTON OSTEOTOMY TRIAL 20MMX6.5MM | Trauma | EA
SD329.142 | 10886982275240 | RIB PLATE BENDER | Trauma | EA
412.209S | 10886982275363 | 5.0MM TI LOCKING SCR SLF-TPNG W/T25 STARDRIVE 30MM-STERILE | Trauma | EA
412.210S | 10886982275370 | 5.0MM TI LOCKING SCR SLF-TPNG W/T25 STARDRIVE 32MM-STERILE | Trauma | EA
412.211S | 10886982275387 | 5.0MM TI LOCKING SCR SLF-TPNG W/T25 STARDRIVE 34MM-STERILE | Trauma | EA
412.212S | 10886982275394 | 5.0MM TI LOCKING SCR SLF-TPNG W/T25 STARDRIVE 36MM-STERILE | Trauma | EA
412.213S | 10886982275400 | 5.0MM TI LOCKING SCR SLF-TPNG W/T25 STARDRIVE 38MM-STERILE | Trauma | EA
412.214S | 10886982275417 | 5.0MM TI LOCKING SCR SLF-TPNG W/T25 STARDRIVE 40MM-STERILE | Trauma | EA
412.215S | 10886982275424 | 5.0MM TI LOCKING SCR SLF-TPNG W/T25 STARDRIVE 42MM-STERILE | Trauma | EA
412.216S | 10886982275431 | 5.0MM TI LOCKING SCR SLF-TPNG W/T25 STARDRIVE 44MM-STERILE | Trauma | EA
412.217S | 10886982275448 | 5.0MM TI LOCKING SCR SLF-TPNG W/T25 STARDRIVE 46MM-STERILE | Trauma | EA
412.218S | 10886982275455 | 5.0MM TI LOCKING SCR SLF-TPNG W/T25 STARDRIVE 48MM-STERILE | Trauma | EA
412.219S | 10886982275462 | 5.0MM TI LOCKING SCR SLF-TPNG W/T25 STARDRIVE 50MM-STERILE | Trauma | EA
412.220S | 10886982275479 | 5.0MM TI LOCKING SCR SLF-TPNG W/T25 STARDRIVE 55MM-STERILE | Trauma | EA
412.221S | 10886982275486 | 5.0MM TI LOCKING SCR SLF-TPNG W/T25 STARDRIVE 60MM-STERILE | Trauma | EA
60.112.046 | 10886982243478 | LCP DISTAL FIBULA SET GRAPHIC CASE | Trauma | EA
690.463 | 10886982253880 | BASIC PLATE SET-LC-DCP GRAPHIC CASE | Trauma | EA
208.955 | 10886982150141 | 7.3MM CANNULATED SCREW 16MM THREAD/155MM | Trauma | EA
208.960 | 10886982150165 | 7.3MM CANNULATED SCREW 16MM THREAD/160MM | Trauma | EA
208.965 | 10886982150189 | 7.3MM CANNULATED SCREW 16MM THREAD/165MM | Trauma | EA
208.970 | 10886982150202 | 7.3MM CANNULATED SCREW 16MM THREAD/170MM | Trauma | EA
208.975 | 10886982150226 | 7.3MM CANNULATED SCREW 16MM THREAD/175MM | Trauma | EA
208.980 | 10886982150240 | 7.3MM CANNULATED SCREW 16MM THREAD/180MM | Trauma | EA
209.955 | 10886982151360 | 7.3MM CANNULATED SCREW 32MM THREAD/155MM | Trauma | EA
209.960 | 10886982151384 | 7.3MM CANNULATED SCREW 32MM THREAD/160MM | Trauma | EA
208.955S | 10886982150158 | 7.3MM CANNULATED SCREW 16MM THREAD/155MM-STERILE | Trauma | EA
209.965 | 10886982151407 | 7.3MM CANNULATED SCREW 32MM THREAD/165MM | Trauma | EA
60.112.012 | 10886982243317 | 3.5MM LCP CLAVICLE SYSTEM GRAPHIC CASE | Trauma | EA
209.970 | 10886982151421 | 7.3MM CANNULATED SCREW 32MM THREAD/170MM | Trauma | EA
209.975 | 10886982151445 | 7.3MM CANNULATED SCREW 32MM THREAD/175MM | Trauma | EA
209.980 | 10886982151469 | 7.3MM CANNULATED SCREW 32MM THREAD/180MM | Trauma | EA
60.112.013 | 10886982243324 | SCREW RACK FOR 2.4MM CORTEX/ 2.7MM LOCKING SCREWS | Trauma | EA
209.735 | 10886982150943 | 7.3MM CANNULATED SCREW FULLY THREADED/135MM | Trauma | EA
SD294.560 | 10886982003775 | Ã5MM X 200MM SCHANZ SCREW 100MM THREAD LENGTH | Trauma | EA
208.960S | 10886982150172 | 7.3MM CANNULATED SCREW 16MM THREAD/160MM-STERILE | Trauma | EA
209.740 | 10886982150967 | 7.3MM CANNULATED SCREW FULLY THREADED/140MM | Trauma | EA
209.745 | 10886982150981 | 7.3MM CANNULATED SCREW FULLY THREADED/145MM | Trauma | EA
209.750 | 10886982151001 | 7.3MM CANNULATED SCREW FULLY THREADED/150MM | Trauma | EA
208.965S | 10886982150196 | 7.3MM CANNULATED SCREW 16MM THREAD/165MM-STERILE | Trauma | EA
209.755 | 10886982151025 | 7.3MM CANNULATED SCREW FULLY THREADED/155MM | Trauma | EA
209.760 | 10886982151049 | 7.3MM CANNULATED SCREW FULLY THREADED/160MM | Trauma | EA
209.765 | 10886982151063 | 7.3MM CANNULATED SCREW FULLY THREADED/165MM | Trauma | EA
208.970S | 10886982150219 | 7.3MM CANNULATED SCREW 16MM THREAD/170MM-STERILE | Trauma | EA
208.975S | 10886982150233 | 7.3MM CANNULATED SCREW 16MM THREAD/175MM-STERILE | Trauma | EA
208.980S | 10886982150257 | 7.3MM CANNULATED SCREW 16MM THREAD/180MM-STERILE | Trauma | EA
209.770 | 10886982151087 | 7.3MM CANNULATED SCREW FULLY THREADED/170MM | Trauma | EA
209.775 | 10886982151100 | 7.3MM CANNULATED SCREW FULLY THREADED/175MM | Trauma | EA
209.780 | 10886982151124 | 7.3MM CANNULATED SCREW FULLY THREADED/180MM | Trauma | EA
209.955S | 10886982151377 | 7.3MM CANNULATED SCREW 32MM THREAD/155MM-STERILE | Trauma | EA
209.960S | 10886982151391 | 7.3MM CANNULATED SCREW 32MM THREAD/160MM-STERILE | Trauma | EA
209.965S | 10886982151414 | 7.3MM CANNULATED SCREW 32MM THREAD/165MM-STERILE | Trauma | EA
209.970S | 10886982151438 | 7.3MM CANNULATED SCREW 32MM THREAD/170MM-STERILE | Trauma | EA
209.975S | 10886982151452 | 7.3MM CANNULATED SCREW 32MM THREAD/175MM-STERILE | Trauma | EA
209.980S | 10886982151476 | 7.3MM CANNULATED SCREW 32MM THREAD/180MM-STERILE | Trauma | EA
209.735S | 10886982150950 | 7.3MM CANNULATED SCREW FULLY THREADED/135MM-STERILE | Trauma | EA
209.740S | 10886982150974 | 7.3MM CANNULATED SCREW FULLY THREADED/140MM-STERILE | Trauma | EA
209.745S | 10886982150998 | 7.3MM CANNULATED SCREW FULLY THREADED/145MM-STERILE | Trauma | EA
209.750S | 10886982151018 | 7.3MM CANNULATED SCREW FULLY THREADED/150MM-STERILE | Trauma | EA
209.755S | 10886982151032 | 7.3MM CANNULATED SCREW FULLY THREADED/155MM-STERILE | Trauma | EA
209.760S | 10886982151056 | 7.3MM CANNULATED SCREW FULLY THREADED/160MM-STERILE | Trauma | EA
209.765S | 10886982151070 | 7.3MM CANNULATED SCREW FULLY THREADED/165MM-STERILE | Trauma | EA
209.770S | 10886982151094 | 7.3MM CANNULATED SCREW FULLY THREADED/170MM-STERILE | Trauma | EA
209.775S | 10886982151117 | 7.3MM CANNULATED SCREW FULLY THREADED/175MM-STERILE | Trauma | EA
209.780S | 10886982151131 | 7.3MM CANNULATED SCREW FULLY THREADED/180MM-STERILE | Trauma | EA
03.227.038 | 10886982077233 | COMPRESSION SLEEVE ATTACHMENT FOR 6.5MM HCS | Trauma | EA
SD357.381 | 10886982006080 | 11.0MM/3.2MM WIRE GUIDE 222MM LONG/TFN | Trauma | EA
02.112.510 | 10886982034472 | 3.5MM LCP LOW BEND MEDIAL DSTL TIBIA PLATE/4H/RIGHT/109MM | Trauma | EA
04.112.510 | 10886982104069 | 3.5MM TI LCP LOW BEND MEDIAL DSTL TIBIA PL/4H/RIGHT/109MM | Trauma | EA
04.112.511 | 10886982104083 | 3.5MM TI LCP LOW BEND MEDIAL DSTL TIBIA PL/4H/LEFT/109MM | Trauma | EA
04.112.514 | 10886982104106 | 3.5MM TI LCP LOW BEND MEDIAL DSTL TIBIA PL/6H/RIGHT/135MM | Trauma | EA
04.112.515 | 10886982104120 | 3.5MM TI LCP LOW BEND MEDIAL DSTL TIBIA PL/6H/LEFT/135MM | Trauma | EA
04.112.518 | 10886982104144 | 3.5MM TI LCP LOW BEND MEDIAL DSTL TIBIA PL/8H/RIGHT/161MM | Trauma | EA
04.112.519 | 10886982104168 | 3.5MM TI LCP LOW BEND MEDIAL DSTL TIBIA PL/8H/LEFT/161MM | Trauma | EA
04.112.522 | 10886982104182 | 3.5MM TI LCP LOW BEND MEDIAL DSTL TIBIA PL/10H/RIGHT/187MM | Trauma | EA
04.112.523 | 10886982104205 | 3.5MM TI LCP LOW BEND MEDIAL DSTL TIBIA PL/10H/LEFT/187MM | Trauma | EA
04.112.526 | 10886982104229 | 3.5MM TI LCP LOW BEND MEDIAL DSTL TIBIA PL/12H/RIGHT/213MM | Trauma | EA
04.112.527 | 10886982104243 | 3.5MM TI LCP LOW BEND MEDIAL DSTL TIBIA PL/12H/LEFT/213MM | Trauma | EA
04.112.530 | 10886982104267 | 3.5MM TI LCP LOW BEND MEDIAL DSTL TIBIA PL/14H/RIGHT/239MM | Trauma | EA
04.112.531 | 10886982104281 | 3.5MM TI LCP LOW BEND MEDIAL DSTL TIBIA PL/14H/LEFT/239MM | Trauma | EA
02.112.511 | 10886982034496 | 3.5MM LCP LOW BEND MEDIAL DSTL TIBIA PLATE/4H/LEFT/109MM | Trauma | EA
02.112.514 | 10886982034519 | 3.5MM LCP LOW BEND MEDIAL DSTL TIBIA PLATE/6H/RIGHT/135MM | Trauma | EA
02.112.515 | 10886982034533 | 3.5MM LCP LOW BEND MEDIAL DSTL TIBIA PLATE/6H/LEFT/135MM | Trauma | EA
02.112.510S | 10886982034489 | 3.5MM LCP LOW BEND MEDIAL DSTL TIBIA PLATE/4H/RT/109MM-STER | Trauma | EA
02.112.518 | 10886982034557 | 3.5MM LCP LOW BEND MEDIAL DSTL TIBIA PLATE/8H/RIGHT/161MM | Trauma | EA
02.112.519 | 10886982034571 | 3.5MM LCP LOW BEND MEDIAL DSTL TIBIA PLATE/8H/LEFT/161MM | Trauma | EA
02.112.511S | 10886982034502 | 3.5MM LCP LOW BEND MEDIAL DSTL TIBIA PLATE/4H/LT/109MM-STER | Trauma | EA
02.112.522 | 10886982034595 | 3.5MM LCP LOW BEND MEDIAL DSTL TIBIA PLATE/10H/RIGHT/187MM | Trauma | EA
02.112.523 | 10886982034618 | 3.5MM LCP LOW BEND MEDIAL DSTL TIBIA PLATE/10H/LEFT/187MM | Trauma | EA
02.112.514S | 10886982034526 | 3.5MM LCP LOW BEND MEDIAL DSTL TIBIA PLATE/6H/RT/135MM-STER | Trauma | EA
02.112.515S | 10886982034540 | 3.5MM LCP LOW BEND MEDIAL DSTL TIBIA PLATE/6H/LT/135MM-STER | Trauma | EA
02.112.526 | 10886982034632 | 3.5MM LCP LOW BEND MEDIAL DSTL TIBIA PLATE/12H/RIGHT/213MM | Trauma | EA
02.112.518S | 10886982034564 | 3.5MM LCP LOW BEND MEDIAL DSTL TIBIA PLATE/8H/RT/161MM-STER | Trauma | EA
02.112.527 | 10886982034656 | 3.5MM LCP LOW BEND MEDIAL DSTL TIBIA PLATE/12H/LEFT/213MM | Trauma | EA
02.112.519S | 10886982034588 | 3.5MM LCP LOW BEND MEDIAL DSTL TIBIA PLATE/8H/LT/161MM-STER | Trauma | EA
02.112.522S | 10886982034601 | 3.5MM LCP LOW BEND MEDIAL DSTL TIBIA PLATE/10H/RT/187MM-STER | Trauma | EA
02.112.530 | 10886982034670 | 3.5MM LCP LOW BEND MEDIAL DSTL TIBIA PLATE/14H/RIGHT/239MM | Trauma | EA
02.112.523S | 10886982034625 | 3.5MM LCP LOW BEND MEDIAL DSTL TIBIA PLATE/10H/LT/187MM-STER | Trauma | EA
02.112.531 | 10886982034694 | 3.5MM LCP LOW BEND MEDIAL DSTL TIBIA PLATE/14H/LEFT/239MM | Trauma | EA
02.112.526S | 10886982034649 | 3.5MM LCP LOW BEND MEDIAL DSTL TIBIA PLATE/12H/RT/213MM-STER | Trauma | EA
02.112.527S | 10886982034663 | 3.5MM LCP LOW BEND MEDIAL DSTL TIBIA PLATE/12H/LT/213MM-STER | Trauma | EA
02.112.530S | 10886982034687 | 3.5MM LCP LOW BEND MEDIAL DSTL TIBIA PLATE/14H/RT/239MM-STER | Trauma | EA
02.112.531S | 10886982034700 | 3.5MM LCP LOW BEND MEDIAL DSTL TIBIA PLATE/14H/LT/239MM-STER | Trauma | EA
SD241.100 | 10886982003201 | 3.5MM LCP PILON PLATE WITH RECON PROFILE/7 HOLE | Trauma | EA
SD241.101 | 10886982003218 | 3.5MM LCP PILON PLATE WITH RECON PROFILE/9 HOLE | Trauma | EA
04.120.601 | 10886982109705 | 3.5MM TI LCKNG ATTACHMENT PL FOR 4.5MM LCP PLATE/4 HOLE | Trauma | EA
04.120.602 | 10886982109729 | 3.5MM TI LCKNG ATTACHMENT PL FOR 4.5MM LCP PLATE/8 HOLE | Trauma | EA
02.120.601 | 10886982040084 | 3.5MM LOCKING ATTACHMENT PLATE FOR 4.5MM LCP PLATE/4 HOLES | Trauma | EA
02.120.602 | 10886982040107 | 3.5MM LOCKING ATTACHMENT PLATE FOR 4.5MM LCP PLATE/8 HOLES | Trauma | EA
02.120.603 | 10886982040121 | 3.5MM LOCKING ATTACHMENT PLATE F/4.5MM PROX FEMUR PL/4 HOLE | Trauma | EA
02.120.604 | 10886982040145 | 3.5MM LOCKING ATTACHMENT PLATE F/4.5MM PROX FEMUR PL/8 HOLE | Trauma | EA
02.120.601S | 10886982040091 | 3.5MM LOCKING ATTACHMENT PLATE F/4.5MM LCP PLATE/4H-STER | Trauma | EA
02.120.602S | 10886982040114 | 3.5MM LOCKING ATTACHMENT PLATE F/4.5MM LCP PLATE/8H-STER | Trauma | EA
02.120.603S | 10886982040138 | 3.5MM LOCKING ATTACHMENT PLATE F/4.5MM PROX FEMUR PL/4H-STER | Trauma | EA
02.120.604S | 10886982040152 | 3.5MM LOCKING ATTACHMENT PLATE F/4.5MM PROX FEMUR PL/8H-STER | Trauma | EA
04.120.601S | 10886982109712 | 3.5MM TI LCKNG ATTACHMENT PL F/4.5MM LCP PLATE/4H-STER | Trauma | EA
04.120.602S | 10886982109736 | 3.5MM TI LCKNG ATTACHMENT PL F/4.5MM LCP PLATE/8H-STER | Trauma | EA
02.120.606 | 10886982040183 | CONNECTING SCREW F/LOCKING ATTACHMENT PLATE/STARDRIVE | Trauma | EA
04.120.606 | 10886982109804 | TI CONNECTING SCREW F/LCKNG ATTACHMENT PLATE/STARDRIVE | Trauma | EA
02.120.606S | 10886982040190 | CONNECTING SCREW F/LCKNG ATTACHMENT PL/STARDRIVE-STER | Trauma | EA
04.120.606S | 10886982109811 | TI CONNECTING SCREW F/LCKNG ATTACHMENT PL/STARDRIVE-STER | Trauma | EA
03.120.040 | 10886982074287 | DRILL SLEEVE FOR 2.8MM DRILL BIT | Trauma | EA
03.120.042 | 10886982074300 | CENTERING SLEEVE FOR 1.6MM K-WIRE | Trauma | EA
440.831 | 10886982220677 | TI TOMOFIX MEDIAL HIGH TIBIA PLATE-4 HOLES/SMALL | Trauma | EA
247.711 | 10886982171016 | 2.4/2.7MM LOCKING X-PLATE EXTRA SMALL/22X14MM | Trauma | EA
247.711S | 10886982171023 | 2.4/2.7MM LOCKING X-PLATE EXTRA SMALL/22X14MM-STERILE | Trauma | EA
447.711S | 10886982224118 | 2.4/2.7MM TI LOCKING X-PLATE EXTRA SMALL/22X14MM-STERILE | Trauma | EA
447.711 | 10886982224101 | 2.4/2.7MM TI LOCKING X-PLATE EXTRA SMALL/22X14MM | Trauma | EA
03.120.049 | 10886982074348 | DEPTH GAUGE FOR 3.5MM SCREW | Trauma | EA
03.120.041 | 10886982074294 | 2.8MM 3-FLUTED DRILL BIT QC/200MM | Trauma | EA
SD319.100 | 10886982005021 | THREADED GUIDE FOR 3.5MM LCP PLATES | Trauma | EA
04.110.730S | 10886982100733 | TI LCP VOLR CLMN DSTL RADIUS PL 6H HEAD/3H SHAFT/RT-STERILE | Trauma | EA
04.110.731S | 10886982100757 | TI LCP VOLR CLMN DSTL RADIUS PL 6H HEAD/3H SHAFT/LT-STERILE | Trauma | EA
04.110.740S | 10886982100771 | OI LCP VOLR CLMN DSTL RADIUS PL 6H HEAD/4H SHAFT/RT-STERILE | Trauma | EA
04.110.741S | 10886982100795 | OI LCP VOLR CLMN DSTL RADIUS PL 6H HEAD/4H SHAFT/LT-STERILE | Trauma | EA
04.110.830S | 10886982100894 | TI LCP VOLR CLMN DSTL RADIUS PL 7H HEAD/3H SHAFT/RT-STERILE | Trauma | EA
04.110.831S | 10886982100917 | TI LCP VOLR CLMN DSTL RADIUS PL 7H HEAD/3H SHAFT/LT-STERILE | Trauma | EA
04.110.840S | 10886982100931 | TI LCP VOLR CLMN DSTL RADIUS PL 7H HEAD/4H SHAFT/RT-STERILE | Trauma | EA
04.110.841S | 10886982100955 | OI LCP VOLR CLMN DSTL RADIUS PL 7H HEAD/4H SHAFT/LT-STERILE | Trauma | EA
04.110.730 | 10886982100726 | TI LCP VOLAR COLUMN DISTAL RADIUS PL 6H HEAD/3H SHAFT/RT | Trauma | EA
04.110.731 | 10886982100740 | TI LCP VOLAR COLUMN DISTAL RADIUS PL 6H HEAD/3H SHAFT/LT | Trauma | EA
04.110.740 | 10886982100764 | TI LCP VOLAR COLUMN DISTAL RADIUS PL 6H HEAD/4H SHAFT/RT | Trauma | EA
04.110.741 | 10886982100788 | TI LCP VOLAR COLUMN DISTAL RADIUS PL 6H HEAD/4H SHAFT/LT | Trauma | EA
04.110.830 | 10886982100887 | TI LCP VOLAR COLUMN DISTAL RADIUS PL 7H HEAD/3H SHAFT/RT | Trauma | EA
04.110.831 | 10886982100900 | TI LCP VOLAR COLUMN DISTAL RADIUS PL 7H HEAD/3H SHAFT/LT | Trauma | EA
04.110.840 | 10886982100924 | TI LCP VOLAR COLUMN DISTAL RADIUS PL 7H HEAD/4H SHAFT/RT | Trauma | EA
04.110.841 | 10886982100948 | TI LCP VOLAR COLUMN DISTAL RADIUS PL 7H HEAD/4H SHAFT/LT | Trauma | EA
02.110.730S | 10886982030801 | LCP VOLAR COLUMN DISTAL RADIUS PL 6H HEAD/3H SHAFT/RT-STERILE | Trauma | EA
02.110.731S | 10886982030825 | LCP VOLAR COLUMN DISTAL RADIUS PL 6H HEAD/3H SHAFT/LT-STERILE | Trauma | EA
02.110.740S | 10886982030849 | LCP VOLAR COLUMN DISTAL RADIUS PL 6H HEAD/4H SHAFT/RT-STERILE | Trauma | EA
02.110.741S | 10886982030863 | LCP VOLAR COLUMN DISTAL RADIUS PL 6H HEAD/4H SHAFT/LT-STERILE | Trauma | EA
02.110.830S | 10886982030962 | LCP VOLAR COLUMN DISTAL RADIUS PL 7H HEAD/3H SHAFT/RT-STERILE | Trauma | EA
02.110.831S | 10886982030986 | LCP VOLAR COLUMN DISTAL RADIUS PL 7H HEAD/3H SHAFT/LT-STERILE | Trauma | EA
02.110.840S | 10886982031006 | LCP VOLAR COLUMN DISTAL RADIUS PL 7H HEAD/4H SHAFT/RT-STERILE | Trauma | EA
02.110.841S | 10886982031020 | LCP VOLAR COLUMN DISTAL RADIUS PL 7H HEAD/4H SHAFT/LT-STERILE | Trauma | EA
02.110.730 | 10886982030795 | LCP VOLAR COLUMN DISTAL RADIUS PL 6H HEAD/3H SHAFT/RT | Trauma | EA
02.110.731 | 10886982030818 | LCP VOLAR COLUMN DISTAL RADIUS PL 6H HEAD/3H SHAFT/LT | Trauma | EA
02.110.740 | 10886982030832 | LCP VOLAR COLUMN DISTAL RADIUS PL 6H HEAD/4H SHAFT/RT | Trauma | EA
02.110.741 | 10886982030856 | LCP VOLAR COLUMN DISTAL RADIUS PL 6H HEAD/4H SHAFT/LT | Trauma | EA
02.110.830 | 10886982030955 | LCP VOLAR COLUMN DISTAL RADIUS PL 7H HEAD/3H SHAFT/RT | Trauma | EA
02.110.831 | 10886982030979 | LCP VOLAR COLUMN DISTAL RADIUS PL 7H HEAD/3H SHAFT/LT | Trauma | EA
02.110.840 | 10886982030993 | LCP VOLAR COLUMN DISTAL RADIUS PL 7H HEAD/4H SHAFT/RT | Trauma | EA
02.110.841 | 10886982031013 | LCP VOLAR COLUMN DISTAL RADIUS PL 7H HEAD/4H SHAFT/LT | Trauma | EA
03.113.028 | 10886982072948 | DEPTH GAUGE F/3.5MM LCP PERCUTANEOUS INSTRUMENT SYSTEM | Trauma | EA
03.207.003 | 10886982075932 | 10MM DRILL SLEEVE FOR SCFE SCREW | Trauma | EA
03.207.007 | 10886982075970 | REAMER FOR SCFE SCREW | Trauma | EA
03.110.031 | 10886982072009 | SILICONE WASHER FOR GUIDE BLOCK ATTACHMENT SCREW | Trauma | EA
03.010.471 | 10886982068927 | GUIDE WIRE AIMING DEVICE OFFSET BLOCK | Trauma | EA
60.211.013 | 10886982248220 | JOINT PREPARATION MODULE CASE | Trauma | EA
03.111.012 | 10886982072115 | SILICONE HANDLE QUICK COUPLING/LONG | Trauma | EA
03.111.013 | 10886982072122 | SILICONE HANDLE QUICK COUPLING/SHORT | Trauma | EA
03.111.021 | 10886982072207 | COMPRESSION/DISTRACTION INSTRUMENT | Trauma | EA
03.111.022 | 10886982072214 | COMPRESSION/DISTRACTION HOLDING SLEEVE/2.0MM K-WIRE | Trauma | EA
03.111.023 | 10886982072221 | COMPRESSION/DISTRACTION HOLDING SLEEVE/2.5MM K-WIRE | Trauma | EA
03.111.024 | 10886982072238 | COMPRESSION/DISTRACTION HOLDING SLEEVE/3.0MM K-WIRE | Trauma | EA
60.211.015 | 10886982248244 | COMPRESSION-DISTRACTION MODULE CASE | Trauma | EA
60.211.017 | 10886982248268 | BONE HARVESTING MODULE CASE | Trauma | EA
03.111.031 | 10886982072290 | BONE HARVESTING TREPHINE STYLET | Trauma | EA
03.111.025 | 10886982072245 | TREPHINE ATTACHMENT 5.5MM DIAMETER | Trauma | EA
03.111.026 | 10886982072252 | TREPHINE ATTACHMENT 7.0MM DIAMETER | Trauma | EA
387.659 | 10886982197696 | TREPHINE ATTACHMENT 8.5MM DIAMETER | Trauma | EA
387.660 | 10886982197702 | TREPHINE ATTACHMENT 9.5MM DIAMETER | Trauma | EA
387.661 | 10886982197719 | TREPHINE ATTACHMENT 10.5MM DIAMETER | Trauma | EA
387.662 | 10886982197726 | TREPHINE ATTACHMENT 12.5MM DIAMETER | Trauma | EA
387.663 | 10886982197733 | TREPHINE ATTACHMENT 14.0MM DIAMETER | Trauma | EA
03.111.027 | 10886982072269 | EXTRACTION ATTACHMENT 5.5MM DIAMETER | Trauma | EA
03.111.028 | 10886982072276 | EXTRACTION ATTACHMENT 7.0MM DIAMETER | Trauma | EA
387.669 | 10886982197740 | EXTRACTION ATTACHMENT 8.5MM DIAMETER | Trauma | EA
387.670 | 10886982197757 | EXTRACTION ATTACHMENT 9.5MM DIAMETER | Trauma | EA
387.671 | 10886982197764 | EXTRACTION ATTACHMENT 10.5MM DIAMETER | Trauma | EA
387.672 | 10886982197771 | EXTRACTION ATTACHMENT 12.5MM DIAMETER | Trauma | EA
387.673 | 10886982197788 | EXTRACTION ATTACHMENT 14.0MM DIAMETER | Trauma | EA
357.052 | 10886982195739 | TROCHANTERIC FIXATION NAIL SCREW COMPRESSION NUT | Trauma | EA
03.111.014 | 10886982072139 | JOINT PREP/CARTILAGE REMOVER 20 DEG BEND/12MM | Trauma | EA
03.111.015 | 10886982072146 | JOINT PREP/CHISEL/STRAIGHT NARROW/10MM WIDE | Trauma | EA
03.111.016 | 10886982072153 | JOINT PREP/CHISEL/STRAIGHT BROAD/15MM WIDE | Trauma | EA
03.111.017 | 10886982072160 | JOINT PREP/CHISEL/20 DEG BEND NARROW/10MM WIDE | Trauma | EA
03.111.018 | 10886982072177 | JOINT PREP/CHISEL/20 DEG BEND BROAD/15MM WIDE | Trauma | EA
03.111.019 | 10886982072184 | JOINT PREP/CHISEL/CURVED NARROW/10MM WIDE | Trauma | EA
03.111.020 | 10886982072191 | JOINT PREP/CHISEL/CURVED BROAD/15MM WIDE | Trauma | EA
60.111.474 | 10886982243102 | 1.8MM SHORT THRDD DRILL GUIDE AND DEPTH GAUGE MODULE | Trauma | EA
03.111.530 | 10886982072443 | SIZING TEMPLATE F/2.4MM VA-LCP 2-COL DSTL RAD PL NRW 6H HD/RT | Trauma | EA
03.111.531 | 10886982072450 | SIZING TEMPLATE F/2.4MM VA-LCP 2-COL DSTL RAD PL NRW 6H HD/LT | Trauma | EA
03.111.630 | 10886982072481 | SIZING TEMPLATE F/2.4MM VA-LCP 2-COL DSTL RAD PL 6H HD/RT | Trauma | EA
03.111.631 | 10886982072498 | SIZING TEMPLATE F/2.4MM VA-LCP 2-COL DSTL RAD PL 6H HD/LT | Trauma | EA
03.111.730 | 10886982072542 | SIZING TEMPLATE F/2.4MM VA-LCP 2-COL DSTL RAD PL 7H HD/RT | Trauma | EA
03.111.731 | 10886982072559 | SIZING TEMPLATE F/2.4MM VA-LCP 2-COL DSTL RAD PL 7H HD/LT | Trauma | EA
03.702.400.97S | 10886982080592 | DELIVERY CANNULA AND TAMP 8 GAUGE X 10CM-STERILE | Trauma | EA
03.702.401.97S | 10886982080608 | DELIVERY CANNULA AND TAMP 10 GAUGE X 10CM-STERILE | Trauma | EA
03.702.402.97S | 10886982080615 | DELIVERY CANNULA AND TAMP 12 GAUGE X 5CM-STERILE | Trauma | EA
03.702.403.97S | 10886982080622 | DELIVERY CANNULA AND TAMP 8 GAUGE X 19CM-STERILE | Trauma | EA
62.006.010 | 10886982250780 | LIFTING PLATFORM FOR FULL STERILIZATION CONTAINER | Trauma | EA
62.009.010 | 10886982250827 | LIFTING PLATFORM FOR EXTENDED STERILIZATION CONTAINER | Trauma | EA
62.006.020 | 10886982250797 | LID FOR FULL STERILIZATION CONTAINER | Trauma | EA
62.009.021 | 10886982250841 | LID FOR EXTENDED STERILIZATION CONTAINER | Trauma | EA
62.010.001 | 10886982250872 | OPTIONAL PROTECTIVE PLATE FOR STERILIZATION CONTAINER | Trauma | EA
62.010.002 | 10886982250889 | FILTERS FOR STERILIZATION CONTAINER / 1000 PCS | Trauma | EA
62.010.003 | 10886982250896 | FILTER RETENTION PLATE/TOP FOR STERILIZATION CONTAINER | Trauma | EA
62.010.004 | 10886982250902 | TAMPER EVIDENT ARROWS FOR STER CONTAINER / 1000 PCS | Trauma | EA
62.006.001 | 10886982250742 | STERILIZATION CONTAINER FULL-ONE LEVEL/PERF BASE | Trauma | EA
62.006.002 | 10886982250759 | STERILIZATION CONTAINER FULL-TWO LEVEL/PERF BASE | Trauma | EA
62.006.003 | 10886982250766 | STERILIZATION CONTAINER FULL-THREE LEVEL/PERF BASE | Trauma | EA
62.009.005 | 10886982250810 | STERILIZATION CONTAINER EXTENDED-FIVE LEVEL/PERF BASE | Trauma | EA
62.010.005 | 10886982250919 | DATA CARDS FOR STERILIZATION CONTAINER / 500 PCS | Trauma | EA
1203 | 10886982138682 | UNIVERSAL BATTERY CHARGER II USER MANUAL | Trauma | EA
03.019.011 | 10886982069481 | REDUCTION INSTRUMENT FOR MULTILOC HUMERAL NAIL/330MM | Trauma | EA
03.019.016 | 10886982069535 | 3.8MM THREE-FLUTED DRILL BIT QC/CALIBRATED/270MM | Trauma | EA
03.019.001 | 10886982069368 | RADIOGRAPHIC RULER FOR MULTILOC HUMERAL NAIL | Trauma | EA
03.019.018 | 10886982069566 | 6.5MM DRILL BIT/CONICAL W/STOP | Trauma | EA
03.019.026 | 10886982069658 | 2.5MM GUIDE ROD W/STOP TROCAR TIP/230MM | Trauma | EA
03.019.005 | 10886982069429 | HANDLE WITH QUICK COUPLING LENGTH 150MM | Trauma | EA
03.019.006 | 10886982069436 | INSERTION HANDLE FOR MULTILOC HUMERAL NAILING SYSTEM | Trauma | EA
03.019.019 | 10886982069580 | CENTERING SLV F/3.5MM TI LCKNG SCR AND 4.5MM TI MULTILOC SCR | Trauma | EA
03.019.013 | 10886982069504 | 13.0MM/10.0MM PROTECTION SLV F/4.5MM TI MULTILOC SCR/150MM | Trauma | EA
03.019.021 | 10886982069603 | 5.8MM/2.8MM DRILL SLEEVE FOR 03.019.019 | Trauma | EA
03.019.014 | 10886982069511 | 10.0MM/3.8MM DRILL SLEEVE FOR 03.019.013 | Trauma | EA
03.019.027 | 10886982069672 | PROTECTION SLEEVE FOR 03.019.003 AND 03.019.004 | Trauma | EA
03.019.007 | 10886982069443 | CONNECTING SCREW/CANNULATED FOR MULTILOC HUMERAL NAIL | Trauma | EA
03.019.017 | 10886982069559 | DEPTH GAUGE FOR MULTILOC HUMERAL NAILING SYSTEM | Trauma | EA
03.019.015 | 10886982069528 | 3.8MM TROCAR FOR 03.019.014 | Trauma | EA
03.019.025 | 10886982069641 | SCRWDRVR F/4.5MM TI MULTILOC SCREWS/SLF-RETAIN/330MM | Trauma | EA
03.019.012 | 10886982069498 | AIMING ARM FOR MULTILOC HUMERAL NAIL | Trauma | EA
03.019.023 | 10886982069627 | END CAP RULER F/MULTILOC HUMERAL NAILING SYSTEM | Trauma | EA
04.016.240S | 10886982089267 | 7MM TI MULTILOC HUMERAL NAIL RIGHT/CANN/240MM-STERILE | Trauma | EA
03.019.028 | 10886982069689 | COMBINED HAMMER 360 GRAMS | Trauma | EA
03.019.024 | 10886982069634 | EXTRACTION SCREW FOR MULTILOC HUMERAL NAILING SYSTEM | Trauma | EA
03.019.004 | 10886982069405 | 11.5MM HOLLOW DRILL BIT FOR 9.5MM MULTILOC PROX HUM NAIL | Trauma | EA
03.019.003 | 10886982069382 | 10.0MM HOLLOW DRILL BIT FOR MULTILOC HUMERAL NAILING SYS | Trauma | EA
03.019.008 | 10886982069450 | AIMING ARM/LAT/F/MULTILOC PROXIMAL HUMERAL NAIL | Trauma | EA
03.019.009 | 10886982069467 | AIMING ARM/ANT/F/MULTILOC PROXIMAL HUMERAL NAIL | Trauma | EA
03.019.020 | 10886982069597 | STARDRIVE SCREWDRIVER T25 W/ COUPLING FOR 03.019.019/330MM | Trauma | EA
04.019.020S | 10886982089632 | 4.5MM TI MULTILOC SCREW LENGTH 20MM-STERILE | Trauma | EA
04.019.022S | 10886982089656 | 4.5MM TI MULTILOC SCREW LENGTH 22MM-STERILE | Trauma | EA
04.019.024S | 10886982089670 | 4.5MM TI MULTILOC SCREW LENGTH 24MM-STERILE | Trauma | EA
04.019.026S | 10886982089694 | 4.5MM TI MULTILOC SCREW LENGTH 26MM-STERILE | Trauma | EA
04.019.028S | 10886982089717 | 4.5MM TI MULTILOC SCREW LENGTH 28MM-STERILE | Trauma | EA
04.019.030S | 10886982089731 | 4.5MM TI MULTILOC SCREW LENGTH 30MM-STERILE | Trauma | EA
04.019.032S | 10886982089755 | 4.5MM TI MULTILOC SCREW LENGTH 32MM-STERILE | Trauma | EA
04.019.034S | 10886982089779 | 4.5MM TI MULTILOC SCREW LENGTH 34MM-STERILE | Trauma | EA
04.019.036S | 10886982089793 | 4.5MM TI MULTILOC SCREW LENGTH 36MM-STERILE | Trauma | EA
04.019.038S | 10886982089816 | 4.5MM TI MULTILOC SCREW LENGTH 38MM-STERILE | Trauma | EA
04.019.040S | 10886982089830 | 4.5MM TI MULTILOC SCREW LENGTH 40MM-STERILE | Trauma | EA
04.019.042S | 10886982089854 | 4.5MM TI MULTILOC SCREW LENGTH 42MM-STERILE | Trauma | EA
04.019.044S | 10886982089878 | 4.5MM TI MULTILOC SCREW LENGTH 44MM-STERILE | Trauma | EA
04.019.046S | 10886982089892 | 4.5MM TI MULTILOC SCREW LENGTH 46MM-STERILE | Trauma | EA
04.019.050S | 10886982089939 | 4.5MM TI MULTILOC SCREW LENGTH 50MM-STERILE | Trauma | EA
04.019.052S | 10886982089953 | 4.5MM TI MULTILOC SCREW LENGTH 52MM-STERILE | Trauma | EA
04.019.054S | 10886982089977 | 4.5MM TI MULTILOC SCREW LENGTH 54MM-STERILE | Trauma | EA
04.019.056S | 10886982089991 | 4.5MM TI MULTILOC SCREW LENGTH 56MM-STERILE | Trauma | EA
04.019.058S | 10886982090010 | 4.5MM TI MULTILOC SCREW LENGTH 58MM-STERILE | Trauma | EA
04.019.060S | 10886982090034 | 4.5MM TI MULTILOC SCREW LENGTH 60MM-STERILE | Trauma | EA
04.019.048S | 10886982089915 | 4.5MM TI MULTILOC SCREW LENGTH 48MM-STERILE | Trauma | EA
04.019.020 | 10886982089625 | 4.5MM TI MULTILOC SCREW LENGTH 20MM | Trauma | EA
04.019.022 | 10886982089649 | 4.5MM TI MULTILOC SCREW LENGTH 22MM | Trauma | EA
04.019.024 | 10886982089663 | 4.5MM TI MULTILOC SCREW LENGTH 24MM | Trauma | EA
04.019.026 | 10886982089687 | 4.5MM TI MULTILOC SCREW LENGTH 26MM | Trauma | EA
04.019.028 | 10886982089700 | 4.5MM TI MULTILOC SCREW LENGTH 28MM | Trauma | EA
04.019.030 | 10886982089724 | 4.5MM TI MULTILOC SCREW LENGTH 30MM | Trauma | EA
04.019.032 | 10886982089748 | 4.5MM TI MULTILOC SCREW LENGTH 32MM | Trauma | EA
04.019.034 | 10886982089762 | 4.5MM TI MULTILOC SCREW LENGTH 34MM | Trauma | EA
04.019.036 | 10886982089786 | 4.5MM TI MULTILOC SCREW LENGTH 36MM | Trauma | EA
04.019.038 | 10886982089809 | 4.5MM TI MULTILOC SCREW LENGTH 38MM | Trauma | EA
04.019.040 | 10886982089823 | 4.5MM TI MULTILOC SCREW LENGTH 40MM | Trauma | EA
04.019.042 | 10886982089847 | 4.5MM TI MULTILOC SCREW LENGTH 42MM | Trauma | EA
04.019.044 | 10886982089861 | 4.5MM TI MULTILOC SCREW LENGTH 44MM | Trauma | EA
04.019.046 | 10886982089885 | 4.5MM TI MULTILOC SCREW LENGTH 46MM | Trauma | EA
04.019.048 | 10886982089908 | 4.5MM TI MULTILOC SCREW LENGTH 48MM | Trauma | EA
04.019.050 | 10886982089922 | 4.5MM TI MULTILOC SCREW LENGTH 50MM | Trauma | EA
04.019.052 | 10886982089946 | 4.5MM TI MULTILOC SCREW LENGTH 52MM | Trauma | EA
04.019.054 | 10886982089960 | 4.5MM TI MULTILOC SCREW LENGTH 54MM | Trauma | EA
04.019.056 | 10886982089984 | 4.5MM TI MULTILOC SCREW LENGTH 56MM | Trauma | EA
04.019.058 | 10886982090003 | 4.5MM TI MULTILOC SCREW LENGTH 58MM | Trauma | EA
04.019.060 | 10886982090027 | 4.5MM TI MULTILOC SCREW LENGTH 60MM | Trauma | EA
04.017.240S | 10886982089366 | 7MM TI MULTILOC HUMERAL NAIL LEFT/CANN/240MM-STERILE | Trauma | EA
04.016.034S | 10886982089182 | 8MM TI MULTILOC PROX HUMERAL NAIL/RIGHT/CANN/160MM-STER | Trauma | EA
04.016.035S | 10886982089199 | 8MM TI MULTILOC PROX HUMERAL NAIL/LEFT/CANN/160MM-STER | Trauma | EA
04.016.038S | 10886982089205 | 9.5MM TI MULTILOC PROX HUMERAL NAIL/RT/CANN/160MM-STER | Trauma | EA
04.016.039S | 10886982089212 | 9.5MM TI MULTILOC PROX HUMERAL NAIL/LT/CANN/160MM-STER | Trauma | EA
498.822S | 10886982237002 | TITANIUM CABLE CRIMP-STERILE | Trauma | EA
690.525.30 | 10886982254429 | TOP TRAY ASSEMBLY OF SMALL BATTERY DRIVE CASE | Trauma | EA
04.123.040S | 10886982110435 | 3.5MM TI LCP PERIARTIC PROX HUM PL 3 HOLE/109MM/RT-STERILE | Trauma | EA
04.123.041S | 10886982110459 | 3.5MM TI LCP PERIARTIC PROX HUM PL 3 HOLE/109MM/LT-STERILE | Trauma | EA
04.123.042S | 10886982110473 | 3.5MM TI LCP PERIARTIC PROX HUM PL 5 HOLE/145MM/RT-STERILE | Trauma | EA
04.123.043S | 10886982110497 | 3.5MM TI LCP PERIARTIC PROX HUM PL 5 HOLE/145MM/LT-STERILE | Trauma | EA
04.123.040 | 10886982110428 | 3.5MM TI LCP PERIARTIC PROX HUMERUS PL 3 HOLE/109MM/RIGHT | Trauma | EA
04.123.041 | 10886982110442 | 3.5MM TI LCP PERIARTIC PROX HUMERUS PL 3 HOLE/109MM/LEFT | Trauma | EA
04.123.042 | 10886982110466 | 3.5MM TI LCP PERIARTIC PROX HUMERUS PL 5 HOLE/145MM/RIGHT | Trauma | EA
04.123.043 | 10886982110480 | 3.5MM TI LCP PERIARTIC PROX HUMERUS PL 5 HOLE/145MM/LEFT | Trauma | EA
04.019.000S | 10886982089533 | TI MULTILOC END CAP F/MULTILOC NAIL/0MM EXTENSION-STERILE | Trauma | EA
04.019.002S | 10886982089557 | TI MULTILOC END CAP F/MULTILOC NAIL/2MM EXTENSION-STERILE | Trauma | EA
04.019.010S | 10886982089595 | TI MULTILOC END CAP F/MULTILOC NAIL/10MM EXTENSION-STERILE | Trauma | EA
60.120.711 | 10886982247834 | GRAPHIC CASE LID FOR 3.5MM LCP TIBIAL PLATEAU SET | Trauma | EA
60.120.706 | 10886982247780 | TRAY F/3.5MM LCP MEDIAL PROX AND POSTEROMEDIAL PLATES | Trauma | EA
60.120.707 | 10886982247797 | TRAY F/3.5MM LCP PROX TIB AND PROX TIB LOW BEND PLATES | Trauma | EA
60.120.708 | 10886982247803 | TRAY F/3.5MM LOCK AND CORTEX SCREWS AND INSTR 510 X 250 | Trauma | EA
60.120.710 | 10886982247827 | GRAPHIC CASE BASE FOR 3.5MM LCP TIBIAL PLATEAU SET | Trauma | EA
60.120.705 | 10886982247773 | TRAY F/3.7MM CANNULATED LOCKING SCREWS 510 X 250 | Trauma | EA
SD399.017 | 10886982006981 | OFFSET OSTEOTOME 20MM BLADE WIDTH | Trauma | EA
SD321.121 | 10886982005106 | SMALL PLATE END DISTRACTOR | Trauma | EA
03.114.009 | 10886982073037 | STARDRIVE SCREWDRIVER SHAFT W/HOLDING SLEEVE/T4/66MM | Trauma | EA
03.114.010 | 10886982073044 | STARDRIVE SCREWDRIVER SHAFT T4/66MM | Trauma | EA
SD357.024 | 10886982005847 | CURVED AWL/NON-CANNULATED | Trauma | EA
SD319.007 | 10886982004956 | PERCUTANEOUS DEPTH GAUGE | Trauma | EA
03.010.447 | 10886982068897 | SD40 STARDRIVE SCREWDRIVER LONG/CANNULATED | Trauma | EA
03.010.446 | 10886982068880 | EXTRACTION SCREW/M8 FOR SUPRAPATELLAR | Trauma | EA
SD393.760 | 10886982006615 | OPEN COMPRESSOR-MODIFIED | Trauma | EA
03.010.439S | 10886982068811 | 12MM CANNULATED DRILL BIT LARGE QC/270MM - STERILE | Trauma | EA
355.006 | 10886982194725 | MEDULLARY TUBE | Trauma | EA
03.120.068 | 10886982074508 | TOMOFIX GUIDING BLOCK FOR MEDIAL DISTAL FEMUR PLATE-RT | Trauma | EA
03.120.069 | 10886982074515 | TOMOFIX GUIDING BLOCK FOR MEDIAL DISTAL FEMUR PLATE-LT | Trauma | EA
04.120.550 | 10886982109668 | TI TOMOFIX MEDIAL DISTAL FEMUR PLATE - 4 HOLES/RIGHT | Trauma | EA
04.120.551 | 10886982109682 | TI TOMOFIX MEDIAL DISTAL FEMUR PLATE - 4 HOLES/LEFT | Trauma | EA
03.019.030 | 10886982069702 | AIMING ARM KNOB FOR 03.019.008 AND 03.019.012 AND 03.010.405 | Trauma | EA
03.019.031 | 10886982069719 | AIMING ARM KNOB F/03.019.009 F/MULTILOC PROX HUMERAL NAIL | Trauma | EA
412.109S | 10886982210432 | 3.5MM TI LOCKING SCR SLF-TPNG W/STARDRIVE RECESS/26MM-STER | Trauma | EA
412.110S | 10886982210456 | 3.5MM TI LOCKING SCR SLF-TPNG W/STARDRIVE RECESS/28MM-STER | Trauma | EA
412.111S | 10886982210470 | 3.5MM TI LOCKING SCR SLF-TPNG W/STARDRIVE RECESS/30MM-STER | Trauma | EA
412.112S | 10886982210494 | 3.5MM TI LOCKING SCR SLF-TPNG W/STARDRIVE RECESS/32MM-STER | Trauma | EA
412.116S | 10886982210579 | 3.5MM TI LOCKING SCR SLF-TPNG W/STARDRIVE RECESS/38MM-STER | Trauma | EA
412.117S | 10886982210593 | 3.5MM TI LOCKING SCR SLF-TPNG W/STARDRIVE RECESS/40MM-STER | Trauma | EA
412.118S | 10886982210616 | 3.5MM TI LOCKING SCR SLF-TPNG W/STARDRIVE RECESS/42MM-STER | Trauma | EA
412.120S | 10886982210654 | 3.5MM TI LOCKING SCR SLF-TPNG W/STARDRIVE RECESS/48MM-STER | Trauma | EA
412.121S | 10886982210678 | 3.5MM TI LOCKING SCR SLF-TPNG W/STARDRIVE RECESS/50MM-STER | Trauma | EA
412.122S | 10886982210692 | 3.5MM TI LOCKING SCR SLF-TPNG W/STARDRIVE RECESS/52MM-STER | Trauma | EA
04.120.551S | 10886982109699 | TI TOMOFIX MEDIAL DISTAL FEMUR PL/4 HOLES/LEFT-STERILE | Trauma | EA
04.120.550S | 10886982109675 | TI TOMOFIX MEDIAL DISTAL FEMUR PL/4 HOLES/RIGHT-STERILE | Trauma | EA
03.019.003S | 10886982069399 | 10.0MM HOLLOW DRILL BIT FOR MULTILOC HUMERAL NAIL SYS-STER | Trauma | EA
03.019.004S | 10886982069412 | 11.5MM HOLLOW DRILL BIT FOR 9.5MM MULTILOC PROX NAIL-STER | Trauma | EA
03.019.018S | 10886982069573 | 6.5MM DRILL BIT/CONICAL W/STOP STERILE | Trauma | EA
03.019.010 | 10886982069474 | EXTRACTION SHAFT F/4.5MM TI MULTILOC SCREWS/QUICK COUPLING | Trauma | EA
60.112.035 | 10886982243355 | LABELS FOR CLAVICLE PLATE SYSTEM | Trauma | EA
04.112.048S | 10886982102836 | 2.7MM/3.5MM TI VA-LCP LAT ANT CLAVICLE PLATE/11H/113MM-STER | Trauma | EA
02.112.048S | 10886982033062 | 2.7MM/3.5MM VA-LCP LAT ANT CLAVICLE PL/11H/113MM-STER | Trauma | EA
04.112.049S | 10886982102850 | 2.7MM/3.5MM TI VA-LCP LAT ANT CLAVICLE PL/12H/124MM-STER | Trauma | EA
02.112.049S | 10886982033086 | 2.7MM/3.5MM VA-LCP LAT ANT CLAVICLE PL/12H/124MM-STER | Trauma | EA
02.112.048 | 10886982033055 | 2.7MM/3.5MM VA-LCP LAT ANT CLAVICLE PLATE/11H/113MM | Trauma | EA
02.112.049 | 10886982033079 | 2.7MM/3.5MM VA-LCP LAT ANT CLAVICLE PLATE/12H/124MM | Trauma | EA
60.112.036 | 10886982243362 | SUP ANT CLAVICLE PLATE TRAY FOR MODULAR SYSTEM | Trauma | EA
60.112.037 | 10886982243379 | TRAY F/SUP ANT CLAVICLE PLATE W/EXTENSION FOR MODULAR SYSTEM | Trauma | EA
60.112.038 | 10886982243386 | SUP CLAVICLE PLATE TRAY FOR MODULAR SYSTEM | Trauma | EA
60.112.039 | 10886982243393 | TRAY F/SUP CLAVICLE PLATE W/EXTENSION FOR MODULAR SYSTEM | Trauma | EA
03.019.026S | 10886982069665 | 2.5MM GUIDE ROD W/STOP TROCAR TIP/230MM-STERILE | Trauma | EA
03.019.016S | 10886982069542 | 3.8MM THREE-FLUTED DRILL BIT QC/CALIBRATED/270MM-STERILE | Trauma | EA
SD310.146 | 10886982003928 | 4.5MM SLEEVE FOR SHORT CANN PERCUTANEOUS GUIDING SYS | Trauma | EA
SD310.145 | 10886982003911 | 3.2MM SLEEVE FOR SHORT CANN PERCUTANEOUS GUIDING SYS | Trauma | EA
SD310.147 | 10886982003935 | 3.2MM DRILL BIT/JC/290MM 140MM CALIBRATED | Trauma | EA
SD310.148 | 10886982003942 | 4.5MM DRILL BIT/JC/270MM | Trauma | EA
02.124.406 | 10886982042736 | 4.5MM VA-LCP CURVED CONDYLAR PLATE/6 HOLE/159MM/RIGHT | Trauma | EA
02.124.407 | 10886982042750 | 4.5MM VA-LCP CURVED CONDYLAR PLATE/6 HOLE/159MM/LEFT | Trauma | EA
02.124.408 | 10886982042774 | 4.5MM VA-LCP CURVED CONDYLAR PLATE/8 HOLE/195MM/RIGHT | Trauma | EA
02.124.409 | 10886982042798 | 4.5MM VA-LCP CURVED CONDYLAR PLATE/8 HOLE/195MM/LEFT | Trauma | EA
02.124.410 | 10886982042811 | 4.5MM VA-LCP CURVED CONDYLAR PLATE/10 HOLE/230MM/RIGHT | Trauma | EA
02.124.411 | 10886982042835 | 4.5MM VA-LCP CURVED CONDYLAR PLATE/10 HOLE/230MM/LEFT | Trauma | EA
02.124.413 | 10886982042873 | 4.5MM VA-LCP CURVED CONDYLAR PLATE/12 HOLE/266MM/LEFT | Trauma | EA
02.124.412 | 10886982042859 | 4.5MM VA-LCP CURVED CONDYLAR PLATE/12 HOLE/266MM/RIGHT | Trauma | EA
02.124.414 | 10886982042897 | 4.5MM VA-LCP CURVED CONDYLAR PLATE/14 HOLE/301MM/RIGHT | Trauma | EA
02.124.415 | 10886982042910 | 4.5MM VA-LCP CURVED CONDYLAR PLATE/14 HOLE/301MM/LEFT | Trauma | EA
02.124.416 | 10886982042934 | 4.5MM VA-LCP CURVED CONDYLAR PLATE/16 HOLE/336MM/RIGHT | Trauma | EA
02.124.417 | 10886982042958 | 4.5MM VA-LCP CURVED CONDYLAR PLATE/16 HOLE/336MM/LEFT | Trauma | EA
02.124.418 | 10886982042972 | 4.5MM VA-LCP CURVED CONDYLAR PLATE/18 HOLE/370MM/RIGHT | Trauma | EA
02.124.419 | 10886982042996 | 4.5MM VA-LCP CURVED CONDYLAR PLATE/18 HOLE/370MM/LEFT | Trauma | EA
02.124.406S | 10886982042743 | 4.5MM VA-LCP CURVED CONDYLAR PLATE/6HOLE/159MM/RT-STER | Trauma | EA
02.124.407S | 10886982042767 | 4.5MM VA-LCP CURVED CONDYLAR PLATE/6HOLE/159MM/LT-STER | Trauma | EA
02.124.408S | 10886982042781 | 4.5MM VA-LCP CURVED CONDYLAR PLATE/8HOLE/195MM/RT-STER | Trauma | EA
02.124.409S | 10886982042804 | 4.5MM VA-LCP CURVED CONDYLAR PLATE/8HOLE/195MM/LT-STER | Trauma | EA
02.124.410S | 10886982042828 | 4.5MM VA-LCP CURVED CONDYLAR PLATE/10HOLE/230MM/RT-STER | Trauma | EA
02.124.411S | 10886982042842 | 4.5MM VA-LCP CURVED CONDYLAR PLATE/10HOLE/230MM/LT-STER | Trauma | EA
02.124.412S | 10886982042866 | 4.5MM VA-LCP CURVED CONDYLAR PLATE/12HOLE/266MM/RT-STER | Trauma | EA
02.124.413S | 10886982042880 | 4.5MM VA-LCP CURVED CONDYLAR PLATE/12HOLE/266MM/LT-STER | Trauma | EA
02.124.414S | 10886982042903 | 4.5MM VA-LCP CURVED CONDYLAR PLATE/14HOLE/301MM/RT-STER | Trauma | EA
02.124.415S | 10886982042927 | 4.5MM VA-LCP CURVED CONDYLAR PLATE/14HOLE/301MM/LT-STER | Trauma | EA
02.124.416S | 10886982042941 | 4.5MM VA-LCP CURVED CONDYLAR PLATE/16HOLE/336MM/RT-STER | Trauma | EA
02.124.417S | 10886982042965 | 4.5MM VA-LCP CURVED CONDYLAR PLATE/16HOLE/336MM/LT-STER | Trauma | EA
02.124.418S | 10886982042989 | 4.5MM VA-LCP CURVED CONDYLAR PLATE/18HOLE/370MM/RT-STER | Trauma | EA
02.124.419S | 10886982043009 | 4.5MM VA-LCP CURVED CONDYLAR PLATE/18HOLE/370MM/LT-STER | Trauma | EA
02.124.420S | 10886982043023 | 4.5MM VA-LCP CURVED CONDYLAR PLATE/20HOLE/405MM/RT-STER | Trauma | EA
02.124.421S | 10886982043047 | 4.5MM VA-LCP CURVED CONDYLAR PLATE/20HOLE/405MM/LT-STER | Trauma | EA
02.124.422S | 10886982043061 | 4.5MM VA-LCP CURVED CONDYLAR PLATE/22HOLE/439MM/RT-STER | Trauma | EA
02.124.423S | 10886982043085 | 4.5MM VA-LCP CURVED CONDYLAR PLATE/22HOLE/439MM/LT-STER | Trauma | EA
03.010.472 | 10886982068934 | INTER-LOCK SCREWDRIVER T25/3.5MM HEX/330MM | Trauma | EA
03.010.473 | 10886982068941 | INTER-LOCK SCREWDRIVER T25/3.5MM HEX/224MM | Trauma | EA
02.231.620 | 10886982062796 | 5.0MM CANNULATED VA LOCKING SCREW/20MM | Trauma | EA
02.231.625 | 10886982062802 | 5.0MM CANNULATED VA LOCKING SCREW/25MM | Trauma | EA
02.231.630 | 10886982062819 | 5.0MM CANNULATED VA LOCKING SCREW/30MM | Trauma | EA
02.231.635 | 10886982062826 | 5.0MM CANNULATED VA LOCKING SCREW/35MM | Trauma | EA
02.231.640 | 10886982062833 | 5.0MM CANNULATED VA LOCKING SCREW/40MM | Trauma | EA
02.231.645 | 10886982062840 | 5.0MM CANNULATED VA LOCKING SCREW/45MM | Trauma | EA
02.231.650 | 10886982062857 | 5.0MM CANNULATED VA LOCKING SCREW/50MM | Trauma | EA
02.231.655 | 10886982062864 | 5.0MM CANNULATED VA LOCKING SCREW/55MM | Trauma | EA
02.231.660 | 10886982062871 | 5.0MM CANNULATED VA LOCKING SCREW/60MM | Trauma | EA
02.231.665 | 10886982062888 | 5.0MM CANNULATED VA LOCKING SCREW/65MM | Trauma | EA
02.231.670 | 10886982062895 | 5.0MM CANNULATED VA LOCKING SCREW/70MM | Trauma | EA
02.231.675 | 10886982062901 | 5.0MM CANNULATED VA LOCKING SCREW/75MM | Trauma | EA
02.231.680 | 10886982062918 | 5.0MM CANNULATED VA LOCKING SCREW/80MM | Trauma | EA
02.231.685 | 10886982062925 | 5.0MM CANNULATED VA LOCKING SCREW/85MM | Trauma | EA
02.231.690 | 10886982062932 | 5.0MM CANNULATED VA LOCKING SCREW/90MM | Trauma | EA
02.115.130 | 10886982035141 | 2.4MM VA-LCP DORSAL DISTAL RAD L-PLATE +90Â°/2H HD/3H SHAFT | Trauma | EA
02.115.131 | 10886982035165 | 2.4MM VA-LCP DORSAL DISTAL RAD L-PLATE -90Â°/2H HD/3H SHAFT | Trauma | EA
02.115.230 | 10886982035226 | 2.4MM VA-LCP DORSAL DISTAL RAD L-PLATE +90Â°/3H HD/3H SHAFT | Trauma | EA
02.115.231 | 10886982035240 | 2.4MM VA-LCP DORSAL DISTAL RAD L-PLATE -90Â°/3H HD/3H SHAFT | Trauma | EA
02.115.330 | 10886982035301 | 2.4MM VA-LCP DORSAL DISTAL RAD T-PLATE/3H HD/3H SHAFT | Trauma | EA
02.115.430 | 10886982035349 | 2.4MM VA-LCP DORSAL DISTAL RAD L-PLATE +20Â°/3H HD/3H SHAFT | Trauma | EA
02.115.431 | 10886982035363 | 2.4MM VA-LCP DORSAL DISTAL RAD L-PLATE -20Â°/3H HD/3H SHAFT | Trauma | EA
02.115.130S | 10886982035158 | 2.4MM VA-LCP DORSAL DISTAL RAD L-PL +90Â°/2H HD/3H SHAFT-STER | Trauma | EA
02.115.131S | 10886982035172 | 2.4MM VA-LCP DORSAL DISTAL RAD L-PL -90Â°/2H HD/3H SHAFT-STER | Trauma | EA
02.115.230S | 10886982035233 | 2.4MM VA-LCP DORSAL DISTAL RAD L-PL +90Â°/3H HD/3H SHAFT-STER | Trauma | EA
02.115.231S | 10886982035257 | 2.4MM VA-LCP DORSAL DISTAL RAD L-PL -90Â°/3H HD/3H SHAFT-STER | Trauma | EA
02.115.330S | 10886982035318 | 2.4MM VA-LCP DORSAL DISTAL RAD T-PL/3H HD/3H SHAFT-STER | Trauma | EA
02.115.430S | 10886982035356 | 2.4MM VA-LCP DORSAL DISTAL RAD L-PL +20Â°/3H HD/3H SHAFT-STER | Trauma | EA
02.115.431S | 10886982035370 | 2.4MM VA-LCP DORSAL DISTAL RAD L-PL -20Â°/3H HD/3H SHAFT-STER | Trauma | EA
02.115.150 | 10886982035189 | 2.4MM VA-LCP DORSAL DISTAL RAD L-PLATE +90Â°/2H HD/5H SHAFT | Trauma | EA
02.115.151 | 10886982035202 | 2.4MM VA-LCP DORSAL DISTAL RAD L-PLATE -90Â°/2H HD/5H SHAFT | Trauma | EA
02.115.250 | 10886982035264 | 2.4MM VA-LCP DORSAL DISTAL RAD L-PLATE +90Â°/3H HD/5H SHAFT | Trauma | EA
02.115.251 | 10886982035288 | 2.4MM VA-LCP DORSAL DISTAL RAD L-PLATE -90Â°/3H HD/5H SHAFT | Trauma | EA
02.115.350 | 10886982035325 | 2.4MM VA-LCP DORSAL DISTAL RAD T-PLATE/3H HD/5H SHAFT | Trauma | EA
02.115.530 | 10886982035424 | 2.4MM VA-LCP DORSAL DISTAL RAD PLATE/RADIAL COLUMN/5H SHAFT | Trauma | EA
02.115.540 | 10886982035448 | 2.4MM VA-LCP DORSAL DISTAL RAD PLATE/RADIAL COLUMN/6H SHAFT | Trauma | EA
02.115.530S | 10886982035431 | 2.4MM VA-LCP DORSAL DISTAL RAD PL/RADIAL COLUMN/5H SHAFT-STER | Trauma | EA
02.115.540S | 10886982035455 | 2.4MM VA-LCP DORSAL DISTAL RAD PL/RADIAL COLUMN/6H SHAFT-STER | Trauma | EA
02.115.150S | 10886982035196 | 2.4MM VA-LCP DORSAL DISTAL RAD L-PL +90Â°/2H HD/5H SHAFT-STER | Trauma | EA
02.115.151S | 10886982035219 | 2.4MM VA-LCP DORSAL DISTAL RAD L-PL -90Â°/2H HD/5H SHAFT-STER | Trauma | EA
02.115.250S | 10886982035271 | 2.4MM VA-LCP DORSAL DISTAL RAD L-PL +90Â°/3H HD/5H SHAFT-STER | Trauma | EA
02.115.251S | 10886982035295 | 2.4MM VA-LCP DORSAL DISTAL RAD L-PL -90Â°/3H HD/5H SHAFT-STER | Trauma | EA
02.115.350S | 10886982035332 | 2.4MM VA-LCP DORSAL DISTAL RAD T-PL/3H HD/5H SHAFT-STER | Trauma | EA
02.115.450S | 10886982035394 | 2.4MM VA-LCP DORSAL DISTAL RAD L-PL+20Â°/3H HD/5H SHAFT-STER | Trauma | EA
02.115.451S | 10886982035417 | 2.4MM VA-LCP DORSAL DISTAL RAD L-PL-20Â°/3H HD/5H SHAFT-STER | Trauma | EA
04.115.130S | 10886982104731 | 2.4MM TI VA-LCP DRSL DSTL RAD L-PL +90Â°/2H HD/3H SHAFT-STER | Trauma | EA
04.115.131S | 10886982104755 | 2.4MM TI VA-LCP DRSL DSTL RAD L-PL -90Â°/2H HD/3H SHAFT-STER | Trauma | EA
04.115.230S | 10886982104816 | 2.4MM TI VA-LCP DRSL DSTL RAD L-PL +90Â°/3H HD/3H SHAFT-STER | Trauma | EA
04.115.231S | 10886982104830 | 2.4MM TI VA-LCP DRSL DSTL RAD L-PL -90Â°/3H HD/3H SHAFT-STER | Trauma | EA
04.115.350S | 10886982104915 | 2.4MM TI VA-LCP DRSL DSTL RAD T-PL/3H HD/5H SHAFT-STER | Trauma | EA
04.115.330S | 10886982104892 | 2.4MM TI VA-LCP DRSL DSTL RAD T-PL/3H HD/3H SHAFT-STER | Trauma | EA
04.115.430S | 10886982104939 | 2.4MM TI VA-LCP DRSL DSTL RAD L-PL +20Â°/3H HD/3H SHAFT-STER | Trauma | EA
04.115.431S | 10886982104953 | 2.4MM TI VA-LCP DRSL DSTL RAD L-PL -20Â°/3H HD/3H SHAFT-STER | Trauma | EA
04.115.150S | 10886982104779 | 2.4MM TI VA-LCP DRSL DSTL RAD L-PL +90Â°/2H HD/5H SHAFT-STER | Trauma | EA
04.115.151S | 10886982104793 | 2.4MM TI VA-LCP DRSL DSTL RAD L-PL -90Â°/2H HD/5H SHAFT-STER | Trauma | EA
04.115.250S | 10886982104854 | 2.4MM TI VA-LCP DRSL DSTL RAD L-PL +90Â°/3H HD/5H SHAFT-STER | Trauma | EA
04.115.251S | 10886982104878 | 2.4MM TI VA-LCP DRSL DSTL RAD L-PL -90Â°/3H HD/5H SHAFT-STER | Trauma | EA
04.115.450S | 10886982104977 | 2.4MM TI VA-LCP DRSL DSTL RAD L-PL +20Â°/3H HD/5H SHAFT-STER | Trauma | EA
04.115.451S | 10886982104991 | 2.4MM TI VA-LCP DRSL DSTL RAD L-PL -20Â°/3H HD/5H SHAFT-STER | Trauma | EA
04.115.530S | 10886982105011 | 2.4MM TI VA-LCP DRSL DSTL RAD PL/RADIAL COLUMN/5H SHAFT-STER | Trauma | EA
02.231.010 | 10886982061812 | 5.0MM PERIPROSTHETIC VA LCKNG SCREW/SLF-TPNG/STRDRV/10MM | Trauma | EA
02.231.012 | 10886982061836 | 5.0MM PERIPROSTHETIC VA LCKNG SCREW/SLF-TPNG/STRDRV/12MM | Trauma | EA
02.231.014 | 10886982061850 | 5.0MM PERIPROSTHETIC VA LCKNG SCREW/SLF-TPNG/STRDRV/14MM | Trauma | EA
02.231.016 | 10886982061874 | 5.0MM PERIPROSTHETIC VA LCKNG SCREW/SLF-TPNG/STRDRV/16MM | Trauma | EA
02.231.018 | 10886982061898 | 5.0MM PERIPROSTHETIC VA LCKNG SCREW/SLF-TPNG/STRDRV/18MM | Trauma | EA
62.016.001 | 10886982250971 | STERILIZATION CONTAINER FULL-ONE LEVEL/SOLID BASE | Trauma | EA
62.016.002 | 10886982250988 | STERILIZATION CONTAINER FULL-TWO LEVEL/SOLID BASE | Trauma | EA
62.016.003 | 10886982250995 | STERILIZATION CONTAINER FULL-THREE LEVEL/SOLID BASE | Trauma | EA
SD351.721 | 10886982005564 | DIAMETER GAUGE | Trauma | EA
VQ0002.00 | 10886982012494 | MINI TPLO JIG | Trauma | EA
VQ0002.02 | 10886982012500 | REPLACEMENT HINGE SCREW FOR MINI JIG | Trauma | EA
VQ0002.04 | 10886982012517 | REPLACEMENT JIG PIN SCREW FOR MINI JIG | Trauma | EA
SD311.432 | 10886982004246 | QUICK CONNECT ADAPTER NON-LATCHING | Trauma | EA
02.111.903.01 | 10886982032522 | 2.0MM K-WIRE W/DRILL TIP-150MM | Trauma | EA
03.111.906 | 10886982072641 | TAP FOR 2.7MM LOCKING SCREWS 100MM | Trauma | EA
03.111.907 | 10886982072658 | COMPRESSION/DISTRACTION INSTR FOR ULNA OSTEOTOMY SYSTEM | Trauma | EA
VPT4120.14 | 10886982008169 | 2.4MM TI LOCKING RECON PLATE 14 HOLES | Trauma | EA
VPT4120.24 | 10886982008176 | 2.4MM TI LOCKING RECON PLATE 24 HOLES | Trauma | EA
SD357.023 | 10886982005830 | AIMING ARM/DISTAL LOCKING/ RAFN | Trauma | EA
VST203.006 | 10886982012821 | 2.4MM TI EMERGENCY SCREW W/PLUSDRIVE RECESS 6MM | Trauma | EA
VST203.008 | 10886982012838 | 2.4MM TI EMERGENCY SCREW W/PLUSDRIVE RECESS 8MM | Trauma | EA
VST203.010 | 10886982012845 | 2.4MM TI EMERGENCY SCREW W/PLUSDRIVE RECESS 10MM | Trauma | EA
VST203.012 | 10886982012852 | 2.4MM TI EMERGENCY SCREW W/PLUSDRIVE RECESS 12MM | Trauma | EA
VST201.006 | 10886982012678 | 2.0MM TI CRTX SCREW/SLF-TPNG W/PLUSDRIVE RECESS 6MM | Trauma | EA
VST201.008 | 10886982012685 | 2.0MM TI CRTX SCREW/SLF-TPNG W/PLUSDRIVE RECESS 8MM | Trauma | EA
VST202.005 | 10886982012746 | 2.0MM TI LCKNG SCREW/SLF-TPNG W/PLUSDRIVE RECESS 5MM | Trauma | EA
VST202.006 | 10886982012753 | 2.0MM TI LCKNG SCREW/SLF-TPNG W/PLUSDRIVE RECESS 6MM | Trauma | EA
VST202.008 | 10886982012760 | 2.0MM TI LCKNG SCREW/SLF-TPNG W/PLUSDRIVE RECESS 8MM | Trauma | EA
VST202.010 | 10886982012777 | 2.0MM TI LCKNG SCREW/SLF-TPNG W/PLUSDRIVE RECESS 10MM | Trauma | EA
VST202.012 | 10886982012784 | 2.0MM TI LCKNG SCREW/SLF-TPNG W/PLUSDRIVE RECESS 12MM | Trauma | EA
VST202.014 | 10886982012791 | 2.0MM TI LCKNG SCREW/SLF-TPNG W/PLUSDRIVE RECESS 14MM | Trauma | EA
VST202.016 | 10886982012807 | 2.0MM TI LCKNG SCREW/SLF-TPNG W/PLUSDRIVE RECESS 16MM | Trauma | EA
VST202.018 | 10886982012814 | 2.0MM TI LCKNG SCREW/SLF-TPNG W/PLUSDRIVE RECESS 18MM | Trauma | EA
VPT4010.20 | 10886982008077 | 2.0MM TI MINI LOCKING PLATE 20 HOLES/ADAPTION | Trauma | EA
VPT4010.04 | 10886982008053 | 2.0MM TI MINI LOCKING PLATE 4 HOLES/NARROW | Trauma | EA
VPT4010.06 | 10886982008060 | 2.0MM TI MINI LOCKING PLATE 6 HOLES/NARROW | Trauma | EA
VPT4011.06 | 10886982008084 | 2.0MM TI INTERMEDIATE LOCKING PLATE/6 HOLES | Trauma | EA
VPT4011.12 | 10886982008091 | 2.0MM TI INTERMEDIATE LOCKING PLATE/12 HOLES | Trauma | EA
VPT4013.06 | 10886982008107 | 2.0MM TI LARGE LOCKING PLATE 3 X 3 HOLES | Trauma | EA
VPT4014.06 | 10886982008114 | 2.0MM TI LARGE LOCKING PLATE 6 HOLES | Trauma | EA
VPT4014.12 | 10886982008121 | 2.0MM TI LARGE LOCKING PLATE 12 HOLES | Trauma | EA
VPT4014.20 | 10886982008138 | 2.0MM TI LARGE LOCKING PLATE 20 HOLES | Trauma | EA
VPT4015.12 | 10886982008145 | 2.0MM TI EXTRA-LARGE LOCKING PLATE/12 HOLES | Trauma | EA
VPT4015.20 | 10886982008152 | 2.0MM TI EXTRA-LARGE LOCKING PLATE/20 HOLES | Trauma | EA
VST201.010 | 10886982012692 | 2.0MM TI CRTX SCR COARSE PITCH SLF-TPNG W/PLUSDRIVE 10MM | Trauma | EA
VST201.012 | 10886982012708 | 2.0MM TI CRTX SCR COARSE PITCH SLF-TPNG W/PLUSDRIVE 12MM | Trauma | EA
VST201.014 | 10886982012715 | 2.0MM TI CRTX SCR COARSE PITCH SLF-TPNG W/PLUSDRIVE 14MM | Trauma | EA
VST201.016 | 10886982012722 | 2.0MM TI CRTX SCR COARSE PITCH SLF-TPNG W/PLUSDRIVE 16MM | Trauma | EA
VST201.018 | 10886982012739 | 2.0MM TI CRTX SCR COARSE PITCH SLF-TPNG W/PLUSDRIVE 18MM | Trauma | EA
VS303.042 | 10886982015662 | 3.5MM LOCKING SCREW SLF-TPNG W/STARDRIVE RECESS 42MM | Trauma | EA
VS303.048 | 10886982015686 | 3.5MM LOCKING SCREW SLF-TPNG W/STARDRIVE RECESS 48MM | Trauma | EA
VS303.052 | 10886982015709 | 3.5MM LOCKING SCREW SLF-TPNG W/STARDRIVE RECESS 52MM | Trauma | EA
VST212.008 | 10886982012951 | 2.4MM TI LCKNG SCREW SLF-TPNG W/CRUCIFORM RECESS 8MM | Trauma | EA
VST212.010 | 10886982012968 | 2.4MM TI LCKNG SCREW SLF-TPNG W/CRUCIFORM RECESS 10MM | Trauma | EA
VST212.012 | 10886982012975 | 2.4MM TI LCKNG SCREW SLF-TPNG W/CRUCIFORM RECESS 12MM | Trauma | EA
VST212.014 | 10886982012982 | 2.4MM TI LCKNG SCREW SLF-TPNG W/CRUCIFORM RECESS 14MM | Trauma | EA
VST212.016 | 10886982012999 | 2.4MM TI LCKNG SCREW SLF-TPNG W/CRUCIFORM RECESS 16MM | Trauma | EA
VST212.018 | 10886982013002 | 2.4MM TI LCKNG SCREW SLF-TPNG W/CRUCIFORM RECESS 18MM | Trauma | EA
VST212.020 | 10886982013019 | 2.4MM TI LCKNG SCREW SLF-TPNG W/CRUCIFORM RECESS 20MM | Trauma | EA
VST212.022 | 10886982013026 | 2.4MM TI LCKNG SCREW SLF-TPNG W/CRUCIFORM RECESS 22MM | Trauma | EA
VST311.008 | 10886982013033 | 3.0MM TI LCKNG SCREW SLF-TPNG W/CRUCIFORM RECESS 8MM | Trauma | EA
VST311.010 | 10886982013040 | 3.0MM TI LCKNG SCREW SLF-TPNG W/CRUCIFORM RECESS 10MM | Trauma | EA
VST311.012 | 10886982013057 | 3.0MM TI LCKNG SCREW SLF-TPNG W/CRUCIFORM RECESS 12MM | Trauma | EA
VST311.014 | 10886982013064 | 3.0MM TI LCKNG SCREW SLF-TPNG W/CRUCIFORM RECESS 14MM | Trauma | EA
VST311.016 | 10886982013071 | 3.0MM TI LCKNG SCREW SLF-TPNG W/CRUCIFORM RECESS 16MM | Trauma | EA
VST311.018 | 10886982013088 | 3.0MM TI LCKNG SCREW SLF-TPNG W/CRUCIFORM RECESS 18MM | Trauma | EA
VST311.020 | 10886982013095 | 3.0MM TI LCKNG SCREW SLF-TPNG W/CRUCIFORM RECESS 20MM | Trauma | EA
VST311.022 | 10886982013101 | 3.0MM TI LCKNG SCREW SLF-TPNG W/CRUCIFORM RECESS 22MM | Trauma | EA
VST211.008 | 10886982012869 | 2.4MM TI CORTEX SCREW/SLF-TPNG W/CRUCIFORM RECESS 8MM | Trauma | EA
VST211.010 | 10886982012876 | 2.4MM TI CORTEX SCREW/SLF-TPNG W/CRUCIFORM RECESS 10MM | Trauma | EA
VST211.012 | 10886982012883 | 2.4MM TI CORTEX SCREW/SLF-TPNG W/CRUCIFORM RECESS 12MM | Trauma | EA
VST211.014 | 10886982012890 | 2.4MM TI CORTEX SCREW/SLF-TPNG W/CRUCIFORM RECESS 14MM | Trauma | EA
VST211.016 | 10886982012906 | 2.4MM TI CORTEX SCREW/SLF-TPNG W/CRUCIFORM RECESS 16MM | Trauma | EA
VST211.018 | 10886982012913 | 2.4MM TI CORTEX SCREW/SLF-TPNG W/CRUCIFORM RECESS 18MM | Trauma | EA
VST211.020 | 10886982012920 | 2.4MM TI CORTEX SCREW/SLF-TPNG W/CRUCIFORM RECESS 20MM | Trauma | EA
VST211.022 | 10886982012937 | 2.4MM TI CORTEX SCREW/SLF-TPNG W/CRUCIFORM RECESS 22MM | Trauma | EA
VST211.024 | 10886982012944 | 2.4MM TI CORTEX SCREW/SLF-TPNG W/CRUCIFORM RECESS 24MM | Trauma | EA
02.130.150S | 10886982044396 | 1.3MM LOCKING STRAIGHT PLATE 6 HOLES-STERILE | Trauma | EA
02.130.151S | 10886982044419 | 1.3MM LOCKING STRAIGHT PLATE 12 HOLES-STERILE | Trauma | EA
02.130.150 | 10886982044389 | 1.3MM LOCKING STRAIGHT PLATE 6 HOLES | Trauma | EA
02.130.151 | 10886982044402 | 1.3MM LOCKING STRAIGHT PLATE 12 HOLES | Trauma | EA
02.130.156 | 10886982044488 | 1.3MM LCKNG PHALANGEAL HEAD PL RIGHT | Trauma | EA
02.130.157 | 10886982044501 | 1.3MM LCKNG PHALANGEAL HEAD PL LEFT | Trauma | EA
02.130.156S | 10886982044495 | 1.3MM LCKNG PHALANGEAL HEAD PL RIGHT-STERILE | Trauma | EA
02.130.157S | 10886982044518 | 1.3MM LCKNG PHALANGEAL HEAD PL LEFT-STERILE | Trauma | EA
02.130.152 | 10886982044426 | 1.3MM LOCKING T-PLATE 3 HOLES HEAD-5 HOLES SHAFT | Trauma | EA
02.130.153 | 10886982044440 | 1.3MM LOCKING Y-PLATE 3 HOLES HEAD-5 HOLES SHAFT | Trauma | EA
02.130.154 | 10886982044464 | 1.3MM LCKNG PHALANGEAL BASE PL 2 HOLES HEAD-5 HOLES SHAFT | Trauma | EA
02.130.152S | 10886982044433 | 1.3MM LOCKING T-PLATE 3H HEAD-5H SHAFT-STERILE | Trauma | EA
02.130.153S | 10886982044457 | 1.3MM LOCKING Y-PLATE 3H HEAD-5H SHAFT-STERILE | Trauma | EA
02.130.154S | 10886982044471 | 1.3MM LCKNG PHALANGEAL BASE PL 2H HEAD-5H SHAFT-STERILE | Trauma | EA
02.130.158 | 10886982044525 | 1.3MM LCKNG STRUT PLATE 8 HOLES-OBLIQUE-RIGHT | Trauma | EA
02.130.159 | 10886982044549 | 1.3MM LCKNG STRUT PLATE 8 HOLES-OBLIQUE-LEFT | Trauma | EA
02.130.161 | 10886982044563 | 1.3MM LCKNG WEB PLATE 14 HOLES | Trauma | EA
02.130.158S | 10886982044532 | 1.3MM LCKNG STRUT PLATE 8 HOLES-OBLIQUE-RT-STERILE | Trauma | EA
02.130.159S | 10886982044556 | 1.3MM LCKNG STRUT PLATE 8 HOLES-OBLIQUE-LT-STERILE | Trauma | EA
02.130.161S | 10886982044570 | 1.3MM LCKNG WEB PLATE 14 HOLES-STERILE | Trauma | EA
61.107.001 | 10886982249715 | GRAPHIC CASE FOR 2.7MM/3.5MM VA-LCP ELBOW SYSTEM | Trauma | EA
61.107.002 | 10886982249722 | INSTRUMENT TRAY F/2.7MM/3.5MM VA-LCP ELBOW SYSTEM | Trauma | EA
61.107.003 | 10886982249739 | IMPLANT TRAY F/2.7MM/3.5MM VA-LCP MEDL AND EXT MEDL DHP | Trauma | EA
61.107.004 | 10886982249746 | IMPL TRAY F/2.7MM/3.5MM VA-LCP POSTLAT W/AND W/O SUPT DHP | Trauma | EA
61.107.005 | 10886982249753 | IMPLANT TRAY FOR 2.7MM/3.5MM LATERAL DISTAL HUMERUS PLATES | Trauma | EA
61.107.006 | 10886982249760 | IMPL TRAY F/2.7MM/3.5MM VA-LCP PROX OLECRANON/OLECRANON PL | Trauma | EA
61.107.007 | 10886982249777 | IMPL TRAY F/2.7MM/3.5MM VA-LCP EXTRA ARTICLR PROX ULNA PLATES | Trauma | EA
61.107.008 | 10886982249784 | SCREW RACK F/2.7MM VA SCREW AND 2.7MM METAPHYSEAL SCREW | Trauma | EA
61.116.034 | 10886982250308 | GRAPHIC CASE/FULL LENGTH 2 HIGH | Trauma | EA
61.116.035 | 10886982250315 | GRAPHIC CASE/FULL LENGTH 3 HIGH | Trauma | EA
61.116.081 | 10886982250322 | GRAPHIC CASE/ 2/3 LENGTH 2 HIGH | Trauma | EA
61.116.082 | 10886982250339 | GRAPHIC CASE/ 2/3 LENGTH 3 HIGH | Trauma | EA
03.118.010S | 10886982073402 | 2.8MM COMPRESSION WIRE 10MM THREAD/200MM LENGTH-STER | Trauma | EA
03.118.015S | 10886982073426 | 2.8MM COMPRESSION WIRE 15MM THREAD/200MM LENGTH-STER | Trauma | EA
03.118.020S | 10886982073440 | 2.8MM COMPRESSION WIRE 20MM THREAD/200MM LENGTH-STER | Trauma | EA
03.118.025S | 10886982073464 | 2.8MM COMPRESSION WIRE 25MM THREAD/200MM LENGTH-STER | Trauma | EA
03.118.030S | 10886982073488 | 2.8MM COMPRESSION WIRE 30MM THREAD/200MM LENGTH-STER | Trauma | EA
03.118.035S | 10886982073501 | 2.8MM COMPRESSION WIRE 35MM THREAD/200MM LENGTH-STER | Trauma | EA
03.118.040S | 10886982073525 | 2.8MM COMPRESSION WIRE 40MM THREAD/200MM LENGTH-STER | Trauma | EA
03.118.045S | 10886982073549 | 2.8MM COMPRESSION WIRE 45MM THREAD/200MM LENGTH-STER | Trauma | EA
03.118.050S | 10886982073563 | 2.8MM COMPRESSION WIRE 50MM THREAD/200MM LENGTH-STER | Trauma | EA
03.118.055S | 10886982073587 | 2.8MM COMPRESSION WIRE 55MM THREAD/200MM LENGTH-STER | Trauma | EA
03.118.060S | 10886982073600 | 2.8MM COMPRESSION WIRE 60MM THREAD/200MM LENGTH-STER | Trauma | EA
SD310.440 | 10886982003997 | Ã4.5MM DRILL BIT 350MM LONG W/QC | Trauma | EA
60.127.007 | 10886982248039 | TRAY FOR 3.5MM VA-LCP PROXIMAL TIBIA SMALL BEND PLATES | Trauma | EA
60.127.008 | 10886982248046 | TRAY FOR 3.5MM VA-LCP PROXIMAL TIBIA SMALL/LARGE BEND PLATES | Trauma | EA
60.127.009 | 10886982248053 | SCREW RACK FOR 3.5MM VARIABLE ANGLE LOCKING SCREWS | Trauma | EA
61.107.010 | 10886982249791 | IMPL TRAY F/2.7MM/3.5MM VA-LCP LAT/POSTLAT DHP-COMPACT | Trauma | EA
61.107.011 | 10886982249807 | IMPL TRAY F/2.7/3.5 VA-LCP EXT MEDL DHP/OLECRANON PL-COMPACT | Trauma | EA
61.107.012 | 10886982249814 | GRAPHIC CASE FOR 2.7MM/3.5MM VA-LCP COMPACT ELBOW SYSTEM | Trauma | EA
SD300.108 | 10886982003782 | ELASTIC NAIL CENTERING BLOCK | Trauma | EA
03.118.009 | 10886982073389 | PERCUTANEOUS DEPTH GAUGE ADAPTOR FOR 3.5MM SCREWS | Trauma | EA
60.118.009 | 10886982247155 | SCR RACK F/2.7MM METAPHYSEAL CORTEX AND VA-LOCKING SCREWS | Trauma | EA
60.118.010 | 10886982247162 | SCR RACK F/3.5MM CORTEX AND VA-LCKNG AND 4.0MM CORTEX SCR | Trauma | EA
60.118.011 | 10886982247179 | TRAY F/2.7MM/3.5MM VA-LCP ANKLE TRAUMA PLATES | Trauma | EA
60.116.576 | 10886982247001 | LABEL PACK F/2.7MM METAPHYSEAL SCR F/MODULAR GRAPHIC CSE SYS | Trauma | EA
60.116.578 | 10886982247025 | LABEL PACK F/2.7MM/3.5MM VA-LCP ANKLE TRAUMA SYSTEM | Trauma | EA
60.116.527 | 10886982246752 | SCR TYPE PUSH PIN/METAPHYSEAL FOR MODULAR GRAPHIC CASE SYS | Trauma | EA
60.116.528 | 10886982246769 | SCR TYPE PUSH PIN/PARTIAL THRD FOR MODULAR GRAPHIC CASE SYS | Trauma | EA
61.402.001 | 10886982250605 | GRAPHIC CASE FOR RADIAL HEAD PROSTHESIS INSTRUMENT SET | Trauma | EA
SD351.92 | 10886982005588 | Ã6.0MM HAND REAMER 650MM LONG | Trauma | EA
SD03.010.431 | 10886982002617 | PROTECTION SLEEVE HANDLE | Trauma | EA
61.116.015 | 10886982250179 | LID FULL LENGTH F/MODULAR GRAPHIC CASE SYSTEM | Trauma | EA
61.116.016 | 10886982250186 | LID 2/3 LENGTH F/MODULAR GRAPHIC CASE SYSTEM | Trauma | EA
04.211.407 | 10886982120335 | 2.7MM TI VA-LOCKING CALCANEAL PLATE W/TABS MEDIUM 64MM LEFT | Trauma | EA
02.211.417 | 10886982055101 | 3.5MM VA-LCP MEDIAL COLUMN FUSION PLATE 78MM LEFT | Trauma | EA
02.211.418 | 10886982055125 | 3.5MM VA-LCP MEDIAL COLUMN FUSION PLANTAR PLATE 78MM RT | Trauma | EA
02.211.419 | 10886982055149 | 3.5MM VA-LCP MEDIAL COLUMN FUSION PLANTAR PLATE 78MM LT | Trauma | EA
02.211.420 | 10886982055163 | 3.5MM VA-LCP MEDIAL COLUMN FUSION PLATE 95MM RIGHT | Trauma | EA
02.211.421 | 10886982055187 | 3.5MM VA-LCP MEDIAL COLUMN FUSION PLATE 95MM LEFT | Trauma | EA
04.211.410 | 10886982120397 | 2.7MM TI VA-LOCKING ANTLAT CALCANEAL PL SHORT 40MM RIGHT | Trauma | EA
03.211.456 | 10886982076489 | BONE SPREADER/8MM TIP WIDTH ONE TOOTH/210MM LENGTH | Trauma | EA
04.211.411 | 10886982120410 | 2.7MM TI VA-LCKNG ANTLAT CALCANEAL PL SHORT 40MM LEFT | Trauma | EA
04.211.412 | 10886982120434 | 2.7MM TI VA-LCKNG ANTLAT CALCANEAL PL LONG 56MM RIGHT | Trauma | EA
04.211.413 | 10886982120458 | 2.7MM TI VA-LCKNG ANTLAT CALCANEAL PL LONG 56MM LEFT | Trauma | EA
03.211.467 | 10886982076595 | HOHMANN RETRACTOR 8MM WIDTH NARROW TIP/148MM LENGTH | Trauma | EA
04.211.416 | 10886982120496 | 3.5MM TI VA-LCP MEDIAL COLUMN FUSION PLATE 78MM RIGHT | Trauma | EA
04.211.417 | 10886982120519 | 3.5MM TI VA-LCP MEDIAL COLUMN FUSION PLATE 78MM LEFT | Trauma | EA
04.211.418 | 10886982120533 | 3.5MM TI VA-LCP MEDIAL COLUMN FUSION PLANTAR PL 78MM RIGHT | Trauma | EA
03.211.455 | 10886982076472 | REDUCTION JOYSTICK/6.5MM | Trauma | EA
03.211.401 | 10886982076274 | DISTRACTION FORCEPS | Trauma | EA
03.211.454 | 10886982076465 | REDUCTION JOYSTICK/5.0MM | Trauma | EA
04.211.419 | 10886982120557 | 3.5MM TI VA-LCP MEDIAL COLUMN FUSION PLANTAR PLATE 78MM LT | Trauma | EA
04.211.420 | 10886982120571 | 3.5MM TI VA-LCP MEDIAL COLUMN FUSION PLATE 95MM RIGHT | Trauma | EA
03.211.432 | 10886982076397 | CENTERING PIN 2.8MM FOR REDUCTION JOYSTICK/6.5MM | Trauma | EA
04.211.421 | 10886982120595 | 3.5MM TI VA-LCP MEDIAL COLUMN FUSION PLATE 95MM LEFT | Trauma | EA
04.211.408 | 10886982120359 | 2.7MM TI VA-LCKNG CALCANEAL PLATE W/TABS LARGE 70MM RIGHT | Trauma | EA
04.211.409 | 10886982120373 | 2.7MM TI VA-LCKNG CALCANEAL PLATE W/TABS LARGE 70MM LEFT | Trauma | EA
03.211.431 | 10886982076380 | CENTERING PIN 1.6MM FOR REDUCTION JOYSTICK/5.0MM | Trauma | EA
04.211.400 | 10886982120199 | 2.7MM TI VA-LOCKING CALCANEAL PLATE SMALL 58MM RIGHT | Trauma | EA
04.211.401 | 10886982120212 | 2.7MM TI VA-LOCKING CALCANEAL PLATE SMALL 58MM LEFT | Trauma | EA
04.211.402 | 10886982120236 | 2.7MM TI VA-LOCKING CALCANEAL PLATE MEDIUM 64MM RIGHT | Trauma | EA
04.211.403 | 10886982120250 | 2.7MM TI VA-LOCKING CALCANEAL PLATE MEDIUM 64MM LEFT | Trauma | EA
04.211.404 | 10886982120274 | 2.7MM TI VA-LOCKING CALCANEAL PLATE LARGE 70MM RIGHT | Trauma | EA
04.211.405 | 10886982120298 | 2.7MM TI VA-LOCKING CALCANEAL PLATE LARGE 70MM LEFT | Trauma | EA
03.211.457 | 10886982076496 | SCREW TARGETING CLAMP | Trauma | EA
03.211.458 | 10886982076502 | DRILL SLEEVE/1.25MM FOR SCREW TARGETING CLAMP | Trauma | EA
03.211.459 | 10886982076519 | DRILL SLEEVE/1.6MM FOR SCREW TARGETING CLAMP | Trauma | EA
03.211.460 | 10886982076526 | DRILL SLEEVE/2.5MM FOR SCREW TARGETING CLAMP | Trauma | EA
03.211.461 | 10886982076533 | DRILL SLEEVE 2.9MM FOR SCREW TARGETING CLAMP | Trauma | EA
03.211.462 | 10886982076540 | DRILL SLEEVE/3.2MM FOR SCREW TARGETING CLAMP | Trauma | EA
03.211.463 | 10886982076557 | BALL SPIKE ARM FOR SCREW TARGETING CLAMP | Trauma | EA
03.211.464 | 10886982076564 | HOHMANN ARM FOR SCREW TARGETING CLAMP | Trauma | EA
03.211.465 | 10886982076571 | OUTER SLEEVE FOR DRILL SLEEVE SMALL F/SCREW TARGETING CLAMP | Trauma | EA
03.211.466 | 10886982076588 | OUTER SLEEVE FOR DRILL SLEEVE LARGE F/SCREW TARGETING CLAMP | Trauma | EA
03.119.010 | 10886982073792 | 1.8MM UNIVERSAL VARIABLE ANGLE LOCKING DRILL GUIDE/PURPLE | Trauma | EA
03.119.011 | 10886982073808 | 2.4MM UNIVERSAL DRILL GUIDE PURPLE | Trauma | EA
03.119.018 | 10886982073877 | 2.7MM UNIVERSAL DRILL GUIDE ORANGE | Trauma | EA
03.119.020 | 10886982073891 | 1.7MM/0.8MM DOUBLE DRILL SLEEVE, PURPLE | Trauma | EA
03.119.024 | 10886982073938 | 2.7MM/1.25MM DOUBLE DRILL SLEEVE, GREY | Trauma | EA
03.119.028 | 10886982073976 | 2.0MM/1.5MM DOUBLE DRILL SLEEVE, BLUE | Trauma | EA
03.119.012 | 10886982073815 | 1.8MM DRILL GUIDE W/ MEASURING FOR GUIDE BLOCK/PURPLE | Trauma | EA
03.119.016 | 10886982073853 | 2.7MM/2.0MM DOUBLE DRILL SLEEVE/ORANGE | Trauma | EA
03.119.019 | 10886982073884 | STARDRIVE SCREWDRIVER SHAFT T8/105MM/PURPLE/ORANGE | Trauma | EA
03.119.023 | 10886982073921 | CANN STARDRIVE SCREWDRIVER SHAFT/ T8/ PURPLE | Trauma | EA
03.119.026 | 10886982073952 | CANN COUNTERSINK F/3.5MM & 4.0MM CANNULATED SCREWS/GREY | Trauma | EA
03.119.027 | 10886982073969 | CANNULATED 2.5MM HEXAGONAL SCREWDRIVER SHAFT/GREY | Trauma | EA
03.010.428 | 10886982068699 | DEPTH GAUGE FOR LOCKING SCREWS TO 100MM FOR IM NAILS | Trauma | EA
03.010.429 | 10886982068705 | DIRECT MEASURING DEVICE FOR LCKNG SCR TO 100MM F/IM NAILS | Trauma | EA
60.119.001 | 10886982247193 | INSTRUMENT TRAY 2/3 LENGTH FOR COMPACT DSTL RADIUS SYS - ASC | Trauma | EA
60.119.002 | 10886982247209 | GUIDE BLOCK TRAY FOR COMPACT DISTAL RADIUS SYSTEM - ASC | Trauma | EA
03.119.017 | 10886982073860 | COUNTERSINK FOR 2.7MM CORTEX SCREWS/PURPLE/ORANGE | Trauma | EA
03.119.013 | 10886982073822 | 2.4MM DRILL BIT/QC/100MM PURPLE | Trauma | EA
03.119.014 | 10886982073839 | 2.0MM DRILL BIT/QC/125MM ORANGE | Trauma | EA
03.119.015 | 10886982073846 | 2.7MM DRILL BIT/QC/100MM ORANGE | Trauma | EA
03.119.029 | 10886982073983 | 2.8MM DRILL BIT/QC/165MM BLACK | Trauma | EA
03.119.022 | 10886982073914 | CANNULATED COUNTERSINK FOR 2.4MM CANN SCREWS/PURPLE | Trauma | EA
03.119.021 | 10886982073907 | 1.7MM CANNULATED DRILL BIT QC/100MM/PURPLE | Trauma | EA
03.119.025 | 10886982073945 | 2.7MM CANNULATED DRILL BIT QC/160MM/GREY | Trauma | EA
02.211.410S | 10886982054999 | 2.7MM VA-LCKNG ANTEROLATERAL CALCANEAL PL SHRT 40MM RT-STER | Trauma | EA
02.211.411S | 10886982055019 | 2.7MM VA-LCKNG ANTEROLATERAL CALCANEAL PL SHRT 40MM LT-STER | Trauma | EA
02.211.412S | 10886982055033 | 2.7MM VA-LCKNG ANTEROLATERAL CALCANEAL PL LONG 56MM RT-STER | Trauma | EA
02.211.413S | 10886982055057 | 2.7MM VA-LCKNG ANTEROLATERAL CALCANEAL PL LONG 56MM LT-STER | Trauma | EA
04.211.400S | 10886982120205 | 2.7MM TI VA-LOCKING CALCANEAL PLATE SMALL 58MM RIGHT-STERILE | Trauma | EA
04.211.401S | 10886982120229 | 2.7MM TI VA-LOCKING CALCANEAL PLATE SMALL 58MM LEFT-STERILE | Trauma | EA
04.211.402S | 10886982120243 | 2.7MM TI VA-LOCKING CALCANEAL PLATE MEDIUM 64MM RIGHT-STER | Trauma | EA
04.211.403S | 10886982120267 | 2.7MM TI VA-LOCKING CALCANEAL PLATE MEDIUM 64MM LEFT-STER | Trauma | EA
04.211.404S | 10886982120281 | 2.7MM TI VA-LOCKING CALCANEAL PLATE LARGE 70MM RIGHT-STERILE | Trauma | EA
04.211.405S | 10886982120304 | 2.7MM TI VA-LOCKING CALCANEAL PLATE LARGE 70MM LEFT-STERILE | Trauma | EA
04.211.406S | 10886982120328 | 2.7MM TI VA-LCKNG CALCANEAL PL W/TABS MEDIUM 64MM RIGHT-STER | Trauma | EA
04.211.410S | 10886982120403 | 2.7MM TI VA-LOCKING ANTLAT CALCANEAL PL SHRT 40MM RT-STER | Trauma | EA
04.211.411S | 10886982120427 | 2.7MM TI VA-LOCKING ANTLAT CALCANEAL PL SHRT 40MM LT-STER | Trauma | EA
04.211.412S | 10886982120441 | 2.7MM TI VA-LOCKING ANTLAT CALCANEAL PL LONG 56MM RT-STER | Trauma | EA
04.211.413S | 10886982120465 | 2.7MM TI VA-LOCKING ANTLAT CALCANEAL PL LONG 56MM LT-STER | Trauma | EA
04.211.407S | 10886982120342 | 2.7MM TI VA-LCKNG CALCANEAL PL W/TABS MEDIUM 64MM LEFT-STER | Trauma | EA
04.211.408S | 10886982120366 | 2.7MM TI VA-LCKNG CALCANEAL PL W/TABS LARGE 70MM RIGHT-STER | Trauma | EA
04.211.409S | 10886982120380 | 2.7MM TI VA-LCKNG CALCANEAL PL W/TABS LARGE 70MM LEFT-STER | Trauma | EA
02.211.406S | 10886982054913 | 2.7MM VA-LOCKING CALCANEAL PL W/TABS MEDIUM 64MM RIGHT-STER | Trauma | EA
02.211.407S | 10886982054937 | 2.7MM VA-LOCKING CALCANEAL PL W/TABS MEDIUM 64MM LEFT-STER | Trauma | EA
02.211.408S | 10886982054951 | 2.7MM VA-LCKNG CALCANEAL PLATE W/TABS LARGE 70MM RIGHT-STER | Trauma | EA
02.211.409S | 10886982054975 | 2.7MM VA-LCKNG CALCANEAL PLATE W/TABS LARGE 70MM LEFT-STER | Trauma | EA
02.211.400S | 10886982054791 | 2.7MM VA-LOCKING CALCANEAL PLATE SMALL 58MM RIGHT-STERILE | Trauma | EA
02.211.401S | 10886982054814 | 2.7MM VA-LOCKING CALCANEAL PLATE SMALL 58MM LEFT-STERILE | Trauma | EA
02.211.402S | 10886982054838 | 2.7MM VA-LOCKING CALCANEAL PL MEDIUM 64MM RIGHT-STERILE | Trauma | EA
02.211.403S | 10886982054852 | 2.7MM VA-LOCKING CALCANEAL PL MEDIUM 64MM LEFT-STERILE | Trauma | EA
02.211.416S | 10886982055095 | 3.5MM VA-LCP MEDIAL COLUMN FUSION PLATE 78MM RIGHT-STER | Trauma | EA
02.211.404S | 10886982054876 | 2.7MM VA-LOCKING CALCANEAL PLATE LARGE 70MM RIGHT-STERILE | Trauma | EA
02.211.417S | 10886982055118 | 3.5MM VA-LCP MEDIAL COLUMN FUSION PLATE 78MM LEFT-STERILE | Trauma | EA
02.211.405S | 10886982054890 | 2.7MM VA-LOCKING CALCANEAL PLATE LARGE 70MM LEFT-STERILE | Trauma | EA
02.211.418S | 10886982055132 | 3.5MM VA-LCP MEDIAL COLUMN FUSION PLANTAR PL 78MM RT-STER | Trauma | EA
02.211.419S | 10886982055156 | 3.5MM VA-LCP MEDIAL COLUMN FUSION PLANTAR PL 78MM LT-STER | Trauma | EA
02.211.420S | 10886982055170 | 3.5MM VA-LCP MEDIAL COLUMN FUSION PLATE 95MM RIGHT-STER | Trauma | EA
02.211.421S | 10886982055194 | 3.5MM VA-LCP MEDIAL COLUMN FUSION PLATE 95MM LEFT-STERILE | Trauma | EA
03.211.468 | 10886982076601 | KEY FOR SCREW TARGETING CLAMP | Trauma | EA
60.211.021 | 10886982256676 | MODULE BIN F/2.7MM VA-LOCKING CALCANEAL PLATES | Trauma | EA
60.211.031 | 10886982256683 | MODULE BIN F/2.7MM VA-LOCKING ANTEROLATERAL CALCANEAL PLATES | Trauma | EA
60.211.022 | 10886982256690 | TRAY F/2.7MM VA-LOCKING CALCANEAL PLATES | Trauma | EA
60.211.023 | 10886982256706 | TRAY F/VA-LCKNG CALCANEAL PL SYSTEM REDUCTION INSTRUMENTS | Trauma | EA
60.211.024 | 10886982256713 | TRAY F/2.7MM VA LCKNG & 4.0MM CORTEX SCREW INSTRUMENTS | Trauma | EA
60.211.025 | 10886982256720 | SCREW RACK F/2.7MM VA-LOCKING/ METAPHYSEAL & 4.0MM CORTEX SCR | Trauma | EA
60.211.030 | 10886982256737 | GENERAL INSTRUMENT TRAY FULL LENGTH | Trauma | EA
60.211.026 | 10886982256744 | TRAY F/3.5MM VA-LCP MEDIAL COLUMN FUSION PLATES & INSTR | Trauma | EA
60.211.027 | 10886982256751 | SCREW RACK F/3.5MM VA-LOCKING/ 3.5MM CRTX LOW PROF HEAD SCR | Trauma | EA
60.211.028 | 10886982256768 | TRAY F/LARGE COMPRESSION/ DISTRACTION FORCEPS & INSTR | Trauma | EA
60.211.020 | 10886982256775 | TRAY FOR SCREW TARGETING CLAMP INSTRUMENTS | Trauma | EA
60.211.032 | 10886982256782 | LABEL PACK F/2.7MM VARIABLE ANGLE LOCKING CALCANEAL PL SET | Trauma | EA
60.211.033 | 10886982256799 | LABEL PACK F/2.7MM TI VARIABLE ANGLE LOCKING CALCANEAL PL SET | Trauma | EA
60.211.034 | 10886982256805 | LABEL PACK F/3.5MM VA-LCP MEDIAL COLUMN FUSION PLATE SET | Trauma | EA
60.211.035 | 10886982256812 | LABEL PACK F/3.5MM TI VA-LCP MEDIAL COLUMN FUSION PLATE SET | Trauma | EA
SD357.403 | 10886982256829 | 6.0MM/10.0MM STEPPED DRILL BIT CANNULATED/LARGE QC/190MM | Trauma | EA
VP5052.04 | 10886982258847 | TTA WEDGE 4.5MM/19MM LONG | Trauma | EA
VP5052.06 | 10886982258854 | TTA WEDGE 6.0MM/22MM LONG | Trauma | EA
VP5052.07 | 10886982258861 | TTA WEDGE 7.5MM/22MM LONG | Trauma | EA
VP5052.09 | 10886982258878 | TTA WEDGE 9.0MM/25MM LONG | Trauma | EA
VP5052.10 | 10886982258885 | TTA WEDGE 10.5MM/25MM LONG | Trauma | EA
VP5052.12 | 10886982258892 | TTA WEDGE 12.0MM/28MM LONG | Trauma | EA
VP5052.13 | 10886982258908 | TTA WEDGE 13.5MM/31MM LONG | Trauma | EA
VP5052.15 | 10886982258915 | TTA WEDGE 15.0MM/31MM LONG | Trauma | EA
VP5053.03 | 10886982258922 | TTA SPACER 3MM OFFSET | Trauma | EA
VP5053.05 | 10886982258939 | TTA SPACER 5MM OFFSET | Trauma | EA
VP5031.L4 | 10886982258946 | 2.4MM/2.7MM TTA PLATE LEFT/53MM | Trauma | EA
VP5031.R4 | 10886982258953 | 2.4MM/2.7MM TTA PLATE RIGHT/53MM | Trauma | EA
VP5031.L5 | 10886982258960 | 2.4MM/2.7MM TTA PLATE LEFT/65MM | Trauma | EA
VP5031.R5 | 10886982258977 | 2.4MM/2.7MM TTA PLATE RIGHT/65MM | Trauma | EA
VP5041.L6 | 10886982258984 | 2.4MM/3.5MM TTA PLATE LEFT/78MM | Trauma | EA
VP5041.R6 | 10886982258991 | 2.4MM/3.5MM TTA PLATE RIGHT/78MM | Trauma | EA
VP5041.L7 | 10886982259004 | 2.4MM/3.5MM TTA PLATE LEFT/90MM | Trauma | EA
VP5041.R7 | 10886982259011 | 2.4MM/3.5MM TTA PLATE RIGHT/90MM | Trauma | EA
VP5041.L8 | 10886982259028 | 2.4MM/3.5MM TTA PLATE LEFT/104MM | Trauma | EA
VP5041.R8 | 10886982259035 | 2.4MM/3.5MM TTA PLATE RIGHT/104MM | Trauma | EA
60.130.013 | 10886982259684 | 1.3MM LCKNG IMPLANT/INSTRUMENT MODULE WITH 1.0MM SCREWS | Trauma | EA
60.130.000 | 10886982259691 | 1/3 INSTRUMENT TRAY/STANDARD F/VA LOCKING HAND SYSTEM | Trauma | EA
60.130.001 | 10886982259707 | 1/3 INSTR TRAY/CUTTING BENDING F/VA LOCKING HAND SYSTEM | Trauma | EA
60.130.002 | 10886982259714 | 1/3 INSTRUMENT TRAY/REDUCTION F/VA LOCKING HAND SYSTEM | Trauma | EA
60.130.015 | 10886982259721 | 1.5MM VARIABLE ANGLE LOCKING IMPLANT/INSTRUMENT MODULE | Trauma | EA
60.130.020 | 10886982259745 | 2.0MM VARIABLE ANGLE LOCKING IMPLANT/INSTRUMENT MODULE | Trauma | EA
60.130.004 | 10886982259752 | K-WIRE INSERT F/INSTR TRAY F/VA LOCKING HAND SYSTEM | Trauma | EA
60.130.201 | 10886982259790 | GRAPHIC CASE-FULL LGTH/2-HIGH F/VA LOCKING HAND SYSTEM | Trauma | EA
60.130.005 | 10886982259837 | DRILL INSERT MODULE FOR REDUCTION FORCEPS 03.130.291 | Trauma | EA
60.130.213 | 10886982259851 | COMPACT SET PLATE BIN F/1.3MM LOCKING IMPL AND INSTR MODULE | Trauma | EA
60.130.215 | 10886982259868 | COMPACT SET PLATE BIN F/1.5MM VA LCKNG IMPL AND INSTR MODULE | Trauma | EA
60.130.220 | 10886982259875 | COMPACT SET PLATE BIN F/2.0MM VA LCKNG IMPL AND INSTR MODULE | Trauma | EA
60.130.313 | 10886982259882 | STD SET PLATE BIN F/1.3MM LOCKING IMPL AND INSTR MODULE | Trauma | EA
60.130.315 | 10886982259899 | STD SET PLATE BIN F/1.5MM VA LCKNG IMPL AND INSTR MODULE | Trauma | EA
60.130.320 | 10886982259905 | STD SET PLATE BIN F/2.0MM VA LCKNG IMPL AND INSTR MODULE | Trauma | EA
SD398.400 | 10886982269577 | REDUCTION FORCEPS WITH POINTS NARROW-RATCHET | Trauma | EA
SD394.400 | 10886982269584 | 14.0MM THREADED SPINDLE 600MM | Trauma | EA
SE-1108 | 00810633021996 | BME SPEED(TM) IMPLANT KIT 11 X 8 MM | Trauma | EA
SE-1308 | 00810633022009 | BME SPEED(TM) IMPLANT KIT 13 X 8 MM | Trauma | EA
SE-1312 | 00810633022016 | BME SPEED(TM) IMPLANT KIT 13 X 12 MM | Trauma | EA
SE-1510 | 00810633022023 | BME SPEED(TM) IMPLANT KIT 15 X 10 MM | Trauma | EA
SD399.096 | 10886982270313 | MEDIUM PUBIC SYMPHYSIS REDUCTION FORCEPS | Trauma | EA
SD360.280 | 10886982270320 | 14.5MM PROTECTION SLEEVE TAPERED | Trauma | EA
SD360.278 | 10886982270337 | 14.5MM DRILL SLEEVE | Trauma | EA
SD360.277 | 10886982270344 | 12.5MM DRILL SLEEVE | Trauma | EA
SD380.100 | 10886982270436 | BONE MANIPULATION PLIERS | Trauma | EA
SD380.101 | 10886982270443 | R12.5MM ATTACHMENT CONCAVE | Trauma | EA
SD380.102 | 10886982270450 | R12.5MM ATTACHMENT CONVEX | Trauma | EA
SD380.103 | 10886982270467 | R20MM ATTACHMENT CONCAVE | Trauma | EA
SD380.104 | 10886982270474 | R20MM ATTACHMENT CONVEX | Trauma | EA
04.033.430S | 10886982270542 | 14MM / TI CANN FRN / PF 300MM / RIGHT - STERILE | Trauma | EA
04.033.432S | 10886982270559 | 14MM / TI CANN FRN / PF 320MM / RIGHT - STERILE | Trauma | EA
04.033.434S | 10886982270566 | 14MM / TI CANN FRN / PF 340MM / RIGHT - STERILE | Trauma | EA
04.033.436S | 10886982270573 | 14MM / TI CANN FRN / PF 360MM / RIGHT - STERILE | Trauma | EA
04.033.438S | 10886982270580 | 14MM / TI CANN FRN / PF 380MM / RIGHT - STERILE | Trauma | EA
04.033.440S | 10886982270597 | 14MM / TI CANN FRN / PF 400MM / RIGHT - STERILE | Trauma | EA
04.033.442S | 10886982270603 | 14MM / TI CANN FRN / PF 420MM / RIGHT - STERILE | Trauma | EA
04.033.444S | 10886982270610 | 14MM / TI CANN FRN / PF 440MM / RIGHT - STERILE | Trauma | EA
04.033.446S | 10886982270627 | 14MM / TI CANN FRN / PF 460MM / RIGHT - STERILE | Trauma | EA
04.033.448S | 10886982270634 | 14MM / TI CANN FRN / PF 480MM / RIGHT - STERILE | Trauma | EA
04.033.431S | 10886982270641 | 14MM / TI CANN FRN / PF 300MM / LEFT - STERILE | Trauma | EA
04.033.433S | 10886982270658 | 14MM / TI CANN FRN / PF 320MM / LEFT - STERILE | Trauma | EA
04.033.435S | 10886982270665 | 14MM / TI CANN FRN / PF 340MM / LEFT - STERILE | Trauma | EA
04.033.437S | 10886982270672 | 14MM / TI CANN FRN / PF 360MM / LEFT - STERILE | Trauma | EA
04.033.439S | 10886982270689 | 14MM / TI CANN FRN / PF 380MM / LEFT - STERILE | Trauma | EA
04.033.441S | 10886982270696 | 14MM / TI CANN FRN / PF 400MM / LEFT - STERILE | Trauma | EA
04.033.443S | 10886982270702 | 14MM / TI CANN FRN / PF 420MM / LEFT - STERILE | Trauma | EA
04.033.445S | 10886982270719 | 14MM / TI CANN FRN / PF 440MM / LEFT - STERILE | Trauma | EA
04.033.447S | 10886982270726 | 14MM / TI CANN FRN / PF 460MM / LEFT - STERILE | Trauma | EA
04.033.449S | 10886982270733 | 14MM / TI CANN FRN / PF 480MM / LEFT - STERILE | Trauma | EA
04.033.028S | 10886982270740 | 10MM / TI CANN FRN / PF 280MM / RIGHT - STERILE | Trauma | EA
04.033.029S | 10886982270757 | 10MM / TI CANN FRN / PF 280MM / LEFT - STERILE | Trauma | EA
04.033.030S | 10886982270764 | 10MM / TI CANN FRN / PF 300MM / RIGHT - STERILE | Trauma | EA
04.033.031S | 10886982270771 | 10MM / TI CANN FRN / PF 300MM / LEFT - STERILE | Trauma | EA
04.033.032S | 10886982270788 | 10MM / TI CANN FRN / PF 320MM / RIGHT - STERILE | Trauma | EA
04.033.033S | 10886982270795 | 10MM / TI CANN FRN / PF 320MM / LEFT - STERILE | Trauma | EA
04.033.034S | 10886982270801 | 10MM / TI CANN FRN / PF 340MM / RIGHT - STERILE | Trauma | EA
04.033.036S | 10886982270818 | 10MM / TI CANN FRN / PF 360MM / RIGHT - STERILE | Trauma | EA
04.033.038S | 10886982270825 | 10MM / TI CANN FRN / PF 380MM / RIGHT - STERILE | Trauma | EA
04.033.040S | 10886982270832 | 10MM / TI CANN FRN / PF 400MM / RIGHT - STERILE | Trauma | EA
04.033.042S | 10886982270849 | 10MM / TI CANN FRN / PF 420MM / RIGHT - STERILE | Trauma | EA
04.033.044S | 10886982270856 | 10MM / TI CANN FRN / PF 440MM / RIGHT - STERILE | Trauma | EA
04.033.046S | 10886982270863 | 10MM / TI CANN FRN / PF 460MM / RIGHT - STERILE | Trauma | EA
04.033.048S | 10886982270870 | 10MM / TI CANN FRN / PF 480MM / RIGHT - STERILE | Trauma | EA
04.033.035S | 10886982270887 | 10MM / TI CANN FRN / PF 340MM / LEFT - STERILE | Trauma | EA
04.033.037S | 10886982270894 | 10MM / TI CANN FRN / PF 360MM / LEFT - STERILE | Trauma | EA
04.033.039S | 10886982270900 | 10MM / TI CANN FRN / PF 380MM / LEFT - STERILE | Trauma | EA
04.033.041S | 10886982270917 | 10MM / TI CANN FRN / PF 400MM / LEFT - STERILE | Trauma | EA
04.033.043S | 10886982270924 | 10MM / TI CANN FRN / PF 420MM / LEFT - STERILE | Trauma | EA
04.033.045S | 10886982270931 | 10MM / TI CANN FRN / PF 440MM / LEFT - STERILE | Trauma | EA
04.033.047S | 10886982270948 | 10MM / TI CANN FRN / PF 460MM / LEFT - STERILE | Trauma | EA
04.033.049S | 10886982270955 | 10MM / TI CANN FRN / PF 480MM / LEFT - STERILE | Trauma | EA
04.033.460S | 10886982271334 | 14MM / TI CANN FRN / GT 300MM / RIGHT - STERILE | Trauma | EA
03.033.005 | 10886982270962 | 14MM CANNULATED DRILL BIT | Trauma | EA
03.033.005S | 10886982271006 | 14MM CANNULATED DRILL BIT STERILE | Trauma | EA
03.033.001 | 10886982271051 | RADIOLUCENT INSERTION HANDLE FRN | Trauma | EA
03.033.002 | 10886982271068 | RADIOLUCENT AIMING ARM/FRN PIRIFORMIS FOSSA | Trauma | EA
03.033.003 | 10886982271075 | RADIOLUCENT AIMING ARM/FRN GREATER TROCHANTER | Trauma | EA
04.033.462S | 10886982271143 | 14MM / TI CANN FRN / GT 320MM / RIGHT - STERILE | Trauma | EA
04.033.464S | 10886982271150 | 14MM / TI CANN FRN / GT 340MM / RIGHT - STERILE | Trauma | EA
03.033.004 | 10886982271082 | 14MM CANNULATED DRILL BIT FLEXIBLE | Trauma | EA
04.033.466S | 10886982271167 | 14MM / TI CANN FRN / GT 360MM / RIGHT - STERILE | Trauma | EA
03.033.004S | 10886982271099 | 14MM CANNULATED DRILL BIT FLEXIBLE - STERILE | Trauma | EA
04.033.468S | 10886982271174 | 14MM / TI CANN FRN / GT 380MM / RIGHT - STERILE | Trauma | EA
04.033.470S | 10886982271181 | 14MM / TI CANN FRN / GT 400MM / RIGHT - STERILE | Trauma | EA
04.033.472S | 10886982271198 | 14MM / TI CANN FRN / GT 420MM / RIGHT - STERILE | Trauma | EA
04.033.474S | 10886982271204 | 14MM / TI CANN FRN / GT 440MM / RIGHT - STERILE | Trauma | EA
03.033.006 | 10886982271105 | CANNULATED CONNECTING SCREW | Trauma | EA
04.033.476S | 10886982271211 | 14MM / TI CANN FRN / GT 460MM / RIGHT - STERILE | Trauma | EA
03.033.007 | 10886982271112 | 14MM PROTECTION SLEEVE | Trauma | EA
04.033.478S | 10886982271228 | 14MM / TI CANN FRN / GT 480MM / RIGHT - STERILE | Trauma | EA
03.033.008 | 10886982271129 | 14/3.2MM MULTI HOLE WIRE GUIDE | Trauma | EA
04.033.461S | 10886982271235 | 14MM / TI CANN FRN / GT 300MM / LEFT - STERILE | Trauma | EA
04.033.463S | 10886982271242 | 14MM / TI CANN FRN / GT 320MM / LEFT - STERILE | Trauma | EA
03.033.009 | 10886982271136 | 14/12MM REAMER PROTECTION TUBE | Trauma | EA
04.033.465S | 10886982271259 | 14MM / TI CANN FRN / GT 340MM / LEFT - STERILE | Trauma | EA
04.033.467S | 10886982271266 | 14MM / TI CANN FRN / GT 360MM / LEFT - STERILE | Trauma | EA
04.033.469S | 10886982271273 | 14MM / TI CANN FRN / GT 380MM / LEFT - STERILE | Trauma | EA
04.033.471S | 10886982271280 | 14MM / TI CANN FRN / GT 400MM / LEFT - STERILE | Trauma | EA
04.033.473S | 10886982271297 | 14MM / TI CANN FRN / GT 420MM / LEFT - STERILE | Trauma | EA
04.033.475S | 10886982271303 | 14MM / TI CANN FRN / GT 440MM / LEFT - STERILE | Trauma | EA
04.033.477S | 10886982271310 | 14MM / TI CANN FRN / GT 460MM / LEFT - STERILE | Trauma | EA
04.033.479S | 10886982271327 | 14MM / TI CANN FRN / GT 480MM / LEFT - STERILE | Trauma | EA
04.033.058S | 10886982271969 | 10MM / TI CANN FRN / GT 280MM / RIGHT - STERILE | Trauma | EA
04.033.060S | 10886982271976 | 10MM / TI CANN FRN / GT 300MM / RIGHT - STERILE | Trauma | EA
04.033.062S | 10886982271983 | 10MM / TI CANN FRN / GT 320MM / RIGHT - STERILE | Trauma | EA
04.033.064S | 10886982271990 | 10MM / TI CANN FRN / GT 340MM / RIGHT - STERILE | Trauma | EA
04.033.066S | 10886982272003 | 10MM / TI CANN FRN / GT 360MM / RIGHT - STERILE | Trauma | EA
04.033.068S | 10886982272010 | 10MM / TI CANN FRN / GT 380MM / RIGHT - STERILE | Trauma | EA
04.033.070S | 10886982272027 | 10MM / TI CANN FRN / GT 400MM / RIGHT - STERILE | Trauma | EA
04.033.072S | 10886982272034 | 10MM / TI CANN FRN / GT 420MM / RIGHT - STERILE | Trauma | EA
04.033.074S | 10886982272041 | 10MM / TI CANN FRN / GT 440MM / RIGHT - STERILE | Trauma | EA
04.033.076S | 10886982272058 | 10MM / TI CANN FRN / GT 460MM / RIGHT - STERILE | Trauma | EA
04.033.078S | 10886982272065 | 10MM / TI CANN FRN / GT 480MM / RIGHT - STERILE | Trauma | EA
04.033.059S | 10886982272072 | 10MM / TI CANN FRN / GT 280MM / LEFT - STERILE | Trauma | EA
04.033.061S | 10886982272089 | 10MM / TI CANN FRN / GT 300MM / LEFT - STERILE | Trauma | EA
04.033.063S | 10886982272096 | 10MM / TI CANN FRN / GT 320MM / LEFT - STERILE | Trauma | EA
04.033.065S | 10886982272102 | 10MM / TI CANN FRN / GT 340MM / LEFT - STERILE | Trauma | EA
04.033.067S | 10886982272119 | 10MM / TI CANN FRN / GT 360MM / LEFT - STERILE | Trauma | EA
04.033.069S | 10886982272126 | 10MM / TI CANN FRN / GT 380MM / LEFT - STERILE | Trauma | EA
04.033.071S | 10886982272133 | 10MM / TI CANN FRN / GT 400MM / LEFT - STERILE | Trauma | EA
04.033.073S | 10886982272140 | 10MM / TI CANN FRN / GT 420MM / LEFT - STERILE | Trauma | EA
04.033.075S | 10886982272157 | 10MM / TI CANN FRN / GT 440MM / LEFT - STERILE | Trauma | EA
04.033.077S | 10886982272164 | 10MM / TI CANN FRN / GT 460MM / LEFT - STERILE | Trauma | EA
04.033.079S | 10886982272171 | 10MM / TI CANN FRN / GT 480MM / LEFT - STERILE | Trauma | EA
04.033.260S | 10886982271761 | 12MM / TI CANN FRN / GT 300MM / RIGHT - STERILE | Trauma | EA
04.033.162S | 10886982271341 | 11MM / TI CANN FRN / GT 320MM / RIGHT - STERILE | Trauma | EA
04.033.262S | 10886982271778 | 12MM / TI CANN FRN / GT 320MM / RIGHT - STERILE | Trauma | EA
04.033.264S | 10886982271785 | 12MM / TI CANN FRN / GT 340MM / RIGHT - STERILE | Trauma | EA
04.033.266S | 10886982271792 | 12MM / TI CANN FRN / GT 360MM / RIGHT - STERILE | Trauma | EA
04.033.268S | 10886982271808 | 12MM / TI CANN FRN / GT 380MM / RIGHT - STERILE | Trauma | EA
04.033.270S | 10886982271815 | 12MM / TI CANN FRN / GT 400MM / RIGHT - STERILE | Trauma | EA
04.033.272S | 10886982271822 | 12MM / TI CANN FRN / GT 420MM / RIGHT - STERILE | Trauma | EA
04.033.274S | 10886982271839 | 12MM / TI CANN FRN / GT 440MM / RIGHT - STERILE | Trauma | EA
04.033.276S | 10886982271846 | 12MM / TI CANN FRN / GT 460MM / RIGHT - STERILE | Trauma | EA
04.033.278S | 10886982271853 | 12MM / TI CANN FRN / GT 480MM / RIGHT - STERILE | Trauma | EA
04.033.261S | 10886982271860 | 12MM / TI CANN FRN / GT 300MM / LEFT - STERILE | Trauma | EA
04.033.263S | 10886982271877 | 12MM / TI CANN FRN / GT 320MM / LEFT - STERILE | Trauma | EA
04.033.265S | 10886982271884 | 12MM / TI CANN FRN / GT 340MM / LEFT - STERILE | Trauma | EA
04.033.267S | 10886982271891 | 12MM / TI CANN FRN / GT 360MM / LEFT - STERILE | Trauma | EA
04.033.269S | 10886982271907 | 12MM / TI CANN FRN / GT 380MM / LEFT - STERILE | Trauma | EA
04.033.160S | 10886982271570 | 11MM / TI CANN FRN / GT 300MM / RIGHT - STERILE | Trauma | EA
04.033.164S | 10886982271587 | 11MM / TI CANN FRN / GT 340MM / RIGHT - STERILE | Trauma | EA
04.033.166S | 10886982271594 | 11MM / TI CANN FRN / GT 360MM / RIGHT - STERILE | Trauma | EA
04.033.168S | 10886982271600 | 11MM / TI CANN FRN / GT 380MM / RIGHT - STERILE | Trauma | EA
04.033.170S | 10886982271617 | 11MM / TI CANN FRN / GT 400MM / RIGHT - STERILE | Trauma | EA
04.033.271S | 10886982271914 | 12MM / TI CANN FRN / GT 400MM / LEFT - STERILE | Trauma | EA
04.033.172S | 10886982271624 | 11MM / TI CANN FRN / GT 420MM / RIGHT - STERILE | Trauma | EA
04.033.273S | 10886982271921 | 12MM / TI CANN FRN / GT 420MM / LEFT - STERILE | Trauma | EA
04.033.230S | 10886982271372 | 12MM / TI CANN FRN / PF 300MM / RIGHT - STERILE | Trauma | EA
04.033.275S | 10886982271938 | 12MM / TI CANN FRN / GT 440MM / LEFT - STERILE | Trauma | EA
04.033.277S | 10886982271945 | 12MM / TI CANN FRN / GT 460MM / LEFT - STERILE | Trauma | EA
04.033.174S | 10886982271631 | 11MM / TI CANN FRN / GT 440MM / RIGHT - STERILE | Trauma | EA
04.033.279S | 10886982271952 | 12MM / TI CANN FRN / GT 480MM / LEFT - STERILE | Trauma | EA
04.033.176S | 10886982271648 | 11MM / TI CANN FRN / GT 460MM / RIGHT - STERILE | Trauma | EA
04.033.178S | 10886982271655 | 11MM / TI CANN FRN / GT 480MM / RIGHT - STERILE | Trauma | EA
04.033.161S | 10886982271662 | 11MM / TI CANN FRN / GT 300MM / LEFT - STERILE | Trauma | EA
04.033.163S | 10886982271679 | 11MM / TI CANN FRN / GT 320MM / LEFT - STERILE | Trauma | EA
04.033.165S | 10886982271686 | 11MM / TI CANN FRN / GT 340MM / LEFT - STERILE | Trauma | EA
04.033.167S | 10886982271693 | 11MM / TI CANN FRN / GT 360MM / LEFT - STERILE | Trauma | EA
04.033.232S | 10886982271389 | 12MM / TI CANN FRN / PF 320MM / RIGHT - STERILE | Trauma | EA
04.033.169S | 10886982271709 | 11MM / TI CANN FRN / GT 380MM / LEFT - STERILE | Trauma | EA
04.033.171S | 10886982271716 | 11MM / TI CANN FRN / GT 400MM / LEFT - STERILE | Trauma | EA
04.033.234S | 10886982271396 | 12MM / TI CANN FRN / PF 340MM / RIGHT - STERILE | Trauma | EA
04.033.173S | 10886982271723 | 11MM / TI CANN FRN / GT 420MM / LEFT - STERILE | Trauma | EA
04.033.236S | 10886982271402 | 12MM / TI CANN FRN / PF 360MM / RIGHT - STERILE | Trauma | EA
04.033.177S | 10886982271747 | 11MM / TI CANN FRN / GT 460MM / LEFT - STERILE | Trauma | EA
04.033.238S | 10886982271419 | 12MM / TI CANN FRN / PF 380MM / RIGHT - STERILE | Trauma | EA
04.033.175S | 10886982271730 | 11MM / TI CANN FRN / GT 440MM / LEFT - STERILE | Trauma | EA
04.033.240S | 10886982271426 | 12MM / TI CANN FRN / PF 400MM / RIGHT - STERILE | Trauma | EA
04.033.179S | 10886982271754 | 11MM / TI CANN FRN / GT 480MM / LEFT - STERILE | Trauma | EA
04.033.242S | 10886982271433 | 12MM / TI CANN FRN / PF 420MM / RIGHT - STERILE | Trauma | EA
04.033.244S | 10886982271440 | 12MM / TI CANN FRN / PF 440MM / RIGHT - STERILE | Trauma | EA
04.033.246S | 10886982271457 | 12MM / TI CANN FRN / PF 460MM / RIGHT - STERILE | Trauma | EA
04.033.248S | 10886982271464 | 12MM / TI CANN FRN / PF 480MM / RIGHT - STERILE | Trauma | EA
04.033.231S | 10886982271471 | 12MM / TI CANN FRN / PF 300MM / LEFT - STERILE | Trauma | EA
04.033.233S | 10886982271488 | 12MM / TI CANN FRN / PF 320MM / LEFT - STERILE | Trauma | EA
04.033.235S | 10886982271495 | 12MM / TI CANN FRN / PF 340MM / LEFT - STERILE | Trauma | EA
04.033.237S | 10886982271501 | 12MM / TI CANN FRN / PF 360MM / LEFT - STERILE | Trauma | EA
04.033.239S | 10886982271518 | 12MM / TI CANN FRN / PF 380MM / LEFT - STERILE | Trauma | EA
04.033.241S | 10886982271525 | 12MM / TI CANN FRN / PF 400MM / LEFT - STERILE | Trauma | EA
04.033.243S | 10886982271532 | 12MM / TI CANN FRN / PF 420MM / LEFT - STERILE | Trauma | EA
04.033.245S | 10886982271549 | 12MM / TI CANN FRN / PF 440MM / LEFT - STERILE | Trauma | EA
04.033.247S | 10886982271556 | 12MM / TI CANN FRN / PF 460MM / LEFT - STERILE | Trauma | EA
04.033.249S | 10886982271563 | 12MM / TI CANN FRN / PF 480MM / LEFT - STERILE | Trauma | EA
04.033.958S | 10886982272188 | 9 MM / TI CANN FRN / GT 280MM / RIGHT - STERILE | Trauma | EA
04.033.960S | 10886982272195 | 9 MM / TI CANN FRN / GT 300MM / RIGHT - STERILE | Trauma | EA
04.033.962S | 10886982272201 | 9 MM / TI CANN FRN / GT 320MM / RIGHT - STERILE | Trauma | EA
04.033.964S | 10886982272218 | 9 MM / TI CANN FRN / GT 340MM / RIGHT - STERILE | Trauma | EA
04.033.966S | 10886982272225 | 9 MM / TI CANN FRN / GT 360MM / RIGHT - STERILE | Trauma | EA
04.033.968S | 10886982272232 | 9 MM / TI CANN FRN / GT 380MM / RIGHT - STERILE | Trauma | EA
04.033.970S | 10886982272249 | 9 MM / TI CANN FRN / GT 400MM / RIGHT - STERILE | Trauma | EA
04.033.972S | 10886982272256 | 9 MM / TI CANN FRN / GT 420MM / RIGHT - STERILE | Trauma | EA
04.033.974S | 10886982272263 | 9 MM / TI CANN FRN / GT 440MM / RIGHT - STERILE | Trauma | EA
04.033.976S | 10886982272270 | 9 MM / TI CANN FRN / GT 460MM / RIGHT - STERILE | Trauma | EA
04.033.978S | 10886982272287 | 9 MM / TI CANN FRN / GT 480MM / RIGHT - STERILE | Trauma | EA
04.033.959S | 10886982272294 | 9 MM / TI CANN FRN / GT 280MM / LEFT - STERILE | Trauma | EA
04.033.961S | 10886982272300 | 9 MM / TI CANN FRN / GT 300MM / LEFT - STERILE | Trauma | EA
04.033.963S | 10886982272317 | 9 MM / TI CANN FRN / GT 320MM / LEFT - STERILE | Trauma | EA
04.033.965S | 10886982272324 | 9 MM / TI CANN FRN / GT 340MM / LEFT - STERILE | Trauma | EA
04.033.967S | 10886982272331 | 9 MM / TI CANN FRN / GT 360MM / LEFT - STERILE | Trauma | EA
04.033.969S | 10886982272348 | 9 MM / TI CANN FRN / GT 380MM / LEFT - STERILE | Trauma | EA
04.033.971S | 10886982272355 | 9 MM / TI CANN FRN / GT 400MM / LEFT - STERILE | Trauma | EA
04.033.973S | 10886982272362 | 9 MM / TI CANN FRN / GT 420MM / LEFT - STERILE | Trauma | EA
04.033.975S | 10886982272379 | 9 MM / TI CANN FRN / GT 440MM / LEFT - STERILE | Trauma | EA
04.033.977S | 10886982272386 | 9 MM / TI CANN FRN / GT 460MM / LEFT - STERILE | Trauma | EA
04.033.979S | 10886982272393 | 9 MM / TI CANN FRN / GT 480MM / LEFT - STERILE | Trauma | EA
04.033.130S | 10886982272409 | 11MM / TI CANN FRN / PF 300MM / RIGHT - STERILE | Trauma | EA
04.033.132S | 10886982272416 | 11MM / TI CANN FRN / PF 320MM / RIGHT - STERILE | Trauma | EA
04.033.134S | 10886982272423 | 11MM / TI CANN FRN / PF 340MM / RIGHT - STERILE | Trauma | EA
04.033.136S | 10886982272430 | 11MM / TI CANN FRN / PF 360MM / RIGHT - STERILE | Trauma | EA
04.033.138S | 10886982272447 | 11MM / TI CANN FRN / PF 380MM / RIGHT - STERILE | Trauma | EA
04.033.140S | 10886982272454 | 11MM / TI CANN FRN / PF 400MM / RIGHT - STERILE | Trauma | EA
04.033.142S | 10886982272461 | 11MM / TI CANN FRN / PF 420MM / RIGHT - STERILE | Trauma | EA
04.033.144S | 10886982272478 | 11MM / TI CANN FRN / PF 440MM / RIGHT - STERILE | Trauma | EA
04.033.146S | 10886982272485 | 11MM / TI CANN FRN / PF 460MM / RIGHT - STERILE | Trauma | EA
04.033.148S | 10886982272492 | 11MM / TI CANN FRN / PF 480MM / RIGHT - STERILE | Trauma | EA
04.033.131S | 10886982272508 | 11MM / TI CANN FRN / PF 300MM / LEFT - STERILE | Trauma | EA
04.033.133S | 10886982272515 | 11MM / TI CANN FRN / PF 320MM / LEFT - STERILE | Trauma | EA
04.033.135S | 10886982272522 | 11MM / TI CANN FRN / PF 340MM / LEFT - STERILE | Trauma | EA
04.033.137S | 10886982272539 | 11MM / TI CANN FRN / PF 360MM / LEFT - STERILE | Trauma | EA
04.033.139S | 10886982272546 | 11MM / TI CANN FRN / PF 380MM / LEFT - STERILE | Trauma | EA
04.033.141S | 10886982272553 | 11MM / TI CANN FRN / PF 400MM / LEFT - STERILE | Trauma | EA
04.033.143S | 10886982272560 | 11MM / TI CANN FRN / PF 420MM / LEFT - STERILE | Trauma | EA
04.033.145S | 10886982272577 | 11MM / TI CANN FRN / PF 440MM / LEFT - STERILE | Trauma | EA
04.033.147S | 10886982272584 | 11MM / TI CANN FRN / PF 460MM / LEFT - STERILE | Trauma | EA
04.033.149S | 10886982272591 | 11MM / TI CANN FRN / PF 480MM / LEFT - STERILE | Trauma | EA
04.033.928S | 10886982272607 | 9MM / TI CANN FRN / PF 280MM / RIGHT - STERILE | Trauma | EA
04.033.930S | 10886982272614 | 9MM / TI CANN FRN / PF 300MM / RIGHT - STERILE | Trauma | EA
04.033.932S | 10886982272621 | 9MM / TI CANN FRN / PF 320MM / RIGHT - STERILE | Trauma | EA
04.033.934S | 10886982272638 | 9MM / TI CANN FRN / PF 340MM / RIGHT - STERILE | Trauma | EA
04.033.936S | 10886982272645 | 9MM / TI CANN FRN / PF 360MM / RIGHT - STERILE | Trauma | EA
04.033.938S | 10886982272652 | 9MM / TI CANN FRN / PF 380MM / RIGHT - STERILE | Trauma | EA
04.033.940S | 10886982272669 | 9MM / TI CANN FRN / PF 400MM / RIGHT - STERILE | Trauma | EA
04.033.942S | 10886982272676 | 9MM / TI CANN FRN / PF 420MM / RIGHT - STERILE | Trauma | EA
04.033.944S | 10886982272683 | 9MM / TI CANN FRN / PF 440MM / RIGHT - STERILE | Trauma | EA
04.033.946S | 10886982272690 | 9MM / TI CANN FRN / PF 460MM / RIGHT - STERILE | Trauma | EA
04.033.948S | 10886982272706 | 9MM / TI CANN FRN / PF 480MM / RIGHT - STERILE | Trauma | EA
04.033.929S | 10886982272713 | 9MM / TI CANN FRN / PF 280MM / LEFT - STERILE | Trauma | EA
04.033.931S | 10886982272720 | 9MM / TI CANN FRN / PF 300MM / LEFT - STERILE | Trauma | EA
04.033.933S | 10886982272737 | 9MM / TI CANN FRN / PF 320MM / LEFT - STERILE | Trauma | EA
04.033.935S | 10886982272744 | 9MM / TI CANN FRN / PF 340MM / LEFT - STERILE | Trauma | EA
04.033.937S | 10886982272782 | 9MM / TI CANN FRN / PF 360MM / LEFT - STERILE | Trauma | EA
04.033.939S | 10886982272799 | 9MM / TI CANN FRN / PF 380MM / LEFT - STERILE | Trauma | EA
04.033.941S | 10886982272805 | 9MM / TI CANN FRN / PF 400MM / LEFT - STERILE | Trauma | EA
04.033.943S | 10886982272812 | 9MM / TI CANN FRN / PF 420MM / LEFT - STERILE | Trauma | EA
04.033.945S | 10886982272829 | 9MM / TI CANN FRN / PF 440MM / LEFT - STERILE | Trauma | EA
04.033.947S | 10886982272836 | 9MM / TI CANN FRN / PF 460MM / LEFT - STERILE | Trauma | EA
04.033.949S | 10886982272843 | 9MM / TI CANN FRN / PF 480MM / LEFT - STERILE | Trauma | EA
03.033.010 | 10886982272881 | 12/4.6MM TROCAR FOR REAMER PROTECTION TUBE | Trauma | EA
SD03.010.104 | 10886982273048 | 4.2MM 3-FLUTE DRILL BIT 145MM | Trauma | EA
SD310.288 | 10886982273505 | CALIBRATED 2.8MM DRILL BIT USE WITH 35MM THREADED GUIDE | Trauma | EA
VQ0001.00 | 10886982012418 | STANDARD TPLO JIG FOR USE W/ 24MM/27MM/30MM SAW GUIDES | Trauma | EA
VQ0001.24 | 10886982012463 | 24MM SAW GUIDE FOR USE W/STANDARD TPLO JIG | Trauma | EA
VQ0001.27 | 10886982012470 | 27MM SAW GUIDE FOR USE W/STANDARD TPLO JIG | Trauma | EA
VQ0001.30 | 10886982012487 | 30MM SAW GUIDE FOR USE W/STANDARD TPLO JIG | Trauma | EA
SD319.101 | 10886982005038 | THREADED GUIDE FOR 4.5MM LCP PLATES | Trauma | EA
357.427 | 10886982196453 | 5.0MM HEXAGONAL SCREWDRIVER | Trauma | EA
SD323.035 | 20886982005172 | 2.0MM THREADED DRILL GUIDE SHORT | Trauma | P5
03.010.417 | 10886982068613 | 13.0MM PERCUTANEOUS WIRE GUIDE FOR FEMORAL NAILS | Trauma | EA
03.010.418 | 10886982068620 | 17.0MM PERCUTANEOUS WIRE GUIDE FOR FEMORAL NAILS | Trauma | EA
03.010.402 | 10886982068545 | PERCUTANEOUS AIMING ARM FOR ANTEGRADE LOCKING FOR RAFN | Trauma | EA
03.010.403 | 10886982068552 | PERCUTANEOUS AIMING ARM FOR LAT ENTRY F/FEMORAL NAIL RECON | Trauma | EA
03.010.400 | 10886982068521 | 13.0MM PERCUTANEOUS PROTECTION SLEEVE | Trauma | EA
03.010.416 | 10886982068606 | 17.0MM PERCUTANEOUS PROTECTION SLEEVE | Trauma | EA
03.010.420 | 10886982068644 | 15.0MM PERCUTAN CANN FLEXIBLE DRILL BIT/LARGE QC/390MM | Trauma | EA
03.010.421 | 10886982068651 | 17.0MM PERCUTAN CANN FLEXIBLE DRILL BIT/LARGE QC/390MM | Trauma | EA
03.010.404 | 10886982068569 | CANN CONNECTING SCR F/PERCUTAN INSTRUMENTS FOR NAILS-EX | Trauma | EA
03.010.401 | 10886982068538 | PERCUTANEOUS INSERTION HANDLE FOR FEMORAL NAILS-EX | Trauma | EA
60.010.004 | 10886982241955 | GRAPHIC CASE F/PERCUTANEOUS INSTR SET F/FEMORAL NAILS-EX | Trauma | EA
03.010.419 | 10886982068637 | 15.0MM CANNULATED DRILL BIT LARGE QUICK COUPLING/330MM | Trauma | EA
05.001.180 | 10886982129543 | IRRIGATION NOZZLE F/PEN DRIVE F/PERFORATOR W/HUDSON COUPLING | Trauma | EA
SD351.717 | 10886982005526 | DEPTH GAUGE | Trauma | EA
SD399.099 | 10886982007087 | REDUCTION FORCEPS WITH EXTENDED RATCHET | Trauma | EA
SD319.001 | 10886982004918 | 1.3/1.5MM DEPTH GAUGE 30MM | Trauma | EA
SD319.006 | 10886982004949 | 2.0/2.4MM DEPTH GAUGE 50MM | Trauma | EA
D66 | 10886982000484 | THUMB KNOB FOR EX AIMING ARMS | Trauma | EA
60.104.014 | 10886982242303 | 3.5MM LCP HOOK PL RETROFIT KIT FOR OLECRANON PLATE TRAY | Trauma | EA
03.122.007 | 10886982074553 | AIMING ARM F/LCP PROXIMAL HUMERUS PLATE | Trauma | EA
03.122.035 | 10886982074812 | INSERTION HANDLE F/LCP PROX HUMERUS PLATE/STARDRIVE | Trauma | EA
60.100.002 | 10886982242228 | TRAY FOR 4.5MM CORTEX SCREWS AND INSTRUMENTS | Trauma | EA
329.916 | 10886982192271 | BENDING PIN FOR LOCKING ATTACHMENT PLATES | Trauma | EA
60.120.100 | 10886982247599 | GRAPHIC CASE FOR 3.5MM LOCKING ATTACHMENT PLATES | Trauma | EA
SD319.320 | 10886982005069 | 4.5MM/2.0MM DRILL SLEEVE 168MM LENGTH | Trauma | EA
60.240.021 | 10886982248763 | INSTRUMENT TRAY FOR 3.7MM CANNULATED LOCKING SCREW | Trauma | EA
VP3051.07 | 10886982010582 | 3.5MM BROAD LC-DCP PLATE 7 HOLE/94MM | Trauma | EA
VP3051.08 | 10886982010599 | 3.5MM BROAD LC-DCP PLATE 8 HOLE/107MM | Trauma | EA
VP3051.09 | 10886982010605 | 3.5MM BROAD LC-DCP PLATE 9 HOLE/120MM | Trauma | EA
VP3051.10 | 10886982010612 | 3.5MM BROAD LC-DCP PLATE 10 HOLE/133MM | Trauma | EA
VP3051.11 | 10886982010629 | 3.5MM BROAD LC-DCP PLATE 11 HOLE/146MM | Trauma | EA
VP3051.12 | 10886982010636 | 3.5MM BROAD LC-DCP PLATE 12 HOLE/159MM | Trauma | EA
VP3051.13 | 10886982010643 | 3.5MM BROAD LC-DCP PLATE 13 HOLE/172MM | Trauma | EA
VP3051.14 | 10886982010650 | 3.5MM BROAD LC-DCP PLATE 14 HOLE/185MM | Trauma | EA
VP3051.15 | 10886982010667 | 3.5MM BROAD LC-DCP PLATE 15 HOLE/198MM | Trauma | EA
VP3051.16 | 10886982010674 | 3.5MM BROAD LC-DCP PLATE 16 HOLE/211MM | Trauma | EA
VP3051.17 | 10886982010681 | 3.5MM BROAD LC-DCP PLATE 17 HOLE/224MM | Trauma | EA
VP3051.18 | 10886982010698 | 3.5MM BROAD LC-DCP PLATE 18 HOLE/237MM | Trauma | EA
VP3051.20 | 10886982010704 | 3.5MM BROAD LC-DCP PLATE 20 HOLE/263MM | Trauma | EA
VP3051.22 | 10886982010711 | 3.5MM BROAD LC-DCP PLATE 22 HOLE/289MM | Trauma | EA
VP4041.02 | 10886982011336 | 3.5MM LCP PLATE 2 HOLE/27MM | Trauma | EA
VP4041.03 | 10886982011343 | 3.5MM LCP PLATE 3 HOLE/40MM | Trauma | EA
VP4041.04 | 10886982011350 | 3.5MM LCP PLATE 4 HOLE/53MM | Trauma | EA
VP4041.05 | 10886982011367 | 3.5MM LCP PLATE 5 HOLE/66MM | Trauma | EA
VP4041.06 | 10886982011374 | 3.5MM LCP PLATE 6 HOLE/79MM | Trauma | EA
VP4041.07 | 10886982011381 | 3.5MM LCP PLATE 7 HOLE/92MM | Trauma | EA
VP4041.08 | 10886982011398 | 3.5MM LCP PLATE 8 HOLE/105MM | Trauma | EA
VP4041.10 | 10886982011411 | 3.5MM LCP PLATE 10 HOLE/131MM | Trauma | EA
VP4041.11 | 10886982011428 | 3.5MM LCP PLATE 11 HOLE/144MM | Trauma | EA
VP4041.12 | 10886982011435 | 3.5MM LCP PLATE 12 HOLE/157MM | Trauma | EA
VP4041.13 | 10886982011442 | 3.5MM LCP PLATE 13 HOLE/170MM | Trauma | EA
VP4041.14 | 10886982011459 | 3.5MM LCP PLATE 14 HOLE/183MM | Trauma | EA
VP4041.15 | 10886982011466 | 3.5MM LCP PLATE 15 HOLE/196MM | Trauma | EA
VP4041.16 | 10886982011473 | 3.5MM LCP PLATE 16 HOLE/209MM | Trauma | EA
VP4041.18 | 10886982011480 | 3.5MM LCP PLATE 18 HOLE/235MM | Trauma | EA
VP4041.20 | 10886982011497 | 3.5MM LCP PLATE 20 HOLE/261MM | Trauma | EA
VP4041.22 | 10886982011503 | 3.5MM LCP PLATE 22 HOLE/287MM | Trauma | EA
VP4041.09 | 10886982011404 | 3.5MM LCP PLATE 9 HOLE/118MM | Trauma | EA
VP3041.02 | 10886982010414 | 3.5MM LC-DCP PLATE 2 HOLE/28MM | Trauma | EA
VP3041.03 | 10886982010421 | 3.5MM LC-DCP PLATE 3 HOLE/41MM | Trauma | EA
VP3041.04 | 10886982010438 | 3.5MM LC-DCP PLATE 4 HOLE/54MM | Trauma | EA
VP3041.05 | 10886982010445 | 3.5MM LC-DCP PLATE 5 HOLE/67MM | Trauma | EA
VP3041.06 | 10886982010452 | 3.5MM LC-DCP PLATE 6 HOLE/80MM | Trauma | EA
VP3041.07 | 10886982010469 | 3.5MM LC-DCP PLATE 7 HOLE/93MM | Trauma | EA
VP3041.08 | 10886982010476 | 3.5MM LC-DCP PLATE 8 HOLE/106MM | Trauma | EA
VP3041.09 | 10886982010483 | 3.5MM LC-DCP PLATE 9 HOLE/119MM | Trauma | EA
VP3041.10 | 10886982010490 | 3.5MM LC-DCP PLATE 10 HOLE/132MM | Trauma | EA
VP3041.11 | 10886982010506 | 3.5MM LC-DCP PLATE 11 HOLE/145MM | Trauma | EA
VP3041.12 | 10886982010513 | 3.5MM LC-DCP PLATE 12 HOLE/158MM | Trauma | EA
VP3041.14 | 10886982010520 | 3.5MM LC-DCP PLATE 14 HOLE/184MM | Trauma | EA
VP3041.15 | 10886982010537 | 3.5MM LC-DCP PLATE 15 HOLE/197MM | Trauma | EA
VP3041.16 | 10886982010544 | 3.5MM LC-DCP PLATE 16 HOLE/210MM | Trauma | EA
VP3041.18 | 10886982010551 | 3.5MM LC-DCP PLATE 18 HOLE/236MM | Trauma | EA
VP3041.20 | 10886982010568 | 3.5MM LC-DCP PLATE 20 HOLE/262MM | Trauma | EA
VP3041.22 | 10886982010575 | 3.5MM LC-DCP PLATE 22 HOLE/288MM | Trauma | EA
02.124.200 | 10886982042453 | 3.5MM LCP PROXIMAL TIBIA PLATE LOW BEND 4 HOLES/76MM/RIGHT | Trauma | EA
02.124.201 | 10886982042477 | 3.5MM LCP PROXIMAL TIBIA PLATE LOW BEND 4 HOLES/76MM/LEFT | Trauma | EA
02.124.204 | 10886982042491 | 3.5MM LCP PROXIMAL TIBIA PLATE LOW BEND 6 HOLES/102MM/RIGHT | Trauma | EA
02.124.205 | 10886982042514 | 3.5MM LCP PROXIMAL TIBIA PLATE LOW BEND 6 HOLES/102MM/LEFT | Trauma | EA
02.124.208 | 10886982042538 | 3.5MM LCP PROXIMAL TIBIA PLATE LOW BEND 8 HOLES/128MM/RIGHT | Trauma | EA
02.124.209 | 10886982042552 | 3.5MM LCP PROXIMAL TIBIA PLATE LOW BEND 8 HOLES/128MM/LEFT | Trauma | EA
02.124.212 | 10886982042576 | 3.5MM LCP PROXIMAL TIBIA PLATE LOW BEND 10 HOLES/154MM/RIGHT | Trauma | EA
02.124.213 | 10886982042590 | 3.5MM LCP PROXIMAL TIBIA PLATE LOW BEND 10 HOLES/154MM/LEFT | Trauma | EA
02.124.216 | 10886982042613 | 3.5MM LCP PROXIMAL TIBIA PLATE LOW BEND 12 HOLES/180MM/RIGHT | Trauma | EA
02.124.217 | 10886982042637 | 3.5MM LCP PROXIMAL TIBIA PLATE LOW BEND 12 HOLES/180MM/LEFT | Trauma | EA
02.124.220 | 10886982042651 | 3.5MM LCP PROXIMAL TIBIA PLATE LOW BEND 14 HOLES/206MM/RIGHT | Trauma | EA
02.124.221 | 10886982042675 | 3.5MM LCP PROXIMAL TIBIA PLATE LOW BEND 14 HOLES/206MM/LEFT | Trauma | EA
02.124.224 | 10886982042699 | 3.5MM LCP PROXIMAL TIBIA PLATE LOW BEND 16 HOLES/232MM/RIGHT | Trauma | EA
02.124.225 | 10886982042712 | 3.5MM LCP PROXIMAL TIBIA PLATE LOW BEND 16 HOLES/232MM/LEFT | Trauma | EA
04.124.200S | 10886982110572 | 3.5MM TI LCP PROXIMAL TIBIA PL LOW BEND 4H/76MM/RIGHT-STER | Trauma | EA
04.124.201S | 10886982110596 | 3.5MM TI LCP PROXIMAL TIBIA PL LOW BEND 4H/76MM/LEFT-STER | Trauma | EA
04.124.204S | 10886982110619 | 3.5MM TI LCP PROXIMAL TIBIA PL LOW BEND 6H/102MM/RIGHT-STER | Trauma | EA
04.124.205S | 10886982110633 | 3.5MM TI LCP PROXIMAL TIBIA PL LOW BEND 6H/102MM/LEFT-STER | Trauma | EA
04.124.208S | 10886982110657 | 3.5MM TI LCP PROXIMAL TIBIA PL LOW BEND 8H/128MM/RIGHT-STER | Trauma | EA
04.124.209S | 10886982110671 | 3.5MM TI LCP PROXIMAL TIBIA PL LOW BEND 8H/128MM/LEFT-STER | Trauma | EA
02.124.200S | 10886982042460 | 3.5MM LCP PROXIMAL TIBIA PLATE LOW BEND 4H/76MM/RIGHT-STER | Trauma | EA
02.124.201S | 10886982042484 | 3.5MM LCP PROXIMAL TIBIA PLATE LOW BEND 4H/76MM/LEFT-STER | Trauma | EA
04.124.212S | 10886982110695 | 3.5MM TI LCP PROXIMAL TIBIA PL LOW BEND 10H/154MM/RIGHT-STER | Trauma | EA
02.124.204S | 10886982042507 | 3.5MM LCP PROXIMAL TIBIA PLATE LOW BEND 6H/102MM/RIGHT-STER | Trauma | EA
02.124.205S | 10886982042521 | 3.5MM LCP PROXIMAL TIBIA PLATE LOW BEND 6H/102MM/LEFT-STER | Trauma | EA
02.124.208S | 10886982042545 | 3.5MM LCP PROXIMAL TIBIA PLATE LOW BEND 8H/128MM/RIGHT-STER | Trauma | EA
02.124.209S | 10886982042569 | 3.5MM LCP PROXIMAL TIBIA PLATE LOW BEND 8H/128MM/LEFT-STER | Trauma | EA
04.124.213S | 10886982110718 | 3.5MM TI LCP PROXIMAL TIBIA PL LOW BEND 10H/154MM/LEFT-STER | Trauma | EA
02.124.212S | 10886982042583 | 3.5MM LCP PROXIMAL TIBIA PLATE LOW BEND 10H/154MM/RIGHT-STER | Trauma | EA
02.124.213S | 10886982042606 | 3.5MM LCP PROXIMAL TIBIA PLATE LOW BEND 10H/154MM/LEFT-STER | Trauma | EA
02.124.216S | 10886982042620 | 3.5MM LCP PROXIMAL TIBIA PLATE LOW BEND 12H/180MM/RIGHT-STER | Trauma | EA
04.124.216S | 10886982110732 | 3.5MM TI LCP PROXIMAL TIBIA PL LOW BEND 12H/180MM/RIGHT-STER | Trauma | EA
02.124.217S | 10886982042644 | 3.5MM LCP PROXIMAL TIBIA PLATE LOW BEND 12H/180MM/LEFT-STER | Trauma | EA
02.124.220S | 10886982042668 | 3.5MM LCP PROXIMAL TIBIA PLATE LOW BEND 14H/206MM/RIGHT-STER | Trauma | EA
02.124.221S | 10886982042682 | 3.5MM LCP PROXIMAL TIBIA PLATE LOW BEND 14H/206MM/LEFT-STER | Trauma | EA
02.124.224S | 10886982042705 | 3.5MM LCP PROXIMAL TIBIA PLATE LOW BEND 16H/232MM/RIGHT-STER | Trauma | EA
02.124.225S | 10886982042729 | 3.5MM LCP PROXIMAL TIBIA PLATE LOW BEND 16H/232MM/LEFT-STER | Trauma | EA
04.124.217S | 10886982110756 | 3.5MM TI LCP PROXIMAL TIBIA PL LOW BEND 12H/180MM/LEFT-STER | Trauma | EA
04.124.220S | 10886982110770 | 3.5MM TI LCP PROXIMAL TIBIA PL LOW BEND 14H/206MM/RIGHT-STER | Trauma | EA
04.124.221S | 10886982110794 | 3.5MM TI LCP PROXIMAL TIBIA PL LOW BEND 14H/206MM/LEFT-STER | Trauma | EA
04.124.224S | 10886982110817 | 3.5MM TI LCP PROXIMAL TIBIA PL LOW BEND 16H/232MM/RIGHT-STER | Trauma | EA
04.124.225S | 10886982110831 | 3.5MM TI LCP PROXIMAL TIBIA PL LOW BEND 16H/232MM/LEFT-STER | Trauma | EA
04.124.200 | 10886982110565 | 3.5MM TI LCP PROXIMAL TIBIA PL LOW BEND 4 HOLES/76MM/RIGHT | Trauma | EA
04.124.201 | 10886982110589 | 3.5MM TI LCP PROXIMAL TIBIA PL LOW BEND 4 HOLES/76MM/LEFT | Trauma | EA
04.124.204 | 10886982110602 | 3.5MM TI LCP PROXIMAL TIBIA PL LOW BEND 6 HOLES/102MM/RIGHT | Trauma | EA
04.124.205 | 10886982110626 | 3.5MM TI LCP PROXIMAL TIBIA PL LOW BEND 6 HOLES/102MM/LEFT | Trauma | EA
04.124.208 | 10886982110640 | 3.5MM TI LCP PROXIMAL TIBIA PL LOW BEND 8 HOLES/128MM/RIGHT | Trauma | EA
04.124.209 | 10886982110664 | 3.5MM TI LCP PROXIMAL TIBIA PL LOW BEND 8 HOLES/128MM/LEFT | Trauma | EA
04.124.212 | 10886982110688 | 3.5MM TI LCP PROXIMAL TIBIA PL LOW BEND 10 HOLES/154MM/RIGHT | Trauma | EA
04.124.213 | 10886982110701 | 3.5MM TI LCP PROXIMAL TIBIA PL LOW BEND 10 HOLES/154MM/LEFT | Trauma | EA
04.124.216 | 10886982110725 | 3.5MM TI LCP PROXIMAL TIBIA PL LOW BEND 12 HOLES/180MM/RIGHT | Trauma | EA
04.124.217 | 10886982110749 | 3.5MM TI LCP PROXIMAL TIBIA PL LOW BEND 12 HOLES/180MM/LEFT | Trauma | EA
04.124.220 | 10886982110763 | 3.5MM TI LCP PROXIMAL TIBIA PL LOW BEND 14 HOLES/206MM/RIGHT | Trauma | EA
04.124.221 | 10886982110787 | 3.5MM TI LCP PROXIMAL TIBIA PL LOW BEND 14 HOLES/206MM/LEFT | Trauma | EA
04.124.224 | 10886982110800 | 3.5MM TI LCP PROXIMAL TIBIA PL LOW BEND 16 HOLES/232MM/RIGHT | Trauma | EA
04.124.225 | 10886982110824 | 3.5MM TI LCP PROXIMAL TIBIA PL LOW BEND 16 HOLES/232MM/LEFT | Trauma | EA
03.311.015 | 10886982077905 | SCHANZ SCREW BOLT 2 PIECE | Trauma | EA
03.311.212 | 10886982078483 | CONNECTING PLATE/THREADED 2 HOLE | Trauma | EA
03.311.213 | 10886982078490 | CONNECTING PLATE/THREADED 3 HOLE | Trauma | EA
03.311.214 | 10886982078506 | CONNECTING PLATE/THREADED 4 HOLE | Trauma | EA
03.311.215 | 10886982078513 | CONNECTING PLATE/THREADED 5 HOLE | Trauma | EA
SD310.103 | 10886982003850 | 3.2MM 3-FLUTED DRILL/MODIFIED WITH QUICK COUPLING/145MM | Trauma | EA
SD310.250 | 10886982003980 | 2.5MM DRILL WITH QUICK COUPLING/110 | Trauma | EA
60.123.002 | 10886982247933 | TRAY F/3.5MM LCP PERIARTIC PROX HUMERUS PL GRAPHIC CASE | Trauma | EA
60.112.015 | 10886982243331 | TRAY FOR 3.5MM LCP CLAVICLE SYSTEM GRAPHIC CASE | Trauma | EA
SD249.697 | 10886982003690 | 2.7MM LCP T-PLATE/5 HOLE | Trauma | EA
SD249.698 | 10886982003706 | 2.7MM LCP T-PLATE/6 HOLE | Trauma | EA
60.226.026 | 10886982248411 | 1.5/2.4/3.0MM HCS INSTRUMENT MODULE | Trauma | EA
2040 | 10886982146731 | SYNTHES TRAUMA CATALOG 2011 | Trauma | EA
3005 | 10886982182609 | SYNTHES VET CATALOG 2010 | Trauma | EA
SD03.108.010 | 10886982002778 | 4.3MM THREADED DRILL GUIDE/MODIFIED | Trauma | EA
03.010.430 | 10886982068712 | HANDLE FOR PROTECTION SLEEVES FOR SUPRAPATELLAR | Trauma | EA
SD03.108.009 | 10886982002761 | 2.8MM THREADED DRILL GUIDE/MODIFIED | Trauma | EA
SD321.263 | 10886982005144 | OFFSET COMBI WRENCH | Trauma | EA
03.010.442 | 10886982068842 | 12.0/8.0MM PROTECTION SLEEVE WITH FLATS FOR SUPRAPATELLAR | Trauma | EA
60.111.475 | 10886982243119 | GRAPHIC CASE LABEL SHEET FOR DISTAL RADIUS SYSTEMS | Trauma | EA
60.116.306 | 20886982245011 | LENGTH MARKER PUSH PIN/6MM FOR MODULAR GRAPHIC CASE SYS | Trauma | P5
60.116.415 | 20886982246100 | LENGTH MARKER PUSH PIN/115MM FOR MODULAR GRAPHIC CASE SYS | Trauma | P5
60.116.420 | 20886982246155 | LENGTH MARKER PUSH PIN/120MM FOR MODULAR GRAPHIC CASE SYS | Trauma | P5
60.116.425 | 20886982246209 | LENGTH MARKER PUSH PIN/125MM FOR MODULAR GRAPHIC CASE SYS | Trauma | P5
60.116.430 | 20886982246254 | LENGTH MARKER PUSH PIN/130MM FOR MODULAR GRAPHIC CASE SYS | Trauma | P5
60.116.440 | 20886982246353 | LENGTH MARKER PUSH PIN/140MM FOR MODULAR GRAPHIC CASE SYS | Trauma | P5
60.116.445 | 20886982246407 | LENGTH MARKER PUSH PIN/145MM FOR MODULAR GRAPHIC CASE SYS | Trauma | P5
60.116.450 | 20886982246452 | LENGTH MARKER PUSH PIN/150MM FOR MODULAR GRAPHIC CASE SYS | Trauma | P5
60.116.451 | 20886982246469 | LENGTH MARKER PUSH PIN/BLANK FOR MODULAR GRAPHIC CASE SYS | Trauma | P5
60.116.307 | 20886982245028 | LENGTH MARKER PUSH PIN/7MM FOR MODULAR GRAPHIC CASE SYS | Trauma | P5
60.116.308 | 20886982245035 | LENGTH MARKER PUSH PIN/8MM FOR MODULAR GRAPHIC CASE SYS | Trauma | P5
60.116.309 | 20886982245042 | LENGTH MARKER PUSH PIN/9MM FOR MODULAR GRAPHIC CASE SYS | Trauma | P5
60.116.310 | 20886982245059 | LENGTH MARKER PUSH PIN/10MM FOR MODULAR GRAPHIC CASE SYS | Trauma | P5
60.116.311 | 20886982245066 | LENGTH MARKER PUSH PIN/11MM FOR MODULAR GRAPHIC CASE SYS | Trauma | P5
60.116.312 | 20886982245073 | LENGTH MARKER PUSH PIN/12MM FOR MODULAR GRAPHIC CASE SYS | Trauma | P5
60.116.313 | 20886982245080 | LENGTH MARKER PUSH PIN/13MM FOR MODULAR GRAPHIC CASE SYS | Trauma | P5
60.116.314 | 20886982245097 | LENGTH MARKER PUSH PIN/14MM FOR MODULAR GRAPHIC CASE SYS | Trauma | P5
60.116.315 | 20886982245103 | LENGTH MARKER PUSH PIN/15MM FOR MODULAR GRAPHIC CASE SYS | Trauma | P5
60.116.316 | 20886982245110 | LENGTH MARKER PUSH PIN/16MM FOR MODULAR GRAPHIC CASE SYS | Trauma | P5
60.116.317 | 20886982245127 | LENGTH MARKER PUSH PIN/17MM FOR MODULAR GRAPHIC CASE SYS | Trauma | P5
60.116.318 | 20886982245134 | LENGTH MARKER PUSH PIN/18MM FOR MODULAR GRAPHIC CASE SYS | Trauma | P5
60.116.319 | 20886982245141 | LENGTH MARKER PUSH PIN/19MM FOR MODULAR GRAPHIC CASE SYS | Trauma | P5
60.116.320 | 20886982245158 | LENGTH MARKER PUSH PIN/20MM FOR MODULAR GRAPHIC CASE SYS | Trauma | P5
60.116.321 | 20886982245165 | LENGTH MARKER PUSH PIN/21MM FOR MODULAR GRAPHIC CASE SYS | Trauma | P5
60.116.322 | 20886982245172 | LENGTH MARKER PUSH PIN/22MM FOR MODULAR GRAPHIC CASE SYS | Trauma | P5
60.116.323 | 20886982245189 | LENGTH MARKER PUSH PIN/23MM FOR MODULAR GRAPHIC CASE SYS | Trauma | P5
60.116.324 | 20886982245196 | LENGTH MARKER PUSH PIN/24MM FOR MODULAR GRAPHIC CASE SYS | Trauma | P5
60.116.325 | 20886982245202 | LENGTH MARKER PUSH PIN/25MM FOR MODULAR GRAPHIC CASE SYS | Trauma | P5
60.116.326 | 20886982245219 | LENGTH MARKER PUSH PIN/26MM FOR MODULAR GRAPHIC CASE SYS | Trauma | P5
60.116.327 | 20886982245226 | LENGTH MARKER PUSH PIN/27MM FOR MODULAR GRAPHIC CASE SYS | Trauma | P5
60.116.328 | 20886982245233 | LENGTH MARKER PUSH PIN/28MM FOR MODULAR GRAPHIC CASE SYS | Trauma | P5
60.116.329 | 20886982245240 | LENGTH MARKER PUSH PIN/29MM FOR MODULAR GRAPHIC CASE SYS | Trauma | P5
60.116.330 | 20886982245257 | LENGTH MARKER PUSH PIN/30MM FOR MODULAR GRAPHIC CASE SYS | Trauma | P5
60.116.332 | 20886982245271 | LENGTH MARKER PUSH PIN/32MM FOR MODULAR GRAPHIC CASE SYS | Trauma | P5
60.116.334 | 20886982245295 | LENGTH MARKER PUSH PIN/34MM FOR MODULAR GRAPHIC CASE SYS | Trauma | P5
60.116.335 | 20886982245301 | LENGTH MARKER PUSH PIN/35MM FOR MODULAR GRAPHIC CASE SYS | Trauma | P5
60.116.336 | 20886982245318 | LENGTH MARKER PUSH PIN/36MM FOR MODULAR GRAPHIC CASE SYS | Trauma | P5
60.116.337 | 20886982245325 | LENGTH MARKER PUSH PIN/37MM FOR MODULAR GRAPHIC CASE SYS | Trauma | P5
60.116.338 | 20886982245332 | LENGTH MARKER PUSH PIN/38MM FOR MODULAR GRAPHIC CASE SYS | Trauma | P5
60.116.340 | 20886982245356 | LENGTH MARKER PUSH PIN/40MM FOR MODULAR GRAPHIC CASE SYS | Trauma | P5
60.116.342 | 20886982245370 | LENGTH MARKER PUSH PIN/42MM FOR MODULAR GRAPHIC CASE SYS | Trauma | P5
60.116.344 | 20886982245394 | LENGTH MARKER PUSH PIN/44MM FOR MODULAR GRAPHIC CASE SYS | Trauma | P5
60.116.345 | 20886982245400 | LENGTH MARKER PUSH PIN/45MM FOR MODULAR GRAPHIC CASE SYS | Trauma | P5
60.116.346 | 20886982245417 | LENGTH MARKER PUSH PIN/46MM FOR MODULAR GRAPHIC CASE SYS | Trauma | P5
60.116.347 | 20886982245424 | LENGTH MARKER PUSH PIN/47MM FOR MODULAR GRAPHIC CASE SYS | Trauma | P5
60.116.348 | 20886982245431 | LENGTH MARKER PUSH PIN/48MM FOR MODULAR GRAPHIC CASE SYS | Trauma | P5
60.116.360 | 20886982245554 | LENGTH MARKER PUSH PIN/60MM FOR MODULAR GRAPHIC CASE SYS | Trauma | P5
60.116.350 | 20886982245455 | LENGTH MARKER PUSH PIN/50MM FOR MODULAR GRAPHIC CASE SYS | Trauma | P5
60.116.362 | 20886982245578 | LENGTH MARKER PUSH PIN/62MM FOR MODULAR GRAPHIC CASE SYS | Trauma | P5
60.116.364 | 20886982245592 | LENGTH MARKER PUSH PIN/64MM FOR MODULAR GRAPHIC CASE SYS | Trauma | P5
60.116.352 | 20886982245479 | LENGTH MARKER PUSH PIN/52MM FOR MODULAR GRAPHIC CASE SYS | Trauma | P5
60.116.365 | 20886982245608 | LENGTH MARKER PUSH PIN/65MM FOR MODULAR GRAPHIC CASE SYS | Trauma | P5
60.116.366 | 20886982245615 | LENGTH MARKER PUSH PIN/66MM FOR MODULAR GRAPHIC CASE SYS | Trauma | P5
60.116.368 | 20886982245639 | LENGTH MARKER PUSH PIN/68MM FOR MODULAR GRAPHIC CASE SYS | Trauma | P5
60.116.354 | 20886982245493 | LENGTH MARKER PUSH PIN/54MM FOR MODULAR GRAPHIC CASE SYS | Trauma | P5
60.116.370 | 20886982245653 | LENGTH MARKER PUSH PIN/70MM FOR MODULAR GRAPHIC CASE SYS | Trauma | P5
60.116.372 | 20886982245677 | LENGTH MARKER PUSH PIN/72MM FOR MODULAR GRAPHIC CASE SYS | Trauma | P5
60.116.374 | 20886982245691 | LENGTH MARKER PUSH PIN/74MM FOR MODULAR GRAPHIC CASE SYS | Trauma | P5
60.116.375 | 20886982245707 | LENGTH MARKER PUSH PIN/75MM FOR MODULAR GRAPHIC CASE SYS | Trauma | P5
60.116.376 | 20886982245714 | LENGTH MARKER PUSH PIN/76MM FOR MODULAR GRAPHIC CASE SYS | Trauma | P5
60.116.380 | 20886982245752 | LENGTH MARKER PUSH PIN/80MM FOR MODULAR GRAPHIC CASE SYS | Trauma | P5
60.116.355 | 20886982245509 | LENGTH MARKER PUSH PIN/55MM FOR MODULAR GRAPHIC CASE SYS | Trauma | P5
60.116.356 | 20886982245516 | LENGTH MARKER PUSH PIN/56MM FOR MODULAR GRAPHIC CASE SYS | Trauma | P5
60.116.385 | 20886982245806 | LENGTH MARKER PUSH PIN/85MM FOR MODULAR GRAPHIC CASE SYS | Trauma | P5
60.116.358 | 20886982245530 | LENGTH MARKER PUSH PIN/58MM FOR MODULAR GRAPHIC CASE SYS | Trauma | P5
60.116.390 | 20886982245851 | LENGTH MARKER PUSH PIN/90MM FOR MODULAR GRAPHIC CASE SYS | Trauma | P5
60.116.395 | 20886982245905 | LENGTH MARKER PUSH PIN/95MM FOR MODULAR GRAPHIC CASE SYS | Trauma | P5
60.116.500 | 20886982246483 | SCREW TYPE PUSH PIN/16MM THD FOR MODULAR GRAPHIC CASE SYS | Trauma | P5
60.116.501 | 20886982246490 | SCREW TYPE PUSH PIN/32MM THD FOR MODULAR GRAPHIC CASE SYS | Trauma | P5
60.116.502 | 20886982246506 | SCREW TYPE PUSH PIN/FULL THD FOR MODULAR GRAPHIC CASE SYS | Trauma | P5
60.116.503 | 20886982246513 | SCREW TYPE PUSH PIN/BUTTRESS FOR MODULAR GRAPHIC CASE SYS | Trauma | P5
60.116.504 | 20886982246520 | SCREW TYPE PUSH PIN/CANCELLOUS FOR MODULAR GRAPHIC CASE SYS | Trauma | P5
60.116.505 | 20886982246537 | SCREW TYPE PUSH PIN/CANNULATED FOR MODULAR GRAPHIC CASE SYS | Trauma | P5
60.116.506 | 20886982246544 | SCREW TYPE PUSH PIN/CONICAL FOR MODULAR GRAPHIC CASE SYS | Trauma | P5
60.116.507 | 20886982246551 | SCREW TYPE PUSH PIN/CORTEX FOR MODULAR GRAPHIC CASE SYS | Trauma | P5
60.116.508 | 20886982246568 | SCREW TYPE PUSH PIN/HCS FOR MODULAR GRAPHIC CASE SYS | Trauma | P5
60.116.509 | 20886982246575 | SCREW TYPE PUSH PIN/HCS 1.5 FOR MODULAR GRAPHIC CASE SYS | Trauma | P5
60.116.510 | 20886982246582 | SCREW TYPE PUSH PIN/HCS 2.0 FOR MODULAR GRAPHIC CASE SYS | Trauma | P5
60.116.511 | 20886982246599 | SCREW TYPE PUSH PIN/HCS 2.4 FOR MODULAR GRAPHIC CASE SYS | Trauma | P5
60.116.512 | 20886982246605 | SCREW TYPE PUSH PIN/HCS 3.0 FOR MODULAR GRAPHIC CASE SYS | Trauma | P5
60.116.513 | 20886982246612 | SCREW TYPE PUSH PIN/LOCKING FOR MODULAR GRAPHIC CASE SYS | Trauma | P5
60.116.514 | 20886982246629 | SCREW TYPE PUSH PIN/LONG THD FOR MODULAR GRAPHIC CASE SYS | Trauma | P5
60.116.515 | 20886982246636 | SCREW TYPE PUSH PIN/PELVIC FOR MODULAR GRAPHIC CASE SYS | Trauma | P5
60.116.516 | 20886982246643 | SCREW TYPE PUSH PIN/SELF DRILL FOR MODULAR GRAPHIC CASE SYS | Trauma | P5
60.116.517 | 20886982246650 | SCREW TYPE PUSH PIN/SELF TAP FOR MODULAR GRAPHIC CASE SYS | Trauma | P5
60.116.518 | 20886982246667 | SCREW TYPE PUSH PIN/SHAFT FOR MODULAR GRAPHIC CASE SYS | Trauma | P5
60.116.519 | 20886982246674 | SCREW TYPE PUSH PIN/SHORT THD FOR MODULAR GRAPHIC CASE SYS | Trauma | P5
60.116.520 | 20886982246681 | SCREW TYPE PUSH PIN/MALLEOLAR FOR MODULAR GRAPHIC CASE SYS | Trauma | P5
60.116.521 | 20886982246698 | SCREW TYPE PUSH PIN/VA LOCKING FOR MODULAR GRAPHIC CASE SYS | Trauma | P5
60.116.452 | 20886982246476 | SCREW TYPE PUSH PIN/BLANK FOR MODULAR GRAPHIC CASE SYS | Trauma | P5
SD313.103 | 10886982004543 | TROCAR WITH HANDLE/ANGLED FOR 2.8MM GUIDE WIRE | Trauma | EA
60.116.405 | 20886982246001 | LENGTH MARKER PUSH PIN/105MM FOR MODULAR GRAPHIC CASE SYS | Trauma | P5
60.116.410 | 20886982246056 | LENGTH MARKER PUSH PIN/110MM FOR MODULAR GRAPHIC CASE SYS | Trauma | P5
SD323.036 | 10886982005182 | 1.5MM THREADED DRILL GUIDE/SHORT | Trauma | EA
SD357.410 | 10886982006134 | 22.0/17.0MM PROTECTION SLEEVE/SHORT | Trauma | EA
04.211.230S | 10886982119520 | 2.4/2.7MM TI VA-LCP FIRST MTP FUSION PL/SM/0 DEG/RT-STER | Trauma | EA
04.211.231S | 10886982119544 | 2.4/2.7MM TI VA-LCP FIRST MTP FUSION PL/SM/0 DEG/LT-STER | Trauma | EA
04.211.232S | 10886982119568 | 2.4/2.7MM TI VA-LCP FIRST MTP FUSION PL/SM/5 DEG/RT-STER | Trauma | EA
04.211.234S | 10886982119605 | 2.4/2.7MM TI VA-LCP FIRST MTP FUSION PL/SM/10 DEG/RT-STER | Trauma | EA
04.211.233S | 10886982119582 | 2.4/2.7MM TI VA-LCP FIRST MTP FUSION PL/SM/5 DEG/LT-STER | Trauma | EA
04.211.235S | 10886982119629 | 2.4/2.7MM TI VA-LCP FIRST MTP FUSION PL/SM/10 DEG/LT-STER | Trauma | EA
04.211.236S | 10886982119643 | 2.4/2.7MM TI VA-LCP FIRST MTP FUSION PL/MED/0 DEG/RT-STER | Trauma | EA
04.211.237S | 10886982119667 | 2.4/2.7MM TI VA-LCP FIRST MTP FUSION PL/MED/0 DEG/LT-STER | Trauma | EA
04.211.238S | 10886982119681 | 2.4/2.7MM TI VA-LCP FIRST MTP FUSION PL/MED/5 DEG/RT-STER | Trauma | EA
04.211.239S | 10886982119704 | 2.4/2.7MM TI VA-LCP FIRST MTP FUSION PL/MED/5 DEG/LT-STER | Trauma | EA
04.211.240S | 10886982119728 | 2.4/2.7MM TI VA-LCP FIRST MTP FUSION PL/MED/10 DEG/RT-STER | Trauma | EA
04.211.241S | 10886982119742 | 2.4/2.7MM TI VA-LCP FIRST MTP FUSION PL/MED/10 DEG/LT-STER | Trauma | EA
04.211.242S | 10886982119766 | 2.4/2.7MM TI VA-LCP FIRST MTP FUSION PL/LRG/5 DEG/RT-STER | Trauma | EA
04.211.243S | 10886982119780 | 2.4/2.7MM TI VA-LCP FIRST MTP FUSION PL/LRG/5 DEG/LT-STER | Trauma | EA
04.211.244S | 10886982119803 | 2.4/2.7MM TI VA-LCP FIRST MTP FUSION PL/REV/0 DEG/RT-STER | Trauma | EA
04.211.245S | 10886982119827 | 2.4/2.7MM TI VA-LCP FIRST MTP FUSION PL/REV/0 DEG/LT-STER | Trauma | EA
04.211.220 | 10886982119438 | 2.4MM/2.7MM TI VA-LOCKING NAVICULAR PLATE | Trauma | EA
04.211.221 | 10886982119452 | 2.4MM/2.7MM TI VA-LOCKING CUBOID PLATE/LEFT | Trauma | EA
04.211.222 | 10886982119476 | 2.4MM/2.7MM TI VA-LOCKING CUBOID PLATE/RIGHT | Trauma | EA
04.211.224 | 10886982119490 | 2.4MM/2.7MM TI VA-LOCKING MESH PLATE/5X12 HOLES | Trauma | EA
04.211.210 | 10886982119315 | 2.4/2.7MM TI VA-LCKNG OPENING WEDGE PLATE/NO SPACER | Trauma | EA
04.211.211 | 10886982119339 | 2.4/2.7MM TI VA-LCKNG OPENING WEDGE PLATE/3MM SPACER | Trauma | EA
04.211.212 | 10886982119353 | 2.4/2.7MM TI VA-LCKNG OPENING WEDGE PLATE/4MM SPACER | Trauma | EA
04.211.213 | 10886982119377 | 2.4/2.7MM TI VA-LCKNG OPENING WEDGE PLATE/5MM SPACER | Trauma | EA
04.211.214 | 10886982119391 | 2.4/2.7MM TI VA-LCKNG OPENING WEDGE PLATE/6MM SPACER | Trauma | EA
04.211.215 | 10886982119414 | 2.4/2.7MM TI VA-LCKNG OPENING WEDGE PLATE/7MM SPACER | Trauma | EA
04.211.230 | 10886982119513 | 2.4/2.7MM TI VA-LCP FIRST MTP FUSION PL/SM/0 DEG/RIGHT | Trauma | EA
04.211.220S | 10886982119445 | 2.4MM/2.7MM TI VA-LOCKING NAVICULAR PLATE-STER | Trauma | EA
04.211.221S | 10886982119469 | 2.4MM/2.7MM TI VA-LOCKING CUBOID PLATE/LEFT-STER | Trauma | EA
04.211.231 | 10886982119537 | 2.4/2.7MM TI VA-LCP FIRST MTP FUSION PL/SM/0 DEG/LEFT | Trauma | EA
04.211.232 | 10886982119551 | 2.4/2.7MM TI VA-LCP FIRST MTP FUSION PL/SM/5 DEG/RIGHT | Trauma | EA
04.211.233 | 10886982119575 | 2.4/2.7MM TI VA-LCP FIRST MTP FUSION PL/SM/5 DEG/LEFT | Trauma | EA
04.211.222S | 10886982119483 | 2.4MM/2.7MM TI VA-LOCKING CUBOID PLATE/RIGHT-STER | Trauma | EA
04.211.234 | 10886982119599 | 2.4/2.7MM TI VA-LCP FIRST MTP FUSION PL/SM/10 DEG/RIGHT | Trauma | EA
04.211.235 | 10886982119612 | 2.4/2.7MM TI VA-LCP FIRST MTP FUSION PL/SM/10 DEG/LEFT | Trauma | EA
04.211.224S | 10886982119506 | 2.4MM/2.7MM TI VA-LOCKING MESH PLATE/5X12 HOLES-STER | Trauma | EA
02.211.210S | 10886982053916 | 2.4/2.7MM VA-LCKNG OPNG WEDGE PLATE/NO SPACER-STER | Trauma | EA
04.211.236 | 10886982119636 | 2.4/2.7MM TI VA-LCP FIRST MTP FUSION PL/MED/0 DEG/RIGHT | Trauma | EA
02.211.211S | 10886982053930 | 2.4/2.7MM VA-LCKNG OPNG WEDGE PLATE/3MM SPACER-STER | Trauma | EA
02.211.212S | 10886982053954 | 2.4/2.7MM VA-LCKNG OPNG WEDGE PLATE/4MM SPACER-STER | Trauma | EA
04.211.237 | 10886982119650 | 2.4/2.7MM TI VA-LCP FIRST MTP FUSION PL/MED/0 DEG/LEFT | Trauma | EA
02.211.213S | 10886982053978 | 2.4/2.7MM VA-LCKNG OPNG WEDGE PLATE/5MM SPACER-STER | Trauma | EA
02.211.262 | 10886982054708 | 2.4/2.7MM VA-LOCKING STRAIGHT FUSION PLATE/2-HOLE | Trauma | EA
02.211.214S | 10886982053992 | 2.4/2.7MM VA-LCKNG OPNG WEDGE PLATE/6MM SPACER-STER | Trauma | EA
02.211.215S | 10886982054012 | 2.4/2.7MM VA-LCKNG OPNG WEDGE PLATE/7MM SPACER-STER | Trauma | EA
04.211.238 | 10886982119674 | 2.4/2.7MM TI VA-LCP FIRST MTP FUSION PL/MED/5 DEG/RIGHT | Trauma | EA
04.211.239 | 10886982119698 | 2.4/2.7MM TI VA-LCP FIRST MTP FUSION PL/MED/5 DEG/LEFT | Trauma | EA
04.211.263 | 10886982120137 | 2.4/2.7MM TI VA-LCKNG STRAIGHT FUSION PLATE/4-HOLE | Trauma | EA
04.211.240 | 10886982119711 | 2.4/2.7MM TI VA-LCP FIRST MTP FUSION PL/MED/10 DEG/RIGHT | Trauma | EA
04.211.241 | 10886982119735 | 2.4/2.7MM TI VA-LCP FIRST MTP FUSION PL/MED/10 DEG/LEFT | Trauma | EA
02.211.263 | 10886982054722 | 2.4/2.7MM VA-LOCKING STRAIGHT FUSION PLATE/4-HOLE | Trauma | EA
04.211.242 | 10886982119759 | 2.4/2.7MM TI VA-LCP FIRST MTP FUSION PL/LRG/5 DEG/RIGHT | Trauma | EA
04.211.243 | 10886982119773 | 2.4/2.7MM TI VA-LCP FIRST MTP FUSION PL/LRG/5 DEG/LEFT | Trauma | EA
04.211.244 | 10886982119797 | 2.4/2.7MM TI VA-LCP FIRST MTP FUSION PL/REV/0 DEG/RIGHT | Trauma | EA
04.211.245 | 10886982119810 | 2.4/2.7MM TI VA-LCP FIRST MTP FUSION PL/REV/0 DEG/LEFT | Trauma | EA
02.211.262S | 10886982054715 | 2.4/2.7MM VA LOCKING STRAIGHT FUSION PLATE/2-HOLE-STER | Trauma | EA
04.210.107 | 10886982118400 | 2.4MM TI VA LCKNG SCR SLF-TPNG WITH STARDRIVE RECESS 7MM | Trauma | EA
02.211.263S | 10886982054739 | 2.4/2.7MM VA-LOCKING STRAIGHT FUSION PLATE/4-HOLE-STER | Trauma | EA
04.211.246 | 10886982119834 | 2.4/2.7MM TI VA-LCP FIRST TMT FUSION PLATE/STANDARD | Trauma | EA
04.211.247 | 10886982119858 | 2.4/2.7MM TI VA-LCP FIRST TMT FUSION PLATE/LARGE | Trauma | EA
04.211.266 | 10886982120175 | 2.4/2.7MM TI VA-LCP TMT FUSION PLATE | Trauma | EA
04.210.109 | 10886982118431 | 2.4MM TI VA LCKNG SCR SLF-TPNG WITH STARDRIVE RECESS 9MM | Trauma | EA
04.210.111 | 10886982118462 | 2.4MM TI VA LCKNG SCR SLF-TPNG WITH STARDRIVE RECESS 11MM | Trauma | EA
04.210.113 | 10886982118493 | 2.4MM TI VA LCKNG SCR SLF-TPNG WITH STARDRIVE RECESS 13MM | Trauma | EA
04.210.132 | 10886982118684 | 2.4MM TI VA LCKNG SCR SLF-TPNG WITH STARDRIVE RECESS 32MM | Trauma | EA
04.210.134 | 10886982118691 | 2.4MM TI VA LCKNG SCR SLF-TPNG WITH STARDRIVE RECESS 34MM | Trauma | EA
04.210.136 | 10886982118707 | 2.4MM TI VA LCKNG SCR SLF-TPNG WITH STARDRIVE RECESS 36MM | Trauma | EA
04.210.138 | 10886982118714 | 2.4MM TI VA LCKNG SCR SLF-TPNG WITH STARDRIVE RECESS 38MM | Trauma | EA
04.210.140 | 10886982118721 | 2.4MM TI VA LCKNG SCR SLF-TPNG WITH STARDRIVE RECESS 40MM | Trauma | EA
04.210.142 | 10886982118738 | 2.4MM TI VA LCKNG SCR SLF-TPNG WITH STARDRIVE RECESS 42MM | Trauma | EA
04.210.144 | 10886982118745 | 2.4MM TI VA LCKNG SCR SLF-TPNG WITH STARDRIVE RECESS 44MM | Trauma | EA
04.210.146 | 10886982118752 | 2.4MM TI VA LCKNG SCR SLF-TPNG WITH STARDRIVE RECESS 46MM | Trauma | EA
04.210.148 | 10886982118769 | 2.4MM TI VA LCKNG SCR SLF-TPNG WITH STARDRIVE RECESS 48MM | Trauma | EA
04.210.150 | 10886982118776 | 2.4MM TI VA LCKNG SCR SLF-TPNG WITH STARDRIVE RECESS 50MM | Trauma | EA
04.210.152 | 10886982118783 | 2.4MM TI VA LCKNG SCR SLF-TPNG WITH STARDRIVE RECESS 52MM | Trauma | EA
04.210.154 | 10886982118790 | 2.4MM TI VA LCKNG SCR SLF-TPNG WITH STARDRIVE RECESS 54MM | Trauma | EA
04.210.156 | 10886982118806 | 2.4MM TI VA LCKNG SCR SLF-TPNG WITH STARDRIVE RECESS 56MM | Trauma | EA
04.210.158 | 10886982118813 | 2.4MM TI VA LCKNG SCR SLF-TPNG WITH STARDRIVE RECESS 58MM | Trauma | EA
04.210.160 | 10886982118820 | 2.4MM TI VA LCKNG SCR SLF-TPNG WITH STARDRIVE RECESS 60MM | Trauma | EA
04.211.008 | 10886982118936 | 2.7MM TI VA LCKNG SCR SLF-TPNG WITH T8 STARDRIVE RECESS 8MM | Trauma | EA
02.211.230 | 10886982054104 | 2.4/2.7MM VA-LCP FIRST MTP FUSION PL/SM/0 DEG/RIGHT | Trauma | EA
02.211.201 | 10886982053824 | 2.4/2.7MM VA-LOCKING X-PLATE EXTRA SMALL | Trauma | EA
04.211.044 | 10886982119148 | 2.7MM TI VA LCKNG SCR SLF-TPNG WITH T8 STARDRIVE RECESS 44MM | Trauma | EA
02.211.202 | 10886982053848 | 2.4/2.7MM VA-LOCKING X-PLATE SMALL | Trauma | EA
02.211.203 | 10886982053862 | 2.4/2.7MM VA-LOCKING X-PLATE MEDIUM | Trauma | EA
02.211.204 | 10886982053886 | 2.4/2.7MM VA-LOCKING X-PLATE LARGE | Trauma | EA
04.211.046 | 10886982119155 | 2.7MM TI VA LCKNG SCR SLF-TPNG WITH T8 STARDRIVE RECESS 46MM | Trauma | EA
04.211.048 | 10886982119162 | 2.7MM TI VA LCKNG SCR SLF-TPNG WITH T8 STARDRIVE RECESS 48MM | Trauma | EA
04.211.050 | 10886982119179 | 2.7MM TI VA LCKNG SCR SLF-TPNG WITH T8 STARDRIVE RECESS 50MM | Trauma | EA
04.211.052 | 10886982119186 | 2.7MM TI VA LCKNG SCR SLF-TPNG WITH T8 STARDRIVE RECESS 52MM | Trauma | EA
04.211.054 | 10886982119193 | 2.7MM TI VA LCKNG SCR SLF-TPNG WITH T8 STARDRIVE RECESS 54MM | Trauma | EA
04.211.056 | 10886982119209 | 2.7MM TI VA LCKNG SCR SLF-TPNG WITH T8 STARDRIVE RECESS 56MM | Trauma | EA
04.211.058 | 10886982119216 | 2.7MM TI VA LCKNG SCR SLF-TPNG WITH T8 STARDRIVE RECESS 58MM | Trauma | EA
04.211.060 | 10886982119223 | 2.7MM TI VA LCKNG SCR SLF-TPNG WITH T8 STARDRIVE RECESS 60MM | Trauma | EA
04.211.009 | 10886982118943 | 2.7MM TI VA LCKNG SCR SLF-TPNG WITH T8 STARDRIVE RECESS 9MM | Trauma | EA
04.211.011 | 10886982118967 | 2.7MM TI VA LCKNG SCR SLF-TPNG WITH T8 STARDRIVE RECESS 11MM | Trauma | EA
04.211.013 | 10886982118981 | 2.7MM TI VA LCKNG SCR SLF-TPNG WITH T8 STARDRIVE RECESS 13MM | Trauma | EA
02.211.246 | 10886982054425 | 2.4/2.7MM VA-LCP FIRST TMT FUSION PLATE/STANDARD | Trauma | EA
04.211.042 | 10886982119131 | 2.7MM TI VA LCKNG SCR SLF-TPNG WITH T8 STARDRIVE RECESS 42MM | Trauma | EA
02.211.247 | 10886982054449 | 2.4/2.7MM VA-LCP FIRST TMT FUSION PLATE/LARGE | Trauma | EA
02.211.266 | 10886982054760 | 2.4/2.7MM VA-LCP TMT FUSION PLATE | Trauma | EA
02.211.250 | 10886982054463 | 2.4/2.7MM VA-LCP CLOVERLEAF FUSION PLATE/SHORT | Trauma | EA
02.211.251 | 10886982054487 | 2.4/2.7MM VA-LCP CLOVERLEAF FUSION PLATE/STANDARD | Trauma | EA
02.211.252 | 10886982054500 | 2.4/2.7MM VA-LCP CLOVERLEAF FUSION PLATE/LONG | Trauma | EA
04.211.246S | 10886982119841 | 2.4/2.7MM TI VA-LCP FIRST TMT FUSION PLATE/STANDARD-STER | Trauma | EA
04.211.247S | 10886982119865 | 2.4/2.7MM TI VA-LCP FIRST TMT FUSION PLATE/LARGE-STER | Trauma | EA
04.211.266S | 10886982120182 | 2.4/2.7MM TI VA-LCP TMT FUSION PLATE-STERILE | Trauma | EA
02.211.253 | 10886982054524 | 2.4/2.7MM VA-LCP T-FUSION PL 2 HOLE HEAD/SHORT | Trauma | EA
02.211.254 | 10886982054548 | 2.4/2.7MM VA-LCP T-FUSION PL 2 HOLE HEAD/STANDARD | Trauma | EA
02.211.255 | 10886982054562 | 2.4/2.7MM VA-LCP T-FUSION PL 2 HOLE HEAD/LONG | Trauma | EA
02.211.256 | 10886982054586 | 2.4/2.7MM VA-LCP L-FUSION PL SHORT/RIGHT | Trauma | EA
02.211.257 | 10886982054609 | 2.4/2.7MM VA-LCP L-FUSION PL SHORT/LEFT | Trauma | EA
02.211.258 | 10886982054623 | 2.4/2.7MM VA-LCP L-FUSION PL STANDARD/RIGHT | Trauma | EA
02.211.259 | 10886982054647 | 2.4/2.7MM VA-LCP L-FUSION PL STANDARD/LEFT | Trauma | EA
02.211.260 | 10886982054661 | 2.4/2.7MM VA-LCP L-FUSION PL LONG/RIGHT | Trauma | EA
02.211.231 | 10886982054128 | 2.4/2.7MM VA-LCP FIRST MTP FUSION PL/SM/0 DEG/LEFT | Trauma | EA
02.211.232 | 10886982054142 | 2.4/2.7MM VA-LCP FIRST MTP FUSION PL/SM/5 DEG/RIGHT | Trauma | EA
02.211.233 | 10886982054166 | 2.4/2.7MM VA-LCP FIRST MTP FUSION PL/SM/5 DEG/LEFT | Trauma | EA
02.211.234 | 10886982054180 | 2.4/2.7MM VA-LCP FIRST MTP FUSION PL/SM/10 DEG/RIGHT | Trauma | EA
02.211.235 | 10886982054203 | 2.4/2.7MM VA-LCP FIRST MTP FUSION PL/SM/10 DEG/LEFT | Trauma | EA
02.211.261 | 10886982054685 | 2.4/2.7MM VA-LCP L-FUSION PL LONG/LEFT | Trauma | EA
02.211.265 | 10886982054746 | 2.4/2.7MM VA-LCP T-FUSION PL 3 HOLE HEAD/EXTRA LONG | Trauma | EA
02.211.210 | 10886982053909 | 2.4/2.7MM VA-LCKNG OPNG WEDGE PLATE/NO SPACER | Trauma | EA
02.211.211 | 10886982053923 | 2.4/2.7MM VA-LCKNG OPNG WEDGE PLATE/3MM SPACER | Trauma | EA
02.211.212 | 10886982053947 | 2.4/2.7MM VA-LCKNG OPNG WEDGE PLATE/4MM SPACER | Trauma | EA
02.211.213 | 10886982053961 | 2.4/2.7MM VA-LCKNG OPNG WEDGE PLATE/5MM SPACER | Trauma | EA
02.211.214 | 10886982053985 | 2.4/2.7MM VA-LCKNG OPNG WEDGE PLATE/6MM SPACER | Trauma | EA
02.211.215 | 10886982054005 | 2.4/2.7MM VA-LCKNG OPNG WEDGE PLATE/7MM SPACER | Trauma | EA
02.211.220 | 10886982054029 | 2.4MM/2.7MM VA-LOCKING NAVICULAR PLATE | Trauma | EA
02.211.221 | 10886982054043 | 2.4MM/2.7MM VA-LOCKING CUBOID PLATE/LEFT | Trauma | EA
02.211.222 | 10886982054067 | 2.4MM/2.7MM VA-LOCKING CUBOID PLATE/RIGHT | Trauma | EA
02.211.224 | 10886982054081 | 2.4MM/2.7MM VA-LOCKING MESH PLATE/5 X 12 HOLES | Trauma | EA
02.211.236 | 10886982054227 | 2.4/2.7MM VA-LCP FIRST MTP FUSION PL/MED/0 DEG/RIGHT | Trauma | EA
02.211.237 | 10886982054241 | 2.4/2.7MM VA-LCP FIRST MTP FUSION PL/MED/0 DEG/LEFT | Trauma | EA
02.211.238 | 10886982054265 | 2.4/2.7MM VA-LCP FIRST MTP FUSION PL/MED/5 DEG/RIGHT | Trauma | EA
02.211.239 | 10886982054289 | 2.4/2.7MM VA-LCP FIRST MTP FUSION PL/MED/5 DEG/LEFT | Trauma | EA
02.211.230S | 10886982054111 | 2.4/2.7MM VA-LCP FIRST MTP FUSION PL/SM/0 DEG/RT-STER | Trauma | EA
02.211.240 | 10886982054302 | 2.4/2.7MM VA-LCP FIRST MTP FUSION PL/MED/10 DEG/RIGHT | Trauma | EA
02.211.231S | 10886982054135 | 2.4/2.7MM VA-LCP FIRST MTP FUSION PL/SM/0 DEG/LT-STER | Trauma | EA
02.211.241 | 10886982054326 | 2.4/2.7MM VA-LCP FIRST MTP FUSION PL/MED/10 DEG/LEFT | Trauma | EA
02.211.232S | 10886982054159 | 2.4/2.7MM VA-LCP FIRST MTP FUSION PL/SM/5 DEG/RT-STER | Trauma | EA
02.211.242 | 10886982054340 | 2.4/2.7MM VA-LCP FIRST MTP FUSION PL/LRG/5 DEG/RIGHT | Trauma | EA
02.211.233S | 10886982054173 | 2.4/2.7MM VA-LCP FIRST MTP FUSION PL/SM/5 DEG/LT-STER | Trauma | EA
02.211.234S | 10886982054197 | 2.4/2.7MM VA-LCP FIRST MTP FUSION PL/SM/10 DEG/RT-STER | Trauma | EA
02.211.235S | 10886982054210 | 2.4/2.7MM VA-LCP FIRST MTP FUSION PL/SM/10 DEG/LT-STER | Trauma | EA
02.211.243 | 10886982054364 | 2.4/2.7MM VA-LCP FIRST MTP FUSION PL/LRG/5 DEG/LEFT | Trauma | EA
02.211.236S | 10886982054234 | 2.4/2.7MM VA-LCP FIRST MTP FUSION PL/MED/0 DEG/RT-STER | Trauma | EA
02.211.237S | 10886982054258 | 2.4/2.7MM VA-LCP FIRST MTP FUSION PL/MED/0 DEG/LT-STER | Trauma | EA
02.211.238S | 10886982054272 | 2.4/2.7MM VA-LCP FIRST MTP FUSION PL/MED/5 DEG/RT-STER | Trauma | EA
02.211.246S | 10886982054432 | 2.4/2.7MM VA-LCP FIRST TMT FUSION PLATE/STANDARD-STER | Trauma | EA
02.211.239S | 10886982054296 | 2.4/2.7MM VA-LCP FIRST MTP FUSION PL/MED/5 DEG/LT-STER | Trauma | EA
02.211.244 | 10886982054388 | 2.4/2.7MM VA-LCP FIRST MTP FUSION PL/REV/0 DEG/RIGHT | Trauma | EA
02.211.240S | 10886982054319 | 2.4/2.7MM VA-LCP FIRST MTP FUSION PL/MED/10 DEG/RT-STER | Trauma | EA
02.211.247S | 10886982054456 | 2.4/2.7MM VA-LCP FIRST TMT FUSION PLATE/LARGE-STER | Trauma | EA
02.211.241S | 10886982054333 | 2.4/2.7MM VA-LCP FIRST MTP FUSION PL/MED/10 DEG/LT-STER | Trauma | EA
02.211.242S | 10886982054357 | 2.4/2.7MM VA-LCP FIRST MTP FUSION PL/LRG/5 DEG/RT-STER | Trauma | EA
02.211.245 | 10886982054401 | 2.4/2.7MM VA-LCP FIRST MTP FUSION PL/REV/0 DEG/LEFT | Trauma | EA
02.211.243S | 10886982054371 | 2.4/2.7MM VA-LCP FIRST MTP FUSION PL/LRG/5 DEG/LT-STER | Trauma | EA
02.211.244S | 10886982054395 | 2.4/2.7MM VA-LCP FIRST MTP FUSION PL/REV/0 DEG/RT-STER | Trauma | EA
02.211.266S | 10886982054777 | 2.4/2.7MM VA-LCP TMT FUSION PLATE-STER | Trauma | EA
02.211.245S | 10886982054418 | 2.4/2.7MM VA-LCP FIRST MTP FUSION PL/REV/0 DEG/LT-STER | Trauma | EA
02.211.201S | 10886982053831 | 2.4/2.7MM VA-LOCKING X-PLATE EXTRA SMALL-STERILE | Trauma | EA
02.211.202S | 10886982053855 | 2.4/2.7MM VA-LOCKING X-PLATE SMALL-STERILE | Trauma | EA
02.211.203S | 10886982053879 | 2.4/2.7MM VA-LOCKING X-PLATE MEDIUM-STERILE | Trauma | EA
02.211.204S | 10886982053893 | 2.4/2.7MM VA-LOCKING X-PLATE LARGE-STERILE | Trauma | EA
02.211.220S | 10886982054036 | 2.4MM/2.7MM VA-LOCKING NAVICULAR PLATE-STER | Trauma | EA
02.211.221S | 10886982054050 | 2.4MM/2.7MM VA-LOCKING CUBOID PLATE/LEFT-STER | Trauma | EA
02.211.222S | 10886982054074 | 2.4MM/2.7MM VA-LOCKING CUBOID PLATE/RIGHT-STER | Trauma | EA
02.211.224S | 10886982054098 | 2.4MM/2.7MM VA-LOCKING MESH PLATE/5X12 HOLES-STER | Trauma | EA
03.211.003 | 10886982076014 | 2.0MM VARIABLE ANGLE LOCKING DRILL GUIDE/VARIABLE | Trauma | EA
03.211.004 | 10886982076021 | 2.0MM VARIABLE ANGLE LOCKING DRILL GUIDE/COAXIAL | Trauma | EA
03.211.400 | 10886982076267 | COMPRESSION FORCEPS | Trauma | EA
03.211.009 | 10886982076076 | OPENING WEDGE MEASURING INSTRUMENT | Trauma | EA
03.211.007 | 10886982076052 | MESH PLATE CUTTERS | Trauma | EA
03.211.120 | 10886982076236 | CANNULATED REAMER PROXIMAL/20MM | Trauma | EA
03.211.005 | 10886982076038 | 2.4/2.7MM VA-LCP BENDING PLIER | Trauma | EA
03.211.006 | 10886982076045 | CANNULATED REAMER DISTAL/6MM | Trauma | EA
03.211.410 | 10886982076281 | 1.6MM COMPRESSION WIRE 10MM THREAD/150MM LENGTH | Trauma | EA
03.211.106 | 10886982076168 | CANNULATED REAMER PROXIMAL/6MM | Trauma | EA
03.211.415 | 10886982076304 | 1.6MM COMPRESSION WIRE 15MM THREAD/150MM LENGTH | Trauma | EA
03.211.108 | 10886982076175 | CANNULATED REAMER PROXIMAL/8MM | Trauma | EA
03.211.420 | 10886982076328 | 1.6MM COMPRESSION WIRE 20MM THREAD/150MM LENGTH | Trauma | EA
03.211.425 | 10886982076342 | 1.6MM COMPRESSION WIRE 25MM THREAD/150MM LENGTH | Trauma | EA
03.211.110 | 10886982076182 | CANNULATED REAMER PROXIMAL/10MM | Trauma | EA
03.211.112 | 10886982076199 | CANNULATED REAMER PROXIMAL/12MM | Trauma | EA
03.211.114 | 10886982076205 | CANNULATED REAMER PROXIMAL/14MM | Trauma | EA
03.211.116 | 10886982076212 | CANNULATED REAMER PROXIMAL/16MM | Trauma | EA
03.211.118 | 10886982076229 | CANNULATED REAMER PROXIMAL/18MM | Trauma | EA
03.211.122 | 10886982076243 | CANNULATED REAMER PROXIMAL/22MM | Trauma | EA
03.211.124 | 10886982076250 | CANNULATED REAMER PROXIMAL/24MM | Trauma | EA
03.211.008 | 10886982076069 | CANNULATED REAMER DISTAL/8MM | Trauma | EA
03.211.010 | 10886982076083 | CANNULATED REAMER DISTAL/10MM | Trauma | EA
03.211.012 | 10886982076090 | CANNULATED REAMER DISTAL/12MM | Trauma | EA
03.211.014 | 10886982076106 | CANNULATED REAMER DISTAL/14MM | Trauma | EA
03.211.016 | 10886982076113 | CANNULATED REAMER DISTAL/16MM | Trauma | EA
03.211.018 | 10886982076120 | CANNULATED REAMER DISTAL/18MM | Trauma | EA
03.211.020 | 10886982076137 | CANNULATED REAMER DISTAL/20MM | Trauma | EA
03.211.022 | 10886982076144 | CANNULATED REAMER DISTAL/22MM | Trauma | EA
03.211.024 | 10886982076151 | CANNULATED REAMER DISTAL/24MM | Trauma | EA
03.211.430 | 10886982076366 | 1.6MM COMPRESSION WIRE 30MM THREAD/150MM LENGTH | Trauma | EA
03.211.435 | 10886982076403 | 1.6MM COMPRESSION WIRE 35MM THREAD/150MM LENGTH | Trauma | EA
03.211.440 | 10886982076427 | 1.6MM COMPRESSION WIRE 40MM THREAD/150MM LENGTH | Trauma | EA
02.211.008 | 10886982053527 | 2.7MM VA LCKNG SCREW SLF-TPNG WITH T8 STARDRIVE RECESS 8MM | Trauma | EA
02.211.009 | 10886982053534 | 2.7MM VA LCKNG SCREW SLF-TPNG WITH T8 STARDRIVE RECESS 9MM | Trauma | EA
02.211.011 | 10886982053558 | 2.7MM VA LCKNG SCREW SLF-TPNG WITH T8 STARDRIVE RECESS 11MM | Trauma | EA
02.211.013 | 10886982053572 | 2.7MM VA LCKNG SCREW SLF-TPNG WITH T8 STARDRIVE RECESS 13MM | Trauma | EA
04.211.262 | 10886982120113 | 2.4/2.7MM TI VA-LCKNG STRAIGHT FUSION PLATE/2-HOLE | Trauma | EA
04.211.201 | 10886982119230 | 2.4/2.7MM TI VA-LCKNG X-PLATE EXTRA SMALL | Trauma | EA
04.211.202 | 10886982119254 | 2.4/2.7MM TI VA-LCKNG X-PLATE SMALL | Trauma | EA
04.211.203 | 10886982119278 | 2.4/2.7MM TI VA-LCKNG X-PLATE MEDIUM | Trauma | EA
04.211.204 | 10886982119292 | 2.4/2.7MM TI VA-LCKNG X-PLATE LARGE | Trauma | EA
04.211.250 | 10886982119872 | 2.4/2.7MM TI VA-LCP CLOVERLEAF FUSION PLATE/SHORT | Trauma | EA
04.211.251 | 10886982119896 | 2.4/2.7MM TI VA-LCP CLOVERLEAF FUSION PLATE/STANDARD | Trauma | EA
04.211.252 | 10886982119919 | 2.4/2.7MM TI VA-LCP CLOVERLEAF FUSION PLATE/LONG | Trauma | EA
04.211.253 | 10886982119933 | 2.4/2.7MM TI VA-LCP T-FUSION PL/2 HOLE HEAD/SHORT | Trauma | EA
04.211.254 | 10886982119957 | 2.4/2.7MM TI VA-LCP T-FUSION PL/2 HOLE HEAD/STANDARD | Trauma | EA
04.211.255 | 10886982119971 | 2.4/2.7MM TI VA-LCP T-FUSION PL/2 HOLE HEAD/LONG | Trauma | EA
04.211.256 | 10886982119995 | 2.4/2.7MM TI VA-LCP L-FUSION PL/SHORT/RIGHT | Trauma | EA
04.211.210S | 10886982119322 | 2.4/2.7MM TI VA-LCKNG OPENING WEDGE PLATE/NO SPACER-STER | Trauma | EA
04.211.257 | 10886982120014 | 2.4/2.7MM TI VA-LCP L-FUSION PL/SHORT/LEFT | Trauma | EA
04.211.258 | 10886982120038 | 2.4/2.7MM TI VA-LCP L-FUSION PL/STANDARD/RIGHT | Trauma | EA
04.211.259 | 10886982120052 | 2.4/2.7MM TI VA-LCP L-FUSION PL/STANDARD/LEFT | Trauma | EA
04.211.260 | 10886982120076 | 2.4/2.7MM TI VA-LCP L-FUSION PL/LONG/RIGHT | Trauma | EA
04.211.261 | 10886982120090 | 2.4/2.7MM TI VA-LCP L-FUSION PL/LONG/LEFT | Trauma | EA
04.211.265 | 10886982120151 | 2.4/2.7MM TI VA-LCP T-FUSION PL/3 HOLE HEAD/EXTRA LONG | Trauma | EA
04.211.262S | 10886982120120 | 2.4/2.7MM TI VA-LCKNG STRAIGHT FUSION PLATE/2-HOLE-STER | Trauma | EA
04.211.263S | 10886982120144 | 2.4/2.7MM TI VA-LCKNG STRAIGHT FUSION PLATE/4-HOLE-STER | Trauma | EA
03.111.038 | 10886982072368 | HANDLE WITH QUICK COUPLING | Trauma | EA
03.211.001 | 10886982075994 | 2.4/2.7MM VA-LCP PLATE HOLDING PINS | Trauma | EA
04.211.250S | 10886982119889 | 2.4/2.7MM TI VA-LCP CLOVERLEAF FUSION PLATE/SHORT-STER | Trauma | EA
04.211.201S | 10886982119247 | 2.4/2.7MM TI VA LCKNG X-PLATE EXTRA SMALL-STERILE | Trauma | EA
04.211.251S | 10886982119902 | 2.4/2.7MM TI VA-LCP CLOVERLEAF FUSION PLATE/STANDARD-STER | Trauma | EA
04.211.252S | 10886982119926 | 2.4/2.7MM TI VA-LCP CLOVERLEAF FUSION PLATE/LONG-STER | Trauma | EA
04.211.253S | 10886982119940 | 2.4/2.7MM TI VA-LCP T-FUSION PL/2 HOLE HEAD/SHORT-STER | Trauma | EA
04.211.254S | 10886982119964 | 2.4/2.7MM TI VA-LCP T-FUSION PL/2 HOLE HEAD/STANDARD-STER | Trauma | EA
04.211.255S | 10886982119988 | 2.4/2.7MM TI VA-LCP T-FUSION PL/2 HOLE HEAD/LONG-STER | Trauma | EA
04.211.256S | 10886982120007 | 2.4/2.7MM TI VA-LCP L-FUSION PL/SHORT/RIGHT-STER | Trauma | EA
04.211.257S | 10886982120021 | 2.4/2.7MM TI VA-LCP L-FUSION PL/SHORT/LEFT-STER | Trauma | EA
04.211.258S | 10886982120045 | 2.4/2.7MM TI VA-LCP L-FUSION PL/STANDARD/RIGHT-STER | Trauma | EA
04.211.259S | 10886982120069 | 2.4/2.7MM TI VA-LCP L-FUSION PL/STANDARD/LEFT-STER | Trauma | EA
04.211.260S | 10886982120083 | 2.4/2.7MM TI VA-LCP L-FUSION PL/LONG/RIGHT-STER | Trauma | EA
04.211.261S | 10886982120106 | 2.4/2.7MM TI VA-LCP L-FUSION PL/LONG/LEFT-STER | Trauma | EA
04.211.265S | 10886982120168 | 2.4/2.7MM TI VA-LCP T-FUSION PL/3 HOLE HEAD/EXTRA LONG-STER | Trauma | EA
60.210.003 | 10886982248107 | 2.4MM VA LOCKING/CORTEX SCREW INSTRUMENT MODULE CASE | Trauma | EA
60.211.001 | 10886982248114 | FIRST MTP FUSION MODULE BIN 1 | Trauma | EA
02.211.250S | 10886982054470 | 2.4/2.7MM VA-LCP CLOVERLEAF FUSION PLATE/SHORT-STER | Trauma | EA
04.211.202S | 10886982119261 | 2.4/2.7MM TI VA LCKNG X-PLATE SMALL-STERILE | Trauma | EA
02.211.251S | 10886982054494 | 2.4/2.7MM VA-LCP CLOVERLEAF FUSION PLATE/STANDARD-STER | Trauma | EA
04.211.203S | 10886982119285 | 2.4/2.7MM TI VA LCKNG X-PLATE MEDIUM-STERILE | Trauma | EA
02.211.252S | 10886982054517 | 2.4/2.7MM VA-LCP CLOVERLEAF FUSION PLATE/LONG-STER | Trauma | EA
04.211.204S | 10886982119308 | 2.4/2.7MM TI VA LCKNG X-PLATE LARGE-STERILE | Trauma | EA
60.211.005 | 10886982248152 | TARSAL AND MESH PLATE MODULE BIN | Trauma | EA
02.211.253S | 10886982054531 | 2.4/2.7MM VA-LCP T-FUSION PL 2 HOLE HEAD/SHORT-STER | Trauma | EA
02.211.254S | 10886982054555 | 2.4/2.7MM VA-LCP T-FUSION PL 2 HOLE HEAD/STANDARD-STER | Trauma | EA
02.211.255S | 10886982054579 | 2.4/2.7MM VA-LCP T-FUSION PL 2 HOLE HEAD/LONG-STER | Trauma | EA
02.211.256S | 10886982054593 | 2.4/2.7MM VA-LCP L-FUSION PL SHORT/RIGHT-STER | Trauma | EA
60.211.006 | 10886982248169 | TMT/FIRST TMT/CLOVERLEAF T AND L FUSION PL MODULE BIN | Trauma | EA
02.211.257S | 10886982054616 | 2.4/2.7MM VA-LCP L-FUSION PL SHORT/LEFT-STER | Trauma | EA
02.211.258S | 10886982054630 | 2.4/2.7MM VA-LCP L-FUSION PL STANDARD/RIGHT-STER | Trauma | EA
02.211.259S | 10886982054654 | 2.4/2.7MM VA-LCP L-FUSION PL STANDARD/LEFT-STER | Trauma | EA
60.211.007 | 10886982248176 | OPENING WEDGE PLATE AND INSTR MODULE BIN | Trauma | EA
02.211.260S | 10886982054678 | 2.4/2.7MM VA-LCP L-FUSION PL LONG/RIGHT-STER | Trauma | EA
02.211.261S | 10886982054692 | 2.4/2.7MM VA-LCP L-FUSION PL LONG/LEFT-STER | Trauma | EA
02.211.265S | 10886982054753 | 2.4/2.7MM VA-LCP T-FUSION PL 3 HOLE HEAD/EXTRA LONG-STER | Trauma | EA
60.211.008 | 10886982248183 | COMPRESSION WIRES AND FORCEPS MODULE BIN | Trauma | EA
60.211.009 | 10886982248190 | PROXIMAL AND DISTAL REAMERS MODULE BIN 1 | Trauma | EA
60.211.010 | 10886982248206 | PROXIMAL AND DISTAL REAMERS MODULE BIN 2 | Trauma | EA
60.211.011 | 10886982248213 | 2.4/2.7MM VA-LCP FORE/MIDFOOT LABEL PACK | Trauma | EA
02.210.942 | 10886982053244 | 2.4MM CORTEX SCREW SLF-TPNG WITH T8 STARDRIVE RECESS 42MM | Trauma | EA
04.210.944 | 10886982118844 | 2.4MM TI CORTEX SCREW SLF-TPNG WITH T8 STARDRIVE RECESS 44MM | Trauma | EA
04.210.946 | 10886982118851 | 2.4MM TI CORTEX SCREW SLF-TPNG WITH T8 STARDRIVE RECESS 46MM | Trauma | EA
04.210.948 | 10886982118868 | 2.4MM TI CORTEX SCREW SLF-TPNG WITH T8 STARDRIVE RECESS 48MM | Trauma | EA
04.210.950 | 10886982118875 | 2.4MM TI CORTEX SCREW SLF-TPNG WITH T8 STARDRIVE RECESS 50MM | Trauma | EA
04.210.952 | 10886982118882 | 2.4MM TI CORTEX SCREW SLF-TPNG WITH T8 STARDRIVE RECESS 52MM | Trauma | EA
04.210.954 | 10886982118899 | 2.4MM TI CORTEX SCREW SLF-TPNG WITH T8 STARDRIVE RECESS 54MM | Trauma | EA
02.210.107 | 10886982052810 | 2.4MM VA LCKNG SCREW SLF-TPNG WITH STARDRIVE RECESS 7MM | Trauma | EA
04.210.956 | 10886982118905 | 2.4MM TI CORTEX SCREW SLF-TPNG WITH T8 STARDRIVE RECESS 56MM | Trauma | EA
02.210.109 | 10886982052841 | 2.4MM VA LCKNG SCREW SLF-TPNG WITH STARDRIVE RECESS 9MM | Trauma | EA
02.210.111 | 10886982052872 | 2.4MM VA LCKNG SCREW SLF-TPNG WITH STARDRIVE RECESS 11MM | Trauma | EA
02.210.113 | 10886982052902 | 2.4MM VA LCKNG SCREW SLF-TPNG WITH STARDRIVE RECESS 13MM | Trauma | EA
02.210.132 | 10886982053091 | 2.4MM VA LCKNG SCREW SLF-TPNG WITH STARDRIVE RECESS 32MM | Trauma | EA
02.210.134 | 10886982053107 | 2.4MM VA LCKNG SCREW SLF-TPNG WITH STARDRIVE RECESS 34MM | Trauma | EA
04.211.211S | 10886982119346 | 2.4/2.7MM TI VA-LCKNG OPENING WEDGE PLATE/3MM SPACER-STER | Trauma | EA
02.210.136 | 10886982053114 | 2.4MM VA LCKNG SCREW SLF-TPNG WITH STARDRIVE RECESS 36MM | Trauma | EA
04.211.212S | 10886982119360 | 2.4/2.7MM TI VA-LCKNG OPENING WEDGE PLATE/4MM SPACER-STER | Trauma | EA
02.210.138 | 10886982053121 | 2.4MM VA LCKNG SCREW SLF-TPNG WITH STARDRIVE RECESS 38MM | Trauma | EA
02.210.140 | 10886982053138 | 2.4MM VA LCKNG SCREW SLF-TPNG WITH STARDRIVE RECESS 40MM | Trauma | EA
04.210.942 | 10886982118837 | 2.4MM TI CORTEX SCREW SLF-TPNG WITH T8 STARDRIVE RECESS 42MM | Trauma | EA
02.210.142 | 10886982053145 | 2.4MM VA LCKNG SCREW SLF-TPNG WITH STARDRIVE RECESS 42MM | Trauma | EA
04.211.213S | 10886982119384 | 2.4/2.7MM TI VA-LCKNG OPENING WEDGE PLATE/5MM SPACER-STER | Trauma | EA
02.210.144 | 10886982053152 | 2.4MM VA LCKNG SCREW SLF-TPNG WITH STARDRIVE RECESS 44MM | Trauma | EA
04.211.214S | 10886982119407 | 2.4/2.7MM TI VA-LCKNG OPENING WEDGE PLATE/6MM SPACER-STER | Trauma | EA
02.210.146 | 10886982053169 | 2.4MM VA LCKNG SCREW SLF-TPNG WITH STARDRIVE RECESS 46MM | Trauma | EA
04.211.215S | 10886982119421 | 2.4/2.7MM TI VA-LCKNG OPENING WEDGE PLATE/7MM SPACER-STER | Trauma | EA
02.210.148 | 10886982053176 | 2.4MM VA LCKNG SCREW SLF-TPNG WITH STARDRIVE RECESS 48MM | Trauma | EA
02.210.150 | 10886982053183 | 2.4MM VA LCKNG SCREW SLF-TPNG WITH STARDRIVE RECESS 50MM | Trauma | EA
02.210.152 | 10886982053190 | 2.4MM VA LCKNG SCREW SLF-TPNG WITH STARDRIVE RECESS 52MM | Trauma | EA
02.210.154 | 10886982053206 | 2.4MM VA LCKNG SCREW SLF-TPNG WITH STARDRIVE RECESS 54MM | Trauma | EA
02.210.156 | 10886982053213 | 2.4MM VA LCKNG SCREW SLF-TPNG WITH STARDRIVE RECESS 56MM | Trauma | EA
04.210.958 | 10886982118912 | 2.4MM TI CORTEX SCREW SLF-TPNG WITH T8 STARDRIVE RECESS 58MM | Trauma | EA
02.210.158 | 10886982053220 | 2.4MM VA LCKNG SCREW SLF-TPNG WITH STARDRIVE RECESS 58MM | Trauma | EA
02.210.160 | 10886982053237 | 2.4MM VA LCKNG SCREW SLF-TPNG WITH STARDRIVE RECESS 60MM | Trauma | EA
04.210.960 | 10886982118929 | 2.4MM TI CORTEX SCREW SLF-TPNG WITH T8 STARDRIVE RECESS 60MM | Trauma | EA
02.210.944 | 10886982053251 | 2.4MM CORTEX SCREW SLF-TPNG WITH T8 STARDRIVE RECESS 44MM | Trauma | EA
02.210.946 | 10886982053268 | 2.4MM CORTEX SCREW SLF-TPNG WITH T8 STARDRIVE RECESS 46MM | Trauma | EA
02.210.948 | 10886982053275 | 2.4MM CORTEX SCREW SLF-TPNG WITH T8 STARDRIVE RECESS 48MM | Trauma | EA
02.210.950 | 10886982053282 | 2.4MM CORTEX SCREW SLF-TPNG WITH T8 STARDRIVE RECESS 50MM | Trauma | EA
02.210.952 | 10886982053299 | 2.4MM CORTEX SCREW SLF-TPNG WITH T8 STARDRIVE RECESS 52MM | Trauma | EA
02.210.954 | 10886982053305 | 2.4MM CORTEX SCREW SLF-TPNG WITH T8 STARDRIVE RECESS 54MM | Trauma | EA
02.210.956 | 10886982053312 | 2.4MM CORTEX SCREW SLF-TPNG WITH T8 STARDRIVE RECESS 56MM | Trauma | EA
02.210.958 | 10886982053329 | 2.4MM CORTEX SCREW SLF-TPNG WITH T8 STARDRIVE RECESS 58MM | Trauma | EA
02.210.960 | 10886982053336 | 2.4MM CORTEX SCREW SLF-TPNG WITH T8 STARDRIVE RECESS 60MM | Trauma | EA
60.211.003 | 10886982248138 | 2.7MM VA LOCKING/CORTEX SCREW INSTRUMENT MODULE CASE | Trauma | EA
60.122.032 | 10886982247919 | PROXIMAL HUMERUS INSTRUMENTS LABEL SHEET | Trauma | EA
60.122.031 | 10886982247902 | PROXIMAL HUMERUS INSTRUMENTS MODULE LID | Trauma | EA
60.122.030 | 10886982247896 | PROXIMAL HUMERUS INSTRUMENTS MODULE | Trauma | EA
02.108.300 | 10886982029591 | PEDIATRIC LCP HIP PLATE 2.7MM/100Â°/2 HOLES | Trauma | EA
02.108.301 | 10886982029614 | PEDIATRIC LCP HIP PLATE 2.7MM/110Â°/2 HOLES | Trauma | EA
02.108.303 | 10886982029638 | PEDIATRIC LCP HIP PLATE 2.7MM/130Â°/2 HOLES | Trauma | EA
02.108.330 | 10886982029850 | PEDIATRIC LCP HIP PLATE 3.5MM/130Â°/3 HOLES | Trauma | EA
02.206.010S | 10886982050052 | 3.5MM CRTX SCREW/LOW PROF HD SELF-TAPPING/HEXDRV/10MM-STER | Trauma | EA
02.108.331 | 10886982029874 | PEDIATRIC LCP HIP PLATE 3.5MM/130Â°/5 HOLES | Trauma | EA
02.108.332 | 10886982029898 | PEDIATRIC LCP HIP PLATE 3.5MM/130Â°/7 HOLES | Trauma | EA
02.108.333 | 10886982029911 | PEDIATRIC LCP HIP PLATE 3.5MM/130Â°/9 HOLES | Trauma | EA
02.108.340 | 10886982029935 | PEDIATRIC LCP HIP PLATE 5.0MM/130Â°/3 HOLES | Trauma | EA
02.108.341 | 10886982029959 | PEDIATRIC LCP HIP PLATE 5.0MM/130Â°/5 HOLES | Trauma | EA
02.108.342 | 10886982029973 | PEDIATRIC LCP HIP PLATE 5.0MM/130Â°/7 HOLES | Trauma | EA
02.108.343 | 10886982029997 | PEDIATRIC LCP HIP PLATE 5.0MM/130Â°/9 HOLES | Trauma | EA
02.108.316 | 10886982029737 | PEDIATRIC LCP HIP PLATE 3.5MM/140Â°/3 HOLES | Trauma | EA
02.108.326 | 10886982029836 | PEDIATRIC LCP HIP PLATE 5.0MM/140Â°/3 HOLES | Trauma | EA
02.206.012S | 10886982050076 | 3.5MM CRTX SCREW/LOW PROF HD SELF-TAPPING/HEXDRV/12MM-STER | Trauma | EA
02.206.014S | 10886982050090 | 3.5MM CRTX SCREW/LOW PROF HD SELF-TAPPING/HEXDRV/14MM-STER | Trauma | EA
02.206.016S | 10886982050113 | 3.5MM CRTX SCREW/LOW PROF HD SELF-TAPPING/HEXDRV/16MM-STER | Trauma | EA
02.206.018S | 10886982050137 | 3.5MM CRTX SCREW/LOW PROF HD SELF-TAPPING/HEXDRV/18MM-STER | Trauma | EA
02.206.020S | 10886982050151 | 3.5MM CRTX SCREW/LOW PROF HD SELF-TAPPING/HEXDRV/20MM-STER | Trauma | EA
02.206.022S | 10886982050175 | 3.5MM CRTX SCREW/LOW PROF HD SELF-TAPPING/HEXDRV/22MM-STER | Trauma | EA
02.206.024S | 10886982050199 | 3.5MM CRTX SCREW/LOW PROF HD SELF-TAPPING/HEXDRV/24MM-STER | Trauma | EA
02.206.026S | 10886982050212 | 3.5MM CRTX SCREW/LOW PROF HD SELF-TAPPING/HEXDRV/26MM-STER | Trauma | EA
02.206.028S | 10886982050236 | 3.5MM CRTX SCREW/LOW PROF HD SELF-TAPPING/HEXDRV/28MM-STER | Trauma | EA
02.206.030S | 10886982050250 | 3.5MM CRTX SCREW/LOW PROF HD SELF-TAPPING/HEXDRV/30MM-STER | Trauma | EA
02.206.032S | 10886982050274 | 3.5MM CRTX SCREW/LOW PROF HD SELF-TAPPING/HEXDRV/32MM-STER | Trauma | EA
02.206.034S | 10886982050298 | 3.5MM CRTX SCREW/LOW PROF HD SELF-TAPPING/HEXDRV/34MM-STER | Trauma | EA
02.206.036S | 10886982050311 | 3.5MM CRTX SCREW/LOW PROF HD SELF-TAPPING/HEXDRV/36MM-STER | Trauma | EA
02.206.038S | 10886982050335 | 3.5MM CRTX SCREW/LOW PROF HD SELF-TAPPING/HEXDRV/38MM-STER | Trauma | EA
02.206.040S | 10886982050359 | 3.5MM CRTX SCREW/LOW PROF HD SELF-TAPPING/HEXDRV/40MM-STER | Trauma | EA
02.206.210S | 10886982050892 | 3.5MM CRTX SCREW/LOW PROF HD SELF-TAPPING/STRDRV/10MM-STER | Trauma | EA
02.206.212S | 10886982050915 | 3.5MM CRTX SCREW/LOW PROF HD SELF-TAPPING/STRDRV/12MM-STER | Trauma | EA
02.206.214S | 10886982050939 | 3.5MM CRTX SCREW/LOW PROF HD SELF-TAPPING/STRDRV/14MM-STER | Trauma | EA
02.206.216S | 10886982050953 | 3.5MM CRTX SCREW/LOW PROF HD SELF-TAPPING/STRDRV/16MM-STER | Trauma | EA
02.206.218S | 10886982050977 | 3.5MM CRTX SCREW/LOW PROF HD SELF-TAPPING/STRDRV/18MM-STER | Trauma | EA
02.206.220S | 10886982050991 | 3.5MM CRTX SCREW/LOW PROF HD SELF-TAPPING/STRDRV/20MM-STER | Trauma | EA
02.206.042S | 10886982050373 | 3.5MM CRTX SCREW/LOW PROF HD SELF-TAPPING/HEXDRV/42MM-STER | Trauma | EA
02.206.222S | 10886982051011 | 3.5MM CRTX SCREW/LOW PROF HD SELF-TAPPING/STRDRV/22MM-STER | Trauma | EA
02.206.224S | 10886982051035 | 3.5MM CRTX SCREW/LOW PROF HD SELF-TAPPING/STRDRV/24MM-STER | Trauma | EA
02.206.226S | 10886982051059 | 3.5MM CRTX SCREW/LOW PROF HD SELF-TAPPING/STRDRV/26MM-STER | Trauma | EA
02.206.228S | 10886982051073 | 3.5MM CRTX SCREW/LOW PROF HD SELF-TAPPING/STRDRV/28MM-STER | Trauma | EA
02.206.230S | 10886982051097 | 3.5MM CRTX SCREW/LOW PROF HD SELF-TAPPING/STRDRV/30MM-STER | Trauma | EA
02.206.232S | 10886982051110 | 3.5MM CRTX SCREW/LOW PROF HD SELF-TAPPING/STRDRV/32MM-STER | Trauma | EA
02.206.234S | 10886982051134 | 3.5MM CRTX SCREW/LOW PROF HD SELF-TAPPING/STRDRV/34MM-STER | Trauma | EA
02.206.236S | 10886982051158 | 3.5MM CRTX SCREW/LOW PROF HD SELF-TAPPING/STRDRV/36MM-STER | Trauma | EA
02.206.238S | 10886982051172 | 3.5MM CRTX SCREW/LOW PROF HD SELF-TAPPING/STRDRV/38MM-STER | Trauma | EA
02.206.240S | 10886982051196 | 3.5MM CRTX SCREW/LOW PROF HD SELF-TAPPING/STRDRV/40MM-STER | Trauma | EA
02.206.242S | 10886982051219 | 3.5MM CRTX SCREW/LOW PROF HD SELF-TAPPING/STRDRV/42MM-STER | Trauma | EA
02.206.244S | 10886982051233 | 3.5MM CRTX SCREW/LOW PROF HD SELF-TAPPING/STRDRV/44MM-STER | Trauma | EA
02.206.245S | 10886982051257 | 3.5MM CRTX SCREW/LOW PROF HD SELF-TAPPING/STRDRV/45MM-STER | Trauma | EA
02.206.246S | 10886982051271 | 3.5MM CRTX SCREW/LOW PROF HD SELF-TAPPING/STRDRV/46MM-STER | Trauma | EA
02.206.248S | 10886982051295 | 3.5MM CRTX SCREW/LOW PROF HD SELF-TAPPING/STRDRV/48MM-STER | Trauma | EA
02.206.250S | 10886982051318 | 3.5MM CRTX SCREW/LOW PROF HD SELF-TAPPING/STRDRV/50MM-STER | Trauma | EA
02.206.252S | 10886982051332 | 3.5MM CRTX SCREW/LOW PROF HD SELF-TAPPING/STRDRV/52MM-STER | Trauma | EA
02.206.254S | 10886982051356 | 3.5MM CRTX SCREW/LOW PROF HD SELF-TAPPING/STRDRV/54MM-STER | Trauma | EA
02.206.255S | 10886982051370 | 3.5MM CRTX SCREW/LOW PROF HD SELF-TAPPING/STRDRV/55MM-STER | Trauma | EA
02.206.256S | 10886982051394 | 3.5MM CRTX SCREW/LOW PROF HD SELF-TAPPING/STRDRV/56MM-STER | Trauma | EA
02.206.258S | 10886982051417 | 3.5MM CRTX SCREW/LOW PROF HD SELF-TAPPING/STRDRV/58MM-STER | Trauma | EA
02.206.260S | 10886982051431 | 3.5MM CRTX SCREW/LOW PROF HD SELF-TAPPING/STRDRV/60MM-STER | Trauma | EA
02.206.262S | 10886982051455 | 3.5MM CRTX SCREW/LOW PROF HD SELF-TAPPING/STRDRV/62MM-STER | Trauma | EA
02.206.264S | 10886982051479 | 3.5MM CRTX SCREW/LOW PROF HD SELF-TAPPING/STRDRV/64MM-STER | Trauma | EA
02.206.044S | 10886982050397 | 3.5MM CRTX SCREW/LOW PROF HD SELF-TAPPING/HEXDRV/44MM-STER | Trauma | EA
02.206.045S | 10886982050410 | 3.5MM CRTX SCREW/LOW PROF HD SELF-TAPPING/HEXDRV/45MM-STER | Trauma | EA
02.206.046S | 10886982050434 | 3.5MM CRTX SCREW/LOW PROF HD SELF-TAPPING/HEXDRV/46MM-STER | Trauma | EA
02.206.048S | 10886982050458 | 3.5MM CRTX SCREW/LOW PROF HD SELF-TAPPING/HEXDRV/48MM-STER | Trauma | EA
02.206.050S | 10886982050472 | 3.5MM CRTX SCREW/LOW PROF HD SELF-TAPPING/HEXDRV/50MM-STER | Trauma | EA
02.206.052S | 10886982050496 | 3.5MM CRTX SCREW/LOW PROF HD SELF-TAPPING/HEXDRV/52MM-STER | Trauma | EA
02.206.054S | 10886982050519 | 3.5MM CRTX SCREW/LOW PROF HD SELF-TAPPING/HEXDRV/54MM-STER | Trauma | EA
02.206.055S | 10886982050533 | 3.5MM CRTX SCREW/LOW PROF HD SELF-TAPPING/HEXDRV/55MM-STER | Trauma | EA
02.206.056S | 10886982050557 | 3.5MM CRTX SCREW/LOW PROF HD SELF-TAPPING/HEXDRV/56MM-STER | Trauma | EA
02.108.330S | 10886982029867 | PEDIATRIC LCP HIP PLATE 3.5MM/130Â°/3 HOLES-STERILE | Trauma | EA
02.206.058S | 10886982050571 | 3.5MM CRTX SCREW/LOW PROF HD SELF-TAPPING/HEXDRV/58MM-STER | Trauma | EA
02.206.060S | 10886982050595 | 3.5MM CRTX SCREW/LOW PROF HD SELF-TAPPING/HEXDRV/60MM-STER | Trauma | EA
02.206.062S | 10886982050618 | 3.5MM CRTX SCREW/LOW PROF HD SELF-TAPPING/HEXDRV/62MM-STER | Trauma | EA
02.206.064S | 10886982050632 | 3.5MM CRTX SCREW/LOW PROF HD SELF-TAPPING/HEXDRV/64MM-STER | Trauma | EA
02.206.065S | 10886982050656 | 3.5MM CRTX SCREW/LOW PROF HD SELF-TAPPING/HEXDRV/65MM-STER | Trauma | EA
02.206.066S | 10886982050670 | 3.5MM CRTX SCREW/LOW PROF HD SELF-TAPPING/HEXDRV/66MM-STER | Trauma | EA
02.108.331S | 10886982029881 | PEDIATRIC LCP HIP PLATE 3.5MM/130Â°/5 HOLES-STERILE | Trauma | EA
02.108.332S | 10886982029904 | PEDIATRIC LCP HIP PLATE 3.5MM/130Â°/7 HOLES-STERILE | Trauma | EA
02.206.068S | 10886982050694 | 3.5MM CRTX SCREW/LOW PROF HD SELF-TAPPING/HEXDRV/68MM-STER | Trauma | EA
02.206.070S | 10886982050717 | 3.5MM CRTX SCREW/LOW PROF HD SELF-TAPPING/HEXDRV/70MM-STER | Trauma | EA
02.108.333S | 10886982029928 | PEDIATRIC LCP HIP PLATE 3.5MM/130Â°/9 HOLES-STERILE | Trauma | EA
02.108.340S | 10886982029942 | PEDIATRIC LCP HIP PLATE 5.0MM/130Â°/3 HOLES-STERILE | Trauma | EA
02.206.075S | 10886982050731 | 3.5MM CRTX SCREW/LOW PROF HD SELF-TAPPING/HEXDRV/75MM-STER | Trauma | EA
02.206.080S | 10886982050755 | 3.5MM CRTX SCREW/LOW PROF HD SELF-TAPPING/HEXDRV/80MM-STER | Trauma | EA
02.108.341S | 10886982029966 | PEDIATRIC LCP HIP PLATE 5.0MM/130Â°/5 HOLES-STERILE | Trauma | EA
02.206.085S | 10886982050779 | 3.5MM CRTX SCREW/LOW PROF HD SELF-TAPPING/HEXDRV/85MM-STER | Trauma | EA
02.206.090S | 10886982050793 | 3.5MM CRTX SCREW/LOW PROF HD SELF-TAPPING/HEXDRV/90MM-STER | Trauma | EA
02.108.342S | 10886982029980 | PEDIATRIC LCP HIP PLATE 5.0MM/130Â°/7 HOLES-STERILE | Trauma | EA
02.206.095S | 10886982050816 | 3.5MM CRTX SCREW/LOW PROF HD SELF-TAPPING/HEXDRV/95MM-STER | Trauma | EA
02.206.100S | 10886982050830 | 3.5MM CRTX SCREW/LOW PROF HD SELF-TAPPING/HEXDRV/100MM-STER | Trauma | EA
02.206.105S | 10886982050854 | 3.5MM CRTX SCREW/LOW PROF HD SELF-TAPPING/HEXDRV/105MM-STER | Trauma | EA
02.206.110S | 10886982050878 | 3.5MM CRTX SCREW/LOW PROF HD SELF-TAPPING/HEXDRV/110MM-STER | Trauma | EA
02.108.343S | 10886982030009 | PEDIATRIC LCP HIP PLATE 5.0MM/130Â°/9 HOLES-STERILE | Trauma | EA
02.108.316S | 10886982029744 | PEDIATRIC LCP HIP PLATE 3.5MM/140Â°/3 HOLES-STERILE | Trauma | EA
02.108.326S | 10886982029843 | PEDIATRIC LCP HIP PLATE 5.0MM/140Â°/3 HOLES-STERILE | Trauma | EA
02.206.265S | 10886982051493 | 3.5MM CRTX SCREW/LOW PROF HD SELF-TAPPING/STRDRV/65MM-STER | Trauma | EA
02.108.410S | 10886982030023 | PEDIATRIC LCP CONDYLAR PLATE 3.5MM/90Â°/3 HOLES-STERILE | Trauma | EA
02.108.411S | 10886982030047 | PEDIATRIC LCP CONDYLAR PLATE 3.5MM/90Â°/5 HOLES-STERILE | Trauma | EA
02.108.412S | 10886982030061 | PEDIATRIC LCP CONDYLAR PLATE 3.5MM/90Â°/7 HOLES-STERILE | Trauma | EA
02.108.420S | 10886982030108 | PEDIATRIC LCP CONDYLAR PLATE 5.0MM/90Â°/3 HOLES-STERILE | Trauma | EA
02.108.421S | 10886982030122 | PEDIATRIC LCP CONDYLAR PLATE 5.0MM/90Â°/5 HOLES-STERILE | Trauma | EA
02.108.422S | 10886982030146 | PEDIATRIC LCP CONDYLAR PLATE 5.0MM/90Â°/7 HOLES-STERILE | Trauma | EA
SD359.201 | 10886982006295 | INSERTER WITH UNIVERSAL CHUCK | Trauma | EA
02.206.266S | 10886982051516 | 3.5MM CRTX SCREW/LOW PROF HD SELF-TAPPING/STRDRV/66MM-STER | Trauma | EA
02.206.268S | 10886982051530 | 3.5MM CRTX SCREW/LOW PROF HD SELF-TAPPING/STRDRV/68MM-STER | Trauma | EA
02.206.270S | 10886982051554 | 3.5MM CRTX SCREW/LOW PROF HD SELF-TAPPING/STRDRV/70MM-STER | Trauma | EA
02.206.275S | 10886982051578 | 3.5MM CRTX SCREW/LOW PROF HD SELF-TAPPING/STRDRV/75MM-STER | Trauma | EA
02.206.280S | 10886982051592 | 3.5MM CRTX SCREW/LOW PROF HD SELF-TAPPING/STRDRV/80MM-STER | Trauma | EA
02.206.285S | 10886982051615 | 3.5MM CRTX SCREW/LOW PROF HD SELF-TAPPING/STRDRV/85MM-STER | Trauma | EA
02.206.290S | 10886982051639 | 3.5MM CRTX SCREW/LOW PROF HD SELF-TAPPING/STRDRV/90MM-STER | Trauma | EA
02.206.295S | 10886982051653 | 3.5MM CRTX SCREW/LOW PROF HD SELF-TAPPING/STRDRV/95MM-STER | Trauma | EA
02.206.300S | 10886982051677 | 3.5MM CRTX SCREW/LOW PROF HD SELF-TAPPING/STRDRV/100MM-STER | Trauma | EA
02.206.305S | 10886982051691 | 3.5MM CRTX SCREW/LOW PROF HD SELF-TAPPING/STRDRV/105MM-STER | Trauma | EA
02.206.310S | 10886982051714 | 3.5MM CRTX SCREW/LOW PROF HD SELF-TAPPING/STRDRV/110MM-STER | Trauma | EA
02.108.300S | 10886982029607 | PEDIATRIC LCP HIP PLATE 2.7MM/100Â°/2 HOLES-STERILE | Trauma | EA
02.108.301S | 10886982029621 | PEDIATRIC LCP HIP PLATE 2.7MM/110Â°/2 HOLES-STERILE | Trauma | EA
02.108.303S | 10886982029645 | PEDIATRIC LCP HIP PLATE 2.7MM/130Â°/2 HOLES-STERILE | Trauma | EA
60.116.562 | 10886982246899 | LABEL PACK FOR MODULAR SMALL FRAG SET F/MODULAR GC SYSTEM | Trauma | EA
60.116.563 | 10886982246905 | LABEL PACK F/TI MODULAR SMALL FRAG SET F/MODULAR GC SYSTEM | Trauma | EA
60.116.564 | 10886982246912 | LABEL PACK F/MODULAR DISTAL FIBULA SET F/MODULAR GC SYSTEM | Trauma | EA
60.116.566 | 10886982246936 | LABEL PACK F/MODULAR 2.4/3.0 3.5/4.0MM CANN SCR SET | Trauma | EA
60.116.567 | 10886982246943 | LABEL PACK F/TI MODULAR 2.4/ 3.0/3.5/4.0MM CANN SCR SET | Trauma | EA
60.116.568 | 10886982246950 | LABEL PACK F/MODULAR 1.5/2.4/ 3.0HCS SET/MODULAR GC SYS | Trauma | EA
60.116.569 | 10886982246967 | LABEL PACK F/TI MODULAR1.5/2.4 /3.0HCS SET F/MODULAR GC SYS | Trauma | EA
60.116.570 | 10886982246974 | LABEL PACK F/MODULAR MINI FRAG LCP SET F/MODULAR GC SYSTEM | Trauma | EA
60.116.571 | 10886982246981 | LABEL PACK F/TI MODULAR MINI FRAG LCP SET F/MODULAR GC SYS | Trauma | EA
02.118.002 | 10886982037589 | 2.7/3.5MM VA-LCP MEDIAL DISTAL TIBIA PLATE/4 HOLES/RIGHT | Trauma | EA
02.118.003 | 10886982037602 | 2.7/3.5MM VA-LCP MEDIAL DISTAL TIBIA PLATE/4 HOLES/LEFT | Trauma | EA
02.118.004 | 10886982037626 | 2.7/3.5MM VA-LCP MEDIAL DISTAL TIBIA PLATE/6 HOLES/RIGHT | Trauma | EA
02.118.005 | 10886982037640 | 2.7/3.5MM VA-LCP MEDIAL DISTAL TIBIA PLATE/6 HOLES/LEFT | Trauma | EA
02.118.006 | 10886982037664 | 2.7/3.5MM VA-LCP MEDIAL DISTAL TIBIA PLATE/8 HOLES/RIGHT | Trauma | EA
02.118.007 | 10886982037688 | 2.7/3.5MM VA-LCP MEDIAL DISTAL TIBIA PLATE/8 HOLES/LEFT | Trauma | EA
02.118.008 | 10886982037701 | 2.7/3.5MM VA-LCP MEDIAL DISTAL TIBIA PLATE/10 HOLES/RIGHT | Trauma | EA
02.118.009 | 10886982037725 | 2.7/3.5MM VA-LCP MEDIAL DISTAL TIBIA PLATE/10 HOLES/LEFT | Trauma | EA
02.118.010 | 10886982037749 | 2.7/3.5MM VA-LCP MEDIAL DISTAL TIBIA PLATE/12 HOLES/RIGHT | Trauma | EA
02.118.011 | 10886982037763 | 2.7/3.5MM VA-LCP MEDIAL DISTAL TIBIA PLATE/12 HOLES/LEFT | Trauma | EA
02.118.012 | 10886982037787 | 2.7/3.5MM VA-LCP MEDIAL DISTAL TIBIA PLATE/14 HOLES/RIGHT | Trauma | EA
02.118.013 | 10886982037800 | 2.7/3.5MM VA-LCP MEDIAL DISTAL TIBIA PLATE/14 HOLES/LEFT | Trauma | EA
02.118.014 | 10886982037824 | 2.7/3.5MM VA-LCP MEDIAL DISTAL TIBIA PLATE/16 HOLES/RIGHT | Trauma | EA
02.118.015 | 10886982037848 | 2.7/3.5MM VA-LCP MEDIAL DISTAL TIBIA PLATE/16 HOLES/LEFT | Trauma | EA
02.118.202 | 10886982038302 | 2.7/3.5MM VA-LCP ANTEROLATERAL DISTAL TIBIA PL/4 HOLES/RIGHT | Trauma | EA
02.118.203 | 10886982038326 | 2.7/3.5MM VA-LCP ANTEROLATERAL DISTAL TIBIA PL/4 HOLES/LEFT | Trauma | EA
02.118.204 | 10886982038340 | 2.7/3.5MM VA-LCP ANTEROLATERAL DISTAL TIBIA PL/6 HOLES/RIGHT | Trauma | EA
02.118.205 | 10886982038364 | 2.7/3.5MM VA-LCP ANTEROLATERAL DISTAL TIBIA PL/6 HOLES/LEFT | Trauma | EA
02.118.206 | 10886982038388 | 2.7/3.5MM VA-LCP ANTEROLATERAL DISTAL TIBIA PL/8 HOLES/RIGHT | Trauma | EA
02.118.207 | 10886982038401 | 2.7/3.5MM VA-LCP ANTEROLATERAL DISTAL TIBIA PL/8 HOLES/LEFT | Trauma | EA
02.118.208 | 10886982038425 | 2.7/3.5MM VA-LCP ANTEROLATERAL DISTAL TIBIA PL/10 HOLES/RIGHT | Trauma | EA
02.118.209 | 10886982038449 | 2.7/3.5MM VA-LCP ANTEROLATERAL DISTAL TIBIA PL/10 HOLES/LEFT | Trauma | EA
02.118.210 | 10886982038463 | 2.7/3.5MM VA-LCP ANTEROLATERAL DISTAL TIBIA PL/12 HOLES/RIGHT | Trauma | EA
02.118.211 | 10886982038487 | 2.7/3.5MM VA-LCP ANTEROLATERAL DISTAL TIBIA PL/12 HOLES/LEFT | Trauma | EA
02.118.212 | 10886982038500 | 2.7/3.5MM VA-LCP ANTEROLATERAL DISTAL TIBIA PL/14 HOLES/RIGHT | Trauma | EA
02.118.213 | 10886982038524 | 2.7/3.5MM VA-LCP ANTEROLATERAL DISTAL TIBIA PL/14 HOLES/LEFT | Trauma | EA
02.118.214 | 10886982038548 | 2.7/3.5MM VA-LCP ANTEROLATERAL DISTAL TIBIA PL/16 HOLES/RIGHT | Trauma | EA
02.118.215 | 10886982038562 | 2.7/3.5MM VA-LCP ANTEROLATERAL DISTAL TIBIA PL/16 HOLES/LEFT | Trauma | EA
02.118.216 | 10886982038586 | 2.7/3.5MM VA-LCP ANTEROLATERAL DISTAL TIBIA PL/18 HOLES/RIGHT | Trauma | EA
02.118.217 | 10886982038609 | 2.7/3.5MM VA-LCP ANTEROLATERAL DISTAL TIBIA PL/18 HOLES/LEFT | Trauma | EA
02.118.400 | 10886982038784 | 2.7MM VA-LCP LATERAL DISTAL FIBULA PLATE/3 HOLES/RIGHT | Trauma | EA
02.118.401 | 10886982038807 | 2.7MM VA-LCP LATERAL DISTAL FIBULA PLATE/3 HOLES/LEFT | Trauma | EA
02.118.402 | 10886982038821 | 2.7MM VA-LCP LATERAL DISTAL FIBULA PLATE/4 HOLES/RIGHT | Trauma | EA
02.118.403 | 10886982038845 | 2.7MM VA-LCP LATERAL DISTAL FIBULA PLATE/4 HOLES/LEFT | Trauma | EA
02.118.404 | 10886982038869 | 2.7MM VA-LCP LATERAL DISTAL FIBULA PLATE/5 HOLES/RIGHT | Trauma | EA
02.118.405 | 10886982038883 | 2.7MM VA-LCP LATERAL DISTAL FIBULA PLATE/5 HOLES/LEFT | Trauma | EA
02.118.406 | 10886982038906 | 2.7MM VA-LCP LATERAL DISTAL FIBULA PLATE/6 HOLES/RIGHT | Trauma | EA
02.118.407 | 10886982038920 | 2.7MM VA-LCP LATERAL DISTAL FIBULA PLATE/6 HOLES/LEFT | Trauma | EA
02.118.408 | 10886982038944 | 2.7MM VA-LCP LATERAL DISTAL FIBULA PLATE/7 HOLES/RIGHT | Trauma | EA
02.118.409 | 10886982038968 | 2.7MM VA-LCP LATERAL DISTAL FIBULA PLATE/7 HOLES/LEFT | Trauma | EA
02.118.410 | 10886982038982 | 2.7MM VA-LCP LATERAL DISTAL FIBULA PLATE/9 HOLES/RIGHT | Trauma | EA
02.118.411 | 10886982039002 | 2.7MM VA-LCP LATERAL DISTAL FIBULA PLATE/9 HOLES/LEFT | Trauma | EA
02.118.412 | 10886982039026 | 2.7MM VA-LCP LATERAL DISTAL FIBULA PLATE/11 HOLES/RIGHT | Trauma | EA
02.118.413 | 10886982039040 | 2.7MM VA-LCP LATERAL DISTAL FIBULA PLATE/11 HOLES/LEFT | Trauma | EA
02.118.414 | 10886982039064 | 2.7MM VA-LCP LATERAL DISTAL FIBULA PLATE/13 HOLES/RIGHT | Trauma | EA
02.118.415 | 10886982039088 | 2.7MM VA-LCP LATERAL DISTAL FIBULA PLATE/13 HOLES/LEFT | Trauma | EA
02.118.416 | 10886982039101 | 2.7MM VA-LCP LATERAL DISTAL FIBULA PLATE/15 HOLES/RIGHT | Trauma | EA
02.118.417 | 10886982039125 | 2.7MM VA-LCP LATERAL DISTAL FIBULA PLATE/15 HOLES/LEFT | Trauma | EA
02.118.302 | 10886982038661 | 2.7MM VA-LCP DISTAL TIBIA L-PLATE/4 HOLES/RIGHT | Trauma | EA
02.118.102S | 10886982037954 | 2.7/3.5MM VA-LCP ANTEROMEDIAL DISTAL TIBIA PL/4 H/RT-STER | Trauma | EA
02.118.103S | 10886982037978 | 2.7/3.5MM VA-LCP ANTEROMEDIAL DISTAL TIBIA PL/4 H/LT-STER | Trauma | EA
02.118.303 | 10886982038685 | 2.7MM VA-LCP DISTAL TIBIA L-PLATE/4 HOLES/LEFT | Trauma | EA
02.118.304 | 10886982038708 | 2.7MM VA-LCP DISTAL TIBIA L-PLATE/6 HOLES/RIGHT | Trauma | EA
02.118.305 | 10886982038722 | 2.7MM VA-LCP DISTAL TIBIA L-PLATE/6 HOLES/LEFT | Trauma | EA
02.118.104S | 10886982037992 | 2.7/3.5MM VA-LCP ANTEROMEDIAL DISTAL TIBIA PL/6 H/RT-STER | Trauma | EA
02.118.306 | 10886982038746 | 2.7MM VA-LCP DISTAL TIBIA T-PLATE/4 HOLES | Trauma | EA
02.118.105S | 10886982038012 | 2.7/3.5MM VA-LCP ANTEROMEDIAL DISTAL TIBIA PL/6 H/LT-STER | Trauma | EA
02.118.307 | 10886982038760 | 2.7MM VA-LCP DISTAL TIBIA T-PLATE/6 HOLES | Trauma | EA
02.118.106S | 10886982038036 | 2.7/3.5MM VA-LCP ANTEROMEDIAL DISTAL TIBIA PL/8 H/RT-STER | Trauma | EA
02.118.107S | 10886982038050 | 2.7/3.5MM VA-LCP ANTEROMEDIAL DISTAL TIBIA PL/8 H/LT-STER | Trauma | EA
02.118.110S | 10886982038111 | 2.7/3.5MM VA-LCP ANTEROMEDIAL DISTAL TIBIA PL/12 H/RT-STER | Trauma | EA
02.118.111S | 10886982038135 | 2.7/3.5MM VA-LCP ANTEROMEDIAL DISTAL TIBIA PL/12 H/LT-STER | Trauma | EA
02.118.114S | 10886982038197 | 2.7/3.5MM VA-LCP ANTEROMEDIAL DISTAL TIBIA PL/16 H/RT-STER | Trauma | EA
02.118.115S | 10886982038210 | 2.7/3.5MM VA-LCP ANTEROMEDIAL DISTAL TIBIA PL/16 H/LT-STER | Trauma | EA
02.118.002S | 10886982037596 | 2.7/3.5MM VA-LCP MEDIAL DISTAL TIBIA PLATE/4 HOLES/RT-STER | Trauma | EA
02.118.202S | 10886982038319 | 2.7/3.5MM VA-LCP ANTEROLATERAL DISTAL TIBIA PL/4 H/RT-STER | Trauma | EA
02.118.003S | 10886982037619 | 2.7/3.5MM VA-LCP MEDIAL DISTAL TIBIA PLATE/4 HOLES/LT-STER | Trauma | EA
02.118.203S | 10886982038333 | 2.7/3.5MM VA-LCP ANTEROLATERAL DISTAL TIBIA PL/4 H/LT-STER | Trauma | EA
02.118.204S | 10886982038357 | 2.7/3.5MM VA-LCP ANTEROLATERAL DISTAL TIBIA PL/6 H/RT-STER | Trauma | EA
02.118.205S | 10886982038371 | 2.7/3.5MM VA-LCP ANTEROLATERAL DISTAL TIBIA PL/6 H/LT-STER | Trauma | EA
02.118.004S | 10886982037633 | 2.7/3.5MM VA-LCP MEDIAL DISTAL TIBIA PLATE/6 HOLES/RT-STER | Trauma | EA
02.118.005S | 10886982037657 | 2.7/3.5MM VA-LCP MEDIAL DISTAL TIBIA PLATE/6 HOLES/LT-STER | Trauma | EA
02.118.006S | 10886982037671 | 2.7/3.5MM VA-LCP MEDIAL DISTAL TIBIA PLATE/8 HOLES/RT-STER | Trauma | EA
02.118.007S | 10886982037695 | 2.7/3.5MM VA-LCP MEDIAL DISTAL TIBIA PLATE/8 HOLES/LT-STER | Trauma | EA
02.118.008S | 10886982037718 | 2.7/3.5MM VA-LCP MEDIAL DISTAL TIBIA PLATE/10 HOLES/RT-STER | Trauma | EA
02.118.009S | 10886982037732 | 2.7/3.5MM VA-LCP MEDIAL DISTAL TIBIA PLATE/10 HOLES/LT-STER | Trauma | EA
02.118.010S | 10886982037756 | 2.7/3.5MM VA-LCP MEDIAL DISTAL TIBIA PLATE/12 HOLES/RT-STER | Trauma | EA
02.118.011S | 10886982037770 | 2.7/3.5MM VA-LCP MEDIAL DISTAL TIBIA PLATE/12 HOLES/LT-STER | Trauma | EA
02.118.012S | 10886982037794 | 2.7/3.5MM VA-LCP MEDIAL DISTAL TIBIA PLATE/14 HOLES/RT-STER | Trauma | EA
02.118.013S | 10886982037817 | 2.7/3.5MM VA-LCP MEDIAL DISTAL TIBIA PLATE/14 HOLES/LT-STER | Trauma | EA
02.118.014S | 10886982037831 | 2.7/3.5MM VA-LCP MEDIAL DISTAL TIBIA PLATE/16 HOLES/RT-STER | Trauma | EA
02.118.015S | 10886982037855 | 2.7/3.5MM VA-LCP MEDIAL DISTAL TIBIA PLATE/16 HOLES/LT-STER | Trauma | EA
02.118.206S | 10886982038395 | 2.7/3.5MM VA-LCP ANTEROLATERAL DISTAL TIBIA PL/8 H/RT-STER | Trauma | EA
02.118.207S | 10886982038418 | 2.7/3.5MM VA-LCP ANTEROLATERAL DISTAL TIBIA PL/8 H/LT-STER | Trauma | EA
02.118.208S | 10886982038432 | 2.7/3.5MM VA-LCP ANTEROLATERAL DISTAL TIBIA PL/10 H/RT-STER | Trauma | EA
02.118.209S | 10886982038456 | 2.7/3.5MM VA-LCP ANTEROLATERAL DISTAL TIBIA PL/10 H/LT-STER | Trauma | EA
02.118.210S | 10886982038470 | 2.7/3.5MM VA-LCP ANTEROLATERAL DISTAL TIBIA PL/12 H/RT-STER | Trauma | EA
02.118.211S | 10886982038494 | 2.7/3.5MM VA-LCP ANTEROLATERAL DISTAL TIBIA PL/12 H/LT-STER | Trauma | EA
02.118.212S | 10886982038517 | 2.7/3.5MM VA-LCP ANTEROLATERAL DISTAL TIBIA PL/14 H/RT-STER | Trauma | EA
02.118.213S | 10886982038531 | 2.7/3.5MM VA-LCP ANTEROLATERAL DISTAL TIBIA PL/14 H/LT-STER | Trauma | EA
02.118.214S | 10886982038555 | 2.7/3.5MM VA-LCP ANTEROLATERAL DISTAL TIBIA PL/16 H/RT-STER | Trauma | EA
02.118.215S | 10886982038579 | 2.7/3.5MM VA-LCP ANTEROLATERAL DISTAL TIBIA PL/16 H/LT-STER | Trauma | EA
02.118.216S | 10886982038593 | 2.7/3.5MM VA-LCP ANTEROLATERAL DISTAL TIBIA PL/18 H/RT-STER | Trauma | EA
02.118.217S | 10886982038616 | 2.7/3.5MM VA-LCP ANTEROLATERAL DISTAL TIBIA PL/18 H/LT-STER | Trauma | EA
02.118.302S | 10886982038678 | 2.7MM VA-LCP DISTAL TIBIA L-PLATE/4 HOLES/RIGHT-STERILE | Trauma | EA
02.118.303S | 10886982038692 | 2.7MM VA-LCP DISTAL TIBIA L-PLATE/4 HOLES/LEFT-STERILE | Trauma | EA
02.118.304S | 10886982038715 | 2.7MM VA-LCP DISTAL TIBIA L-PLATE/6 HOLES/RIGHT-STERILE | Trauma | EA
02.118.305S | 10886982038739 | 2.7MM VA-LCP DISTAL TIBIA L-PLATE/6 HOLES/LEFT-STERILE | Trauma | EA
02.118.306S | 10886982038753 | 2.7MM VA-LCP DISTAL TIBIA T-PLATE/4 HOLES-STERILE | Trauma | EA
02.118.307S | 10886982038777 | 2.7MM VA-LCP DISTAL TIBIA T-PLATE/6 HOLES-STERILE | Trauma | EA
02.118.400S | 10886982038791 | 2.7MM VA-LCP LATERAL DISTAL FIBULA PL/3 HOLES/RT-STERILE | Trauma | EA
02.118.401S | 10886982038814 | 2.7MM VA-LCP LATERAL DISTAL FIBULA PL/3 HOLES/LT-STERILE | Trauma | EA
02.118.402S | 10886982038838 | 2.7MM VA-LCP LATERAL DISTAL FIBULA PL/4 HOLES/RT-STERILE | Trauma | EA
02.118.403S | 10886982038852 | 2.7MM VA-LCP LATERAL DISTAL FIBULA PL/4 HOLES/LT-STERILE | Trauma | EA
02.118.404S | 10886982038876 | 2.7MM VA-LCP LATERAL DISTAL FIBULA PL/5 HOLES/RT-STERILE | Trauma | EA
02.118.405S | 10886982038890 | 2.7MM VA-LCP LATERAL DISTAL FIBULA PL/5 HOLES/LT-STERILE | Trauma | EA
02.118.406S | 10886982038913 | 2.7MM VA-LCP LATERAL DISTAL FIBULA PL/6 HOLES/RT-STERILE | Trauma | EA
02.118.407S | 10886982038937 | 2.7MM VA-LCP LATERAL DISTAL FIBULA PL/6 HOLES/LT-STERILE | Trauma | EA
02.118.408S | 10886982038951 | 2.7MM VA-LCP LATERAL DISTAL FIBULA PL/7 HOLES/RT-STERILE | Trauma | EA
02.118.409S | 10886982038975 | 2.7MM VA-LCP LATERAL DISTAL FIBULA PL/7 HOLES/LT-STERILE | Trauma | EA
02.118.410S | 10886982038999 | 2.7MM VA-LCP LATERAL DISTAL FIBULA PL/9 HOLES/RT-STERILE | Trauma | EA
02.118.411S | 10886982039019 | 2.7MM VA-LCP LATERAL DISTAL FIBULA PL/9 HOLES/LT-STERILE | Trauma | EA
02.118.412S | 10886982039033 | 2.7MM VA-LCP LATERAL DISTAL FIBULA PL/11 HOLES/RT-STERILE | Trauma | EA
02.118.413S | 10886982039057 | 2.7MM VA-LCP LATERAL DISTAL FIBULA PL/11 HOLES/LT-STERILE | Trauma | EA
02.118.414S | 10886982039071 | 2.7MM VA-LCP LATERAL DISTAL FIBULA PL/13 HOLES/RT-STERILE | Trauma | EA
02.118.415S | 10886982039095 | 2.7MM VA-LCP LATERAL DISTAL FIBULA PL/13 HOLES/LT-STERILE | Trauma | EA
02.118.416S | 10886982039118 | 2.7MM VA-LCP LATERAL DISTAL FIBULA PL/15 HOLES/RT-STERILE | Trauma | EA
02.118.417S | 10886982039132 | 2.7MM VA-LCP LATERAL DISTAL FIBULA PL/15 HOLES/LT-STERILE | Trauma | EA
03.213.001 | 10886982076618 | 3.1MM DRILL GUIDE FOR 3.7MM DYNAMIC LOCKING SCREW | Trauma | EA
03.213.002 | 10886982076625 | 3.1MM DRILL BIT/QC/165MM F/3.7MM DYNAMIC LOCKING SCREW | Trauma | EA
60.213.001 | 10886982248312 | 3.7MM DYNAMIC LOCKING SCREW INSTRUMENT MODULE | Trauma | EA
03.402.106 | 10886982079978 | 6MM CURVED TRIAL RADIAL STEM 40MM | Trauma | EA
03.402.107 | 10886982079985 | 7MM CURVED TRIAL RADIAL STEM 42MM | Trauma | EA
03.402.108 | 10886982079992 | 8MM CURVED TRIAL RADIAL STEM 44MM | Trauma | EA
03.402.109 | 10886982080004 | 9MM CURVED TRIAL RADIAL STEM 46MM | Trauma | EA
03.402.110 | 10886982080011 | 10MM CURVED TRIAL RADIAL STEM 48MM | Trauma | EA
60.100.090 | 10886982242242 | TRAY FOR IN-SITU BENDING INSTRUMENTS | Trauma | EA
VW3507.15 | 10886982018625 | 3.5MM STEINMANN PIN 150MM | Trauma | EA
VW4007.20 | 10886982018632 | 4.0MM STEINMANN PIN 200MM | Trauma | EA
VW4507.25 | 10886982018656 | 4.5MM STEINMANN PIN 250MM | Trauma | EA
VW5007.25 | 10886982018663 | 5.0MM STEINMANN PIN 250MM | Trauma | EA
VW0411.15 | 20886982018080 | 0.4MM PRECUT CERCLAGE WIRE SOFT/150MM | Trauma | TP
VW0611.17 | 20886982018127 | 0.6MM PRECUT CERCLAGE WIRE SOFT/175MM | Trauma | TP
VW0811.20 | 20886982018189 | 0.8MM PRECUT CERCLAGE WIRE SOFT/200MM | Trauma | TP
VW1011.25 | 20886982018264 | 1.0MM PRECUT CERCLAGE WIRE SOFT/250MM | Trauma | TP
VW1211.30 | 20886982018332 | 1.25MM PRECUT CERCLAGE WIRE SOFT/300MM | Trauma | TP
VW0402.08 | 10886982018076 | 0.4MM CERCLAGE WIRE COIL 8 METERS | Trauma | EA
VW0602.08 | 10886982018090 | 0.6MM CERCLAGE WIRE COIL 8 METERS | Trauma | EA
VW0803.15 | 20886982018158 | 0.8MM KIRSCHNER WIRE W/TROCAR POINT 150MM | Trauma | TP
VW1003.28 | 20886982018226 | 1.0MM KIRSCHNER WIRE W/TROCAR POINT 280MM | Trauma | TP
VW1203.28 | 20886982018301 | 1.25MM KIRSCHNER WIRE W/TROCAR POINT 280MM | Trauma | TP
VW1403.15 | 20886982018349 | 1.4MM KIRSCHNER WIRE W/TROCAR POINT 150MM | Trauma | TP
VW1403.28 | 20886982018356 | 1.4MM KIRSCHNER WIRE W/TROCAR POINT 280MM | Trauma | TP
VW1803.15 | 20886982018448 | 1.8MM KIRSCHNER WIRE W/TROCAR POINT 150MM | Trauma | TP
VW1603.28 | 20886982018400 | 1.6MM KIRSCHNER WIRE W/TROCAR POINT 280MM | Trauma | TP
VW1803.28 | 20886982018455 | 1.8MM KIRSCHNER WIRE W/TROCAR POINT 280MM | Trauma | TP
VW2003.28 | 20886982018493 | 2.0MM KIRSCHNER WIRE W/TROCAR POINT 280MM | Trauma | TP
VW2503.28 | 20886982018530 | 2.5MM KIRSCHNER WIRE W/TROCAR POINT 280MM | Trauma | TP
VW3003.28 | 20886982018585 | 3.0MM KIRSCHNER WIRE W/TROCAR POINT 280MM | Trauma | TP
VW1005.15 | 20886982018240 | 1.0MM KIRSCHNER WIRE W/5MM THREADED-TROCAR POINT 150MM | Trauma | TP
VW1205.15 | 20886982018325 | 1.25MM KIRSCHNER WIRE W/5MM THREADED-TROCAR POINT 150MM | Trauma | TP
VW1805.15 | 20886982018479 | 1.8MM KIRSCHNER WIRE W/15MM THREADED-TROCAR POINT 150MM | Trauma | TP
VW2005.15 | 20886982018516 | 2.0MM KIRSCHNER WIRE W/15MM THREADED-TROCAR POINT 150MM | Trauma | TP
VW2505.15 | 20886982018554 | 2.5MM KIRSCHNER WIRE W/15MM THREADED-TROCAR POINT 150MM | Trauma | TP
VW3005.15 | 20886982018608 | 3.0MM KIRSCHNER WIRE W/15MM THREADED-TROCAR POINT 150MM | Trauma | TP
VW1404.15 | 20886982018363 | 1.4MM KIRSCHNER WIRE/TROCAR POINT ON BOTH ENDS 150MM | Trauma | TP
VW1804.15 | 20886982018462 | 1.8MM KIRSCHNER WIRE/TROCAR POINT ON BOTH ENDS 150MM | Trauma | TP
VW2504.15 | 20886982018547 | 2.5MM KIRSCHNER WIRE/TROCAR POINT ON BOTH ENDS 150MM | Trauma | TP
VW3004.15 | 20886982018592 | 3.0MM KIRSCHNER WIRE/TROCAR POINT ON BOTH ENDS 150MM | Trauma | TP
690.485 | 10886982254061 | LABEL SHEET FOR TFN | Trauma | EA
394.798 | 10886982199836 | 11.0MM CARBON FIBER BRIDGING ROD 220MM SHORT | Trauma | EA
394.799 | 10886982199843 | 11.0MM CARBON FIBER BRIDGING ROD 220MM LONG | Trauma | EA
532.110 | 10886982241191 | SMALL BATTERY DRIVE II | Trauma | EA
532.132 | 10886982241207 | SMALL BATTERY DRIVE CASING F/ 14.4V LITHIUM ION BATTERY | Trauma | EA
532.104 | 10886982241184 | BATTERY INSERTION SHIELD FOR 532.132 | Trauma | EA
68.001.610 | 10886982251503 | WASHING MACHINE BASKET F/ SMALL BATTERY DRIVE SYSTEM | Trauma | EA
68.001.255 | 10886982251404 | VARIO CASE FULL SIZE F/ SMALL BATTERY DRIVE II | Trauma | EA
532.103 | 10886982241177 | SMALL BATTERY DRIVE 14.4 VOLT LITHIUM ION BATTERY | Trauma | EA
04.017.255S | 10886982089373 | 7MM TI MULTILOC HUMERAL NAIL LEFT/CANN/255MM-STERILE | Trauma | EA
04.017.270S | 10886982089380 | 7MM TI MULTILOC HUMERAL NAIL LEFT/CANN/270MM-STERILE | Trauma | EA
04.017.285S | 10886982089397 | 7MM TI MULTILOC HUMERAL NAIL LEFT/CANN/285MM-STERILE | Trauma | EA
04.017.300S | 10886982089403 | 7MM TI MULTILOC HUMERAL NAIL LEFT/CANN/300MM-STERILE | Trauma | EA
04.016.180S | 10886982089229 | 7MM TI MULTILOC HUMERAL NAIL RIGHT/CANN/180MM-STERILE | Trauma | EA
04.016.195S | 10886982089236 | 7MM TI MULTILOC HUMERAL NAIL RIGHT/CANN/195MM-STERILE | Trauma | EA
04.016.210S | 10886982089243 | 7MM TI MULTILOC HUMERAL NAIL RIGHT/CANN/210MM-STERILE | Trauma | EA
04.016.225S | 10886982089250 | 7MM TI MULTILOC HUMERAL NAIL RIGHT/CANN/225MM-STERILE | Trauma | EA
04.016.255S | 10886982089274 | 7MM TI MULTILOC HUMERAL NAIL RIGHT/CANN/255MM-STERILE | Trauma | EA
04.016.270S | 10886982089281 | 7MM TI MULTILOC HUMERAL NAIL RIGHT/CANN/270MM-STERILE | Trauma | EA
04.016.285S | 10886982089298 | 7MM TI MULTILOC HUMERAL NAIL RIGHT/CANN/285MM-STERILE | Trauma | EA
04.016.300S | 10886982089304 | 7MM TI MULTILOC HUMERAL NAIL RIGHT/CANN/300MM-STERILE | Trauma | EA
04.016.315S | 10886982089311 | 7MM TI MULTILOC HUMERAL NAIL RIGHT/CANN/315MM-STERILE | Trauma | EA
04.017.180S | 10886982089328 | 7MM TI MULTILOC HUMERAL NAIL LEFT/CANN/180MM-STERILE | Trauma | EA
04.017.195S | 10886982089335 | 7MM TI MULTILOC HUMERAL NAIL LEFT/CANN/195MM-STERILE | Trauma | EA
04.017.210S | 10886982089342 | 7MM TI MULTILOC HUMERAL NAIL LEFT/CANN/210MM-STERILE | Trauma | EA
04.017.225S | 10886982089359 | 7MM TI MULTILOC HUMERAL NAIL LEFT/CANN/225MM-STERILE | Trauma | EA
04.017.315S | 10886982089410 | 7MM TI MULTILOC HUMERAL NAIL LEFT/CANN/315MM-STERILE | Trauma | EA
04.018.315S | 10886982089519 | 8.5MM TI MULTILOC HUMERAL NAIL RIGHT/CANN/315MM-STERILE | Trauma | EA
04.019.180S | 10886982090041 | 8.5MM TI MULTILOC HUMERAL NAIL LEFT/CANN/180MM-STERILE | Trauma | EA
04.019.195S | 10886982090058 | 8.5MM TI MULTILOC HUMERAL NAIL LEFT/CANN/195MM-STERILE | Trauma | EA
04.018.180S | 10886982089427 | 8.5MM TI MULTILOC HUMERAL NAIL RIGHT/CANN/180MM-STERILE | Trauma | EA
04.019.210S | 10886982090065 | 8.5MM TI MULTILOC HUMERAL NAIL LEFT/CANN/210MM-STERILE | Trauma | EA
04.019.225S | 10886982090072 | 8.5MM TI MULTILOC HUMERAL NAIL LEFT/CANN/225MM-STERILE | Trauma | EA
04.019.240S | 10886982090089 | 8.5MM TI MULTILOC HUMERAL NAIL LEFT/CANN/240MM-STERILE | Trauma | EA
04.018.195S | 10886982089434 | 8.5MM TI MULTILOC HUMERAL NAIL RIGHT/CANN/195MM-STERILE | Trauma | EA
04.019.255S | 10886982090096 | 8.5MM TI MULTILOC HUMERAL NAIL LEFT/CANN/255MM-STERILE | Trauma | EA
04.019.270S | 10886982090102 | 8.5MM TI MULTILOC HUMERAL NAIL LEFT/CANN/270MM-STERILE | Trauma | EA
04.019.285S | 10886982090119 | 8.5MM TI MULTILOC HUMERAL NAIL LEFT/CANN/285MM-STERILE | Trauma | EA
04.019.300S | 10886982090126 | 8.5MM TI MULTILOC HUMERAL NAIL LEFT/CANN/300MM-STERILE | Trauma | EA
04.019.315S | 10886982090133 | 8.5MM TI MULTILOC HUMERAL NAIL LEFT/CANN/315MM-STERILE | Trauma | EA
04.018.210S | 10886982089441 | 8.5MM TI MULTILOC HUMERAL NAIL RIGHT/CANN/210MM-STERILE | Trauma | EA
04.018.225S | 10886982089458 | 8.5MM TI MULTILOC HUMERAL NAIL RIGHT/CANN/225MM-STERILE | Trauma | EA
04.018.240S | 10886982089465 | 8.5MM TI MULTILOC HUMERAL NAIL RIGHT/CANN/240MM-STERILE | Trauma | EA
04.018.255S | 10886982089472 | 8.5MM TI MULTILOC HUMERAL NAIL RIGHT/CANN/255MM-STERILE | Trauma | EA
04.018.270S | 10886982089489 | 8.5MM TI MULTILOC HUMERAL NAIL RIGHT/CANN/270MM-STERILE | Trauma | EA
04.018.285S | 10886982089496 | 8.5MM TI MULTILOC HUMERAL NAIL RIGHT/CANN/285MM-STERILE | Trauma | EA
04.018.300S | 10886982089502 | 8.5MM TI MULTILOC HUMERAL NAIL RIGHT/CANN/300MM-STERILE | Trauma | EA
SD398.411 | 10886982006837 | REDUCTION FORCEPS WITH POINTS EXTENDED RATCHET | Trauma | EA
SD247.350 | 10886982003669 | 2.0MM LCP CONDYLAR PLATE 6 HOLES SHAFT | Trauma | EA
SD247.351 | 10886982003676 | 2.0MM LCP CONDYLAR PLATE 5 HOLES SHAFT | Trauma | EA
SD247.352 | 10886982003683 | 2.0MM LCP CONDYLAR PLATE 4 HOLES SHAFT | Trauma | EA
02.117.207 | 10886982036162 | 2.7MM/3.5MM VA-LCP POSTLAT DSTL HUM PL 7H/RT/127MM-LONG | Trauma | EA
02.117.209 | 10886982036209 | 2.7MM/3.5MM VA-LCP POSTLAT DSTL HUM PL 9H/RT/153MM-XLNG | Trauma | EA
02.117.307 | 10886982036384 | 2.7MM/3.5MM VA-LCP POSTLAT DSTL HUM PL 7H/LT/127MM-LONG | Trauma | EA
02.117.309 | 10886982036421 | 2.7MM/3.5MM VA-LCP POSTLAT DSTL HUM PL 9H/LT/153MM-XLNG | Trauma | EA
60.019.009 | 10886982242068 | GRAPHIC CASE FOR MULTILOC HUMERAL NAIL INSTRUMENT SET | Trauma | EA
03.037.140 | 10886982070593 | LOCKING DEVICE FOR SCREW ONLY AIMING ARM | Trauma | EA
SD03.010.106 | 10886982002587 | MEASURING DEVICE 182MM LONG | Trauma | EA
SD310.690 | 10886982004093 | 4.5MM CANN DRILL BIT 350MM LONG W/FLATS | Trauma | EA
61.111.470 | 10886982249975 | SCR RACK LID FOR 2.4MM VA-LCP DSTL RADIUS SYS GRAPHIC CASE | Trauma | EA
61.100.300 | 10886982249708 | GRAPHIC CASE FOR HIP PRESERVATION SURGERY SET | Trauma | EA
60.550.060 | 10886982249289 | GRAPHIC CASE BASE FOR SMALL BATTERY DRIVE II SET/WITH LID | Trauma | EA
60.550.061 | 10886982249296 | LID FOR SMALL BATTERY DRIVE II GRAPHIC CASE/REPLACEMENT | Trauma | EA
60.550.064 | 10886982249302 | INSERT TRAY FOR BATTERY CASE AND SHIELD/FOR SBDII CASE | Trauma | EA
60.550.066 | 10886982249319 | INSERT TRAY FOR SBDII HANDPIECE & RADIOLUCENT DRIVE | Trauma | EA
60.550.067 | 10886982249326 | INSERT TRAY FOR TWO SMALL BATTERY DRIVE II HANDPIECES | Trauma | EA
60.550.200 | 10886982249548 | SM GRAPHIC CASE F/SDBII/W/LRG OSCILLATING SAW ATTCHMT/CMPLT | Trauma | EA
60.550.210 | 10886982249579 | SMALL GRAPHIC CASE FOR SBDII COMPLETE | Trauma | EA
SD300.110 | 10886982003799 | 3.0MM RESTORATION BAR MODIFIED/300MM LONG | Trauma | EA
SD357.506 | 10886982006219 | BIOPSY PROTECTION SLEEVE 80MM LONG | Trauma | EA
SD357.507 | 10886982006226 | DRILL COUPLING BIOPSY CONNECTOR/77MM LONG | Trauma | EA
SD357.508 | 10886982006233 | 8.0MM BIOPSY DRILL 114MM LONG | Trauma | EA
SD357.509 | 10886982006240 | 5.0MM BIOPSY DRILL 114MM LONG | Trauma | EA
SD323.037 | 20886982005196 | 1.5MM THREADED DRILL GUIDE SHORT | Trauma | P5
62.009.004 | 10886982250803 | STERILIZATION CONTAINER EXTENDED-FOUR LEVEL/PERF BASE | Trauma | EA
62.019.004 | 10886982251015 | STERILIZATION CONTAINER EXTENDED-FOUR LEVEL/SOLID BASE | Trauma | EA
62.019.005 | 10886982251022 | STERILIZATION CONTAINER EXTENDED-FIVE LEVEL/SOLID BASE | Trauma | EA
SD03.122.040 | 10886982002877 | 2.5MM VARIABLE ANGLE DRILL GUIDE WITH CONE | Trauma | EA
03.111.680 | 10886982072504 | TEMPLATE FOR 2.4/2.7MM VA-LCP 2-COL DRP STD 6H HD/10H SHAFT | Trauma | EA
SD352.130 | 10886982005625 | 13.0MM MEDULLARY REAMER HEAD FRONT CUTTING | Trauma | EA
SD352.120 | 10886982005618 | 12.0MM MEDULLARY REAMER HEAD FRONT CUTTING | Trauma | EA
SD352.110 | 10886982005601 | 11.0MM MEDULLARY REAMER HEAD FRONT CUTTING | Trauma | EA
SD352.100 | 10886982005595 | 10.0MM MEDULLARY REAMER HEAD FRONT CUTTING | Trauma | EA
02.111.571S | 10886982031907 | 2.4/2.7 VA-LCP 2-C DRP NRW 6H HD/7H SHAFT/105MM/LT-STER | Trauma | EA
02.111.681S | 10886982032188 | 2.4/2.7 VA-LCP 2-C DRP STD 6H HD/10H SHAFT/145MM/LT-STER | Trauma | EA
02.111.770S | 10886982032423 | 2.4/2.7 VA-LCP 2-C DRP WD 7H HD/7H SHAFT/110MM/RT-STER | Trauma | EA
02.111.680S | 10886982032164 | 2.4/2.7 VA-LCP 2-C DRP STD 6H HD/10H SHAFT/145MM/RT-STER | Trauma | EA
02.111.771S | 10886982032447 | 2.4/2.7 VA-LCP 2-C DRP WD 7H HD/7H SHAFT/110MM/LT-STER | Trauma | EA
02.111.570S | 10886982031884 | 2.4/2.7 VA-LCP 2-C DRP NRW 6H HD/7H SHAFT/105MM/RT-STER | Trauma | EA
02.111.670S | 10886982032126 | 2.4/2.7 VA-LCP 2-C DRP STD 6H HD/7H SHAFT/109MM/RT-STER | Trauma | EA
02.111.691S | 10886982032201 | 2.4/2.7 VA-LCP 2-C DRP STD 6H HD/13H SHAFT/186MM/LT-STER | Trauma | EA
02.111.690S | 10886982032195 | 2.4/2.7 VA-LCP 2-C DRP STD 6H HD/13H SHAFT/186MM/RT-STER | Trauma | EA
02.111.671S | 10886982032140 | 2.4/2.7 VA-LCP 2-C DRP STD 6H HD/7H SHAFT/109MM/LT-STER | Trauma | EA
04.111.690S | 10886982102027 | 2.4/2.7 TI VA-LCP 2-C DRP STD 6H HD/13H SHAFT/186MM/RT-STER | Trauma | EA
04.111.691S | 10886982102034 | 2.4/2.7 TI VA-LCP 2-C DRP STD 6H HD/13H SHAFT/186MM/LT-STER | Trauma | EA
04.111.570S | 10886982101716 | 2.4/2.7 TI VA-LCP 2-C DRP NRW 6H HD/7H SHAFT/105MM/RT-STER | Trauma | EA
04.111.571S | 10886982101730 | 2.4/2.7 TI VA-LCP 2-C DRP NRW 6H HD/7H SHAFT/105MM/LT-STER | Trauma | EA
04.111.670S | 10886982101952 | 2.4/2.7 TI VA-LCP 2-C DRP STD 6H HD/7H SHAFT/109MM/RT-STER | Trauma | EA
04.111.671S | 10886982101976 | 2.4/2.7 TI VA-LCP 2-C DRP STD 6H HD/7H SHAFT/109MM/LT-STER | Trauma | EA
04.111.680S | 10886982101990 | 2.4/2.7 TI VA-LCP 2-C DRP STD 6H HD/10H SHAFT/145MM/RT-STER | Trauma | EA
04.111.681S | 10886982102010 | 2.4/2.7 TI VA-LCP 2-C DRP STD 6H HD/10H SHAFT/145MM/LT-STER | Trauma | EA
04.111.770S | 10886982102256 | 2.4/2.7 TI VA-LCP 2-C DRP WD 7H HD/7H SHAFT/110MM/RT-STER | Trauma | EA
04.111.771S | 10886982102270 | 2.4/2.7 TI VA-LCP 2-C DRP WD 7H HD/7H SHAFT/110MM/LT-STER | Trauma | EA
2521 | 10886982171986 | SYNTHES VETERINARY PRICE LIST 2012-2013 | Trauma | EA
03.037.004S | 10886982070210 | 16MM CANNULATED HOLLOW DRILL BIT - STERILE | Trauma | EA
SD351.725 | 10886982005571 | CALIBRATING MEASURING DEVICE | Trauma | EA
03.037.104S | 10886982070548 | 16MM CANN PERCUTANEOUS HOLLOW DRILL BIT - STERILE | Trauma | EA
09.037.010S | 10886982131966 | 3.2MM GUIDE WIRE 475MM STERILE | Trauma | EA
09.037.010 | 10886982131959 | 3.2MM GUIDE WIRE 475MM | Trauma | EA
60.037.011 | 10886982257130 | TFNA COMPLETE SET GRAPHIC CASE LABEL SHEET | Trauma | EA
60.037.012 | 10886982257147 | TFNA BASIC SET GRAPHIC CASE LABEL SHEET | Trauma | EA
SD03.108.012 | 10886982257154 | PEDIATRIC GUIDE BLOCK HANDLE W/QC | Trauma | EA
SD03.108.013 | 10886982257161 | PEDIATRIC GUIDE BLOCK W/QC 5.0MM | Trauma | EA
SD03.108.011 | 10886982257178 | PEDIATRIC GUIDE BLOCK W/QC 3.5MM | Trauma | EA
SD314.012 | 10886982257185 | IN-SITU BENDERS/45 DEGREES 2.4/2.7MM VA-LOCKING | Trauma | EA
SD314.013 | 10886982257192 | IN-SITU BENDERS/STRAIGHT 2.4/2.7MM VA-LOCKING | Trauma | EA
SD399.942 | 10886982257208 | REDUCTION FORCEPS WITH POINTS ONE BENT TIP/174MM/LEFT | Trauma | EA
SD399.943 | 10886982257215 | REDUCTION FORCEPS WITH POINTS ONE BENT TIP/200MM/LEFT | Trauma | EA
SD398.962 | 10886982257222 | POINTED FORCEPS WITH ONE SERRATED JAW/LEFT | Trauma | EA
1213 | 10886982257246 | SMALL ELECTRIC DRIVE USER'S MANUAL AND CHARTS | Trauma | EA
1212 | 10886982257253 | SMALL BATTERY DRIVE II USER'S MANUAL AND CHARTS | Trauma | EA
60.119.003 | 10886982257659 | LABEL PACK FOR ASC COMPACT SYSTEMS | Trauma | EA
SD314.112 | 10886982257666 | T15 SCREWDRIVER SHAFT STARDRIVE/150MM LONG | Trauma | EA
SD310.104 | 10886982257680 | 4.2MM 3-FLUTED DRILL BIT W/ QUICK COUPLING/ 145MM LONG | Trauma | EA
SD398.004 | 10886982257697 | OFFSET REDUCTION FORCEPS | Trauma | EA
03.111.908 | 10886982257703 | TAP FOR 2.4MM LOCKING SCREWS | Trauma | EA
03.211.200 | 10886982257710 | 2.0MM VARIABLE ANGLE LOCKING CONE DRILL GUIDE | Trauma | EA
02.130.326S | 10886982260536 | 2.0MM VA-LCKNG SCREW SLF-TPNG W/T6 STRDRV RECESS 26MM-STER | Trauma | EA
02.130.328S | 10886982260543 | 2.0MM VA-LCKNG SCREW SLF-TPNG W/T6 STRDRV RECESS 28MM-STER | Trauma | EA
02.130.330S | 10886982260550 | 2.0MM VA-LCKNG SCREW SLF-TPNG W/T6 STRDRV RECESS 30MM-STER | Trauma | EA
04.130.326S | 10886982260567 | 2.0MM TI VA-LCKNG SCR SLF-TPNG W/T6 STRDRV RECESS 26MM-STER | Trauma | EA
04.130.328S | 10886982260574 | 2.0MM TI VA-LCKNG SCR SLF-TPNG W/T6 STRDRV RECESS 28MM-STER | Trauma | EA
04.130.330S | 10886982260581 | 2.0MM TI VA-LCKNG SCR SLF-TPNG W/T6 STRDRV RECESS 30MM-STER | Trauma | EA
NA0525 | 10886982260604 | TFNA SOFT CASE FOR STERILE NAILS BLADES AND SCREWS | Trauma | EA
SD03.503.073 | 10886982273789 | CRUCIFORM BLADE SCREWDRIVER | Trauma | EA
NA0527 | 10886982273796 | RACK FOR 60 STERILE TUBES SIZE M | Trauma | EA
60.033.005 | 10886982273802 | FRN INSERTION TRAY | Trauma | EA
60.033.004 | 10886982273819 | FRN OPENING TRAY | Trauma | EA
03.950.001S | 10815634020624 | GRAFT DELIVERY DEVICE-STERILE | Trauma | EA
SD03.010.073 | 10886982281357 | LOCKING SCREW MEASURING DEVICE DOUBLE SIDED FOR 188MM SLEEVE | Trauma | EA
6000 | 10886982249609 | AO/ASIF PRE-OPERATIVE PLANNER | Trauma | EA
6001 | 10886982249616 | REFILL PENS (SET/3) FOR PRE-OPERATIVE PLANNER | Trauma | EA
04.001.007S | 10886982080806 | TI ENDCAP T25 STRDRV 0MM EXTN NON-LCKNG/HUMERAL NAIL EX-STER | Trauma | EA
04.001.008S | 10886982080813 | TI ENDCAP T25 STRDRV 5MM EXTN NON-LCKNG/HUMERAL NAIL EX-STER | Trauma | EA
04.001.010S | 10886982080837 | TI ENDCAP T25 STRDRV 15MM EXTN NON-LCKNG/HUMERAL NAIL EX-STER | Trauma | EA
04.001.009S | 10886982080820 | TI ENDCAP T25 STRDRV 10MM EXTN NON-LCKNG/HUMERAL NAIL EX-STER | Trauma | EA
690.465 | 10886982253897 | LABEL SHEET FOR TI LARGE FRAGMENT LCP SCREW CASE | Trauma | EA
03.111.002 | 10886982072054 | 5.0MM CANNULATED DRILL BIT LRG QC/300MM/200MM CALIBRATION | Trauma | EA
02.227.001 | 10886982060600 | 2.8MM NON-THREADED GUIDE WIRE TROCAR POINT 300MM | Trauma | EA
60.104.017 | 10886982242327 | 3.5MM LCP OLECRANON GRAPHIC CASE TRAY | Trauma | EA
SD333.070 | 10886982005458 | TRIANGULAR POSITIONING PLATE LARGE 30Â°/70Â°/80Â° | Trauma | EA
SD333.080 | 10886982005465 | TRIANGULAR POSITIONING PLATE LARGE 20Â°/60Â°/100Â° | Trauma | EA
SD333.060 | 10886982005441 | TRIANGULAR POSITIONING PLATE LARGE 40Â°/50Â°/90Â° | Trauma | EA
03.025.027 | 10886982069818 | 2.9MM/5.0MM DRILL-REAMER QC/145MM FOR 4.0MM ASLS | Trauma | EA
03.025.028 | 10886982069825 | 3.9MM/6.0MM DRILL-REAMER QC/145MM FOR 5.0MM ASLS | Trauma | EA
03.025.029 | 10886982069832 | 4.9MM/7.0MM DRILL-REAMER QC/145MM FOR 6.0MM ASLS | Trauma | EA
60.124.203 | 10886982247964 | LABEL SHEET F/3.5MM LCP PROX TIBIA PLATE/LOW BEND | Trauma | EA
60.311.003 | 10886982248916 | LABEL SHEET F/LARGE DISTRACTOR GRAPHIC CASE | Trauma | EA
04.123.032S | 10886982110404 | 3.5MM TI LCP PERIARTIC PROX HUMERUS PL 14H/307MM/RT-STER | Trauma | EA
04.123.033S | 10886982110411 | 3.5MM TI LCP PERIARTIC PROX HUMERUS PL 14H/307MM/LT-STER | Trauma | EA
360.240 | 10886982197450 | IM NAIL REDUCTION TOOL 7.5MM SHAFT WITH CURVED TIP | Trauma | EA
03.025.067 | 10886982069979 | SLEEVE POSITIONER F/4.0MM 5.0MM ASLS SLEEVES | Trauma | EA
03.025.066 | 10886982069962 | SLEEVE POSITIONER F/6.0MM ASLS SLEEVES | Trauma | EA
03.010.426 | 10886982068675 | PERC AIMING ARM F/ANTEGRADE LOCKING-STATIC FOR RAFN | Trauma | EA
04.226.324S | 10886982122995 | 2.4MM TI HDLSS COMPRESSION SCR 24MM/LONG THREAD-STERILE | Trauma | EA
04.226.325S | 10886982123015 | 2.4MM TI HDLSS COMPRESSION SCR 25MM/LONG THREAD-STERILE | Trauma | EA
04.226.326S | 10886982123039 | 2.4MM TI HDLSS COMPRESSION SCR 26MM/LONG THREAD-STERILE | Trauma | EA
04.226.327S | 10886982123053 | 2.4MM TI HDLSS COMPRESSION SCR 27MM/LONG THREAD-STERILE | Trauma | EA
04.226.328S | 10886982123077 | 2.4MM TI HDLSS COMPRESSION SCR 28MM/LONG THREAD-STERILE | Trauma | EA
04.226.329S | 10886982123091 | 2.4MM TI HDLSS COMPRESSION SCR 29MM/LONG THREAD-STERILE | Trauma | EA
04.226.330S | 10886982123114 | 2.4MM TI HDLSS COMPRESSION SCR 30MM/LONG THREAD-STERILE | Trauma | EA
04.226.332S | 10886982123138 | 2.4MM TI HDLSS COMPRESSION SCR 32MM/LONG THREAD-STERILE | Trauma | EA
04.226.334S | 10886982123152 | 2.4MM TI HDLSS COMPRESSION SCR 34MM/LONG THREAD-STERILE | Trauma | EA
04.226.336S | 10886982123176 | 2.4MM TI HDLSS COMPRESSION SCR 36MM/LONG THREAD-STERILE | Trauma | EA
04.226.338S | 10886982123190 | 2.4MM TI HDLSS COMPRESSION SCR 38MM/LONG THREAD-STERILE | Trauma | EA
04.226.340S | 10886982123213 | 2.4MM TI HDLSS COMPRESSION SCR 40MM/LONG THREAD-STERILE | Trauma | EA
02.226.324S | 10886982059277 | 2.4MM HEADLESS COMPRESSION SCR 24MM/LONG THREAD-STERILE | Trauma | EA
02.226.325S | 10886982059291 | 2.4MM HEADLESS COMPRESSION SCR 25MM/LONG THREAD-STERILE | Trauma | EA
02.226.326S | 10886982059314 | 2.4MM HEADLESS COMPRESSION SCR 26MM/LONG THREAD-STERILE | Trauma | EA
02.226.327S | 10886982059338 | 2.4MM HEADLESS COMPRESSION SCR 27MM/LONG THREAD-STERILE | Trauma | EA
02.226.328S | 10886982059352 | 2.4MM HEADLESS COMPRESSION SCR 28MM/LONG THREAD-STERILE | Trauma | EA
02.226.329S | 10886982059376 | 2.4MM HEADLESS COMPRESSION SCR 29MM/LONG THREAD-STERILE | Trauma | EA
02.226.330S | 10886982059390 | 2.4MM HEADLESS COMPRESSION SCR 30MM/LONG THREAD-STERILE | Trauma | EA
02.226.332S | 10886982059413 | 2.4MM HEADLESS COMPRESSION SCR 32MM/LONG THREAD-STERILE | Trauma | EA
02.226.334S | 10886982059437 | 2.4MM HEADLESS COMPRESSION SCR 34MM/LONG THREAD-STERILE | Trauma | EA
02.226.336S | 10886982059451 | 2.4MM HEADLESS COMPRESSION SCR 36MM/LONG THREAD-STERILE | Trauma | EA
02.226.338S | 10886982059475 | 2.4MM HEADLESS COMPRESSION SCR 38MM/LONG THREAD-STERILE | Trauma | EA
02.226.340S | 10886982059499 | 2.4MM HEADLESS COMPRESSION SCR 40MM/LONG THREAD-STERILE | Trauma | EA
710.111.97S | 10886982255785 | BONE MARROW ASPIRATION 11GA 11CM W/ SIDEHOLES-STERILE | Trauma | EA
710.150.97S | 10886982255792 | BONE MARROW ASPIRATION 11GA 15CM DISTAL HOLE-STERILE | Trauma | EA
710.151.97S | 10886982255808 | BONE MARROW ASPIRATION 11GA 15CM W/ SIDEHOLES-STERILE | Trauma | EA
2417 | 10886982167835 | 2008-2009 SYNTHES POWER EQUIPMENT PRICE LIST | Trauma | EA
VW3001.15 | 20886982018561 | 3.0MM KIRSCHNER WIRE W/TROCAR POINT 150MM | Trauma | TP
NA0081 | 10886982002013 | PLATE DISPLAY PORTFOLIO | Trauma | EA
60.112.047 | 10886982243485 | TRAY F/2.7MM/3.5MM LCP POSTLAT DISTAL FIBULA PLATES | Trauma | EA
03.025.030 | 10886982069849 | 2.9MM/5.0MM HAND REAMER FOR 4.0MM ASLS | Trauma | EA
03.025.031 | 10886982069856 | 3.9MM/6.0MM HAND REAMER FOR 5.0MM ASLS | Trauma | EA
03.025.032 | 10886982069863 | 4.9MM/7.0MM HAND REAMER FOR 6.0MM ASLS | Trauma | EA
03.207.008 | 10886982075987 | 5.0MM/7.3MM STEPPED DRILL BIT 20MM STEP FOR SCFE SCREW | Trauma | EA
60.207.002 | 10886982248091 | SCFE SCREW RACK | Trauma | EA
60.207.001 | 10886982248084 | SCFE SCREW INSTRUMENT GRAPHIC CASE | Trauma | EA
NA0328 | 10886982002037 | TPLO BONE MODEL VETERINARY | Trauma | EA
329.241 | 10886982191892 | ANVIL FOR 5.0MM-3.0MM RODS FOR USE WITH 329.24 | Trauma | EA
60.401.006 | 10886982248992 | GRAPHIC CASE FOR GENERAL SHOULDER INSTRUMENTS | Trauma | EA
03.025.037 | 10886982069870 | 2.9MM/5.0MM DRILL-REAMER F/4.0MM ASLS F/RADIOLUCENT DRV | Trauma | EA
03.025.038 | 10886982069887 | 3.9MM/6.0MM DRILL-REAMER F/5.0MM ASLS F/RADIOLUCENT DRV | Trauma | EA
03.025.039 | 10886982069894 | 4.9MM/7.0MM DRILL-REAMER F/6.0MM ASLS F/RADIOLUCENT DRV | Trauma | EA
03.161.201 | 10886982075796 | EXTRACTION CHISEL TIP | Trauma | EA
SD314.115 | 10886982004697 | T15 STARDRIVE SCREWDRIVER W/ERGO HANDLE/230MM LONG | Trauma | EA
SD280.990 | 10886982003713 | DHS/DCS COMPRESSION TOOL | Trauma | EA
03.114.007 | 10886982073013 | 1.1MM DRILL BIT/MQC/75MM | Trauma | EA
03.114.008 | 10886982073020 | 1.1MM DRILL BIT STRYKER J-LATCH/85MM | Trauma | EA
60.114.002 | 10886982243621 | UPGRADE KIT FOR 1.5MM LCP MODULE | Trauma | EA
A29 | 10886982000057 | SCREW | Trauma | EA
A39 | 10886982000064 | ALLEN WRENCH/3.5MM HEX | Trauma | EA
SD399.035 | 10886982007018 | PERISTEAL ELEVATOR/14MM CURVED BLADE-ROUND EDGE/300MM | Trauma | EA
02.112.046S | 10886982033024 | 2.7MM/3.5MM VA-LCP LAT ANT CLAVICLE PL/9H/89MM-STER | Trauma | EA
04.112.046S | 10886982102799 | 2.7MM/3.5MM TI VA-LCP LAT ANT CLAVICLE PL/9H/89MM-STER | Trauma | EA
510.191 | 10886982237255 | REPLACEMENT KEY FOR TRS CHUCK | Trauma | EA
03.010.440 | 10886982068828 | INSERTION HANDLE FOR SUPRAPATELLAR | Trauma | EA
03.010.443 | 10886982068859 | COMPRESSION DEVICE FOR SUPRAPATELLAR | Trauma | EA
03.010.435 | 10886982068767 | 12.0MM PROTECTION SLV STRAIGHT FOR 8MM-11MM NAILS | Trauma | EA
03.010.433 | 10886982068743 | WIRE GUIDE/2 HOLES 12.0/3.2MM FOR SUPRAPATELLAR | Trauma | EA
03.010.434 | 10886982068750 | WIRE GUIDE/2 HOLES 14.5/3.2MM FOR SUPRAPATELLAR | Trauma | EA
03.010.436 | 10886982068774 | 14.5MM PROTECTION SLV STRAIGHT FOR 12MM-13MM NAILS | Trauma | EA
03.010.441 | 10886982068835 | AIMING ARM FOR SUPRAPATELLAR | Trauma | EA
03.010.444 | 10886982068866 | 8MM HEX SCREWDRIVER CANNULATED INTER-LOCK | Trauma | EA
03.010.445 | 10886982068873 | SD40 STARDRIVE SCREWDRIVER LONG/INTER-LOCK | Trauma | EA
03.010.439 | 10886982068804 | 12MM CANNULATED DRILL BIT LARGE QC/270MM | Trauma | EA
60.004.306 | 10886982241917 | FLEXIBLE REAMER SET GRAPHIC CASE/LONG | Trauma | EA
02.123.042 | 10886982042354 | 3.5MM LCP PERIARTICULAR PROX HUMERUS PL 5 HOLE/145MM/RT | Trauma | EA
02.123.043 | 10886982042378 | 3.5MM LCP PERIARTICULAR PROX HUMERUS PL 5 HOLE/145MM/LT | Trauma | EA
02.123.040 | 10886982042316 | 3.5MM LCP PERIARTICULAR PROX HUMERUS PL 3 HOLE/109MM/RT | Trauma | EA
02.123.041 | 10886982042330 | 3.5MM LCP PERIARTICULAR PROX HUMERUS PL 3 HOLE/109MM/LT | Trauma | EA
02.123.042S | 10886982042361 | 3.5MM LCP PERIARTIC PROX HUM PLATE 5H/145MM/RT-STERILE | Trauma | EA
02.123.043S | 10886982042385 | 3.5MM LCP PERIARTIC PROX HUM PLATE 5H/145MM/LT-STERILE | Trauma | EA
SD310.210 | 10886982003966 | 2.0MM DRILL BIT WITH Q/C/200MM LENGTH | Trauma | EA
SD311.431 | 10886982004239 | LARGE HANDLE WITH SMALL QUICK COUPLE | Trauma | EA
02.123.040S | 10886982042323 | 3.5MM LCP PERIARTIC PROX HUM PLATE 3H/109MM/RT-STERILE | Trauma | EA
02.123.041S | 10886982042347 | 3.5MM LCP PERIARTIC PROX HUM PLATE 3H/109MM/LT-STERILE | Trauma | EA
SD398.830 | 10886982006882 | REVERSED BONE FORCEPS 32MM SERRATED JAW/SPEED LOCK | Trauma | EA
SD398.800 | 10886982006868 | REVERSED BONE FORCEPS 10MM SERRATED JAW/SPEED LOCK | Trauma | EA
60.120.052 | 10886982247575 | LABEL SHEET FOR TOMOFIX MEDIAL HIGH TIBIA PLATE SMALL/GUIDE | Trauma | EA
60.112.041 | 10886982243416 | ANTERIOR CLAVICLE PLATE TRAY FOR MODULAR SYSTEM | Trauma | EA
03.010.437S | 10886982068781 | 12.0MM OUTER PROTECTION SLEEVE FOR SUPRAPATELLAR - STERILE | Trauma | EA
03.010.438S | 10886982068798 | 14.5MM OUTER PROTECTION SLEEVE FOR SUPRAPATELLAR - STERILE | Trauma | EA
05.001.420.97 | 10886982130457 | NOSE CONE FOR PIEZOELECTRIC SYSTEM | Trauma | EA
05.001.419.97 | 10886982130440 | IRRIGATION POLE FOR PIEZOELECTRIC SYSTEM | Trauma | EA
60.401.003.20 | 10886982248961 | INSERT TRAY ASSEMBLY EPOCA TRIAL IMPLANTS | Trauma | EA
03.111.041 | 10886982072399 | HOLDING SLEEVE HANDLE FOR COMPRESSION/DISTRACTION | Trauma | EA
SD314.67 | 10886982004895 | CRUCIFORM SCREWDRIVER SHAFT WITH QC AND HOLDING SLEEVE | Trauma | EA
02.115.750S | 10886982035554 | 2.4MM VA-LCP VOLAR RIM DISTAL RAD PL/6H HD/5H SHFT/RT-STER | Trauma | EA
02.115.751S | 10886982035578 | 2.4MM VA-LCP VOLAR RIM DISTAL RAD PL/6H HD/5H SHFT/LT-STER | Trauma | EA
02.115.850S | 10886982035592 | 2.4MM VA-LCP VOLAR RIM DISTAL RAD PL/7H HD/5H SHFT/RT-STER | Trauma | EA
02.115.851S | 10886982035615 | 2.4MM VA-LCP VOLAR RIM DISTAL RAD PL/7H HD/5H SHFT/LT-STER | Trauma | EA
03.115.700 | 10886982073051 | GUIDE BLOCK F/2.4MM VA-LCP VOLAR RIM DSTL RAD PL/6H HD/RT | Trauma | EA
03.115.701 | 10886982073068 | GUIDE BLOCK F/2.4MM VA-LCP VOLAR RIM DSTL RAD PL/6H HD/LT | Trauma | EA
03.115.800 | 10886982073099 | GUIDE BLOCK F/2.4MM VA-LCP VOLAR RIM DSTL RAD PL/7H HD/RT | Trauma | EA
03.115.801 | 10886982073105 | GUIDE BLOCK F/2.4MM VA-LCP VOLAR RIM DSTL RAD PL/7H HD/LT | Trauma | EA
60.120.709 | 10886982247810 | SCREW RACK F/65MM-95MM LENGTH 3.5MM LOCKING AND CONICAL SCR | Trauma | EA
SD324.201 | 10886982005274 | 5.0MM DRILL GUIDE WITH TEETH | Trauma | EA
SD314.570 | 10886982004888 | SMALL HEX PELVIC SCREWDRIVER 2.5MM HEX/MP35N | Trauma | EA
SD319.070 | 10886982004994 | 7.3MM CANN SCREW MEASURING DEVICE/NON-RADIOPAQUE | Trauma | EA
SD312.151 | 10886982004437 | 2.0MM/1.1MM DOUBLE DRILL SLEEVE/EXTENDED LENGTH | Trauma | EA
690.482 | 10886982254030 | LABEL SHEET FOR LCP SMALL FRAGMENT MILITARY SET | Trauma | EA
SD324.203 | 10886982005298 | 4.3MM/7.25MM PERCUTANEOUS THREADED DRILL GUIDE | Trauma | EA
SD324.202 | 10886982005281 | 3.2MM/7.25MM PERCUTANEOUS THREADED DRILL GUIDE | Trauma | EA
SD324.215 | 10886982005359 | 2.5MM/7.25MM PERCUTANEOUS WIRE GUIDE | Trauma | EA
03.231.001 | 10886982077288 | INSERTION HANDLE FOR 4.5MM VA-LCP CONDYLAR PLATE | Trauma | EA
03.231.004 | 10886982077318 | AIMING ARM FOR 4.5MM VA-LCP CURVED CONDYLAR PLATE/RIGHT | Trauma | EA
03.231.009 | 10886982077363 | TROCAR FOR 4.3MM VA DRILL GUIDE/LONG | Trauma | EA
03.231.006 | 10886982077332 | NUT FOR INTERLCKING BOLT F/VA LCP CONDYLAR INSERTN HANDLE | Trauma | EA
03.231.007 | 10886982077349 | LOCK/NEUTRAL GUIDE F/4.5MM VA LCP CRVD CONDYLAR AIMING ARM | Trauma | EA
03.231.010 | 10886982077370 | PROTECTION SLEEVE FOR 4.3MM VA DRILL GUIDE/LONG | Trauma | EA
03.231.013 | 10886982077400 | 6NM TORQUE LIMITING BLUE T-HANDLE W/6MM HEX COUPLING | Trauma | EA
03.231.015 | 10886982077431 | SD25 STARDRIVE SCRWDRVR SHAFT WITH 6MM HEX COUPLING/180MM | Trauma | EA
03.231.008 | 10886982077356 | 4.3MM VA SPHERICAL DRILL GUIDE LONG F/5.0MM VA LCKNG SCREWS | Trauma | EA
03.231.016 | 10886982077448 | CANNULATED 4.0MM HEX SCRWDRVR SHAFT/6MM HEX COUPLING/180MM | Trauma | EA
03.231.017 | 10886982077455 | DIRECT MEASURING DEVICE FOR 5.0MM CANNULATED VA SCREWS | Trauma | EA
314.281 | 10886982188755 | HOLDING SLEEVE FOR LARGE LOCKING & VA SCREWS | Trauma | EA
03.231.003 | 10886982077301 | AIMING ARM FOR 4.5MM VA-LCP CURVED CONDYLAR PLATE/LEFT | Trauma | EA
03.231.005 | 10886982077325 | INTERLOCKING BOLT FOR 4.5MM VA-LCP CONDYLAR INSERTN HANDLE | Trauma | EA
03.231.002 | 10886982077295 | STOPPER FOR 4.5MM VA-LCP CONDYLAR PLATE AIMING ARMS | Trauma | EA
02.115.750 | 10886982035547 | 2.4MM VA-LCP VOLAR RIM DISTAL RADIUS PLATE/6H HD/5H SHAFT/RT | Trauma | EA
02.115.751 | 10886982035561 | 2.4MM VA-LCP VOLAR RIM DISTAL RADIUS PLATE/6H HD/5H SHAFT/LT | Trauma | EA
02.115.850 | 10886982035585 | 2.4MM VA-LCP VOLAR RIM DISTAL RADIUS PLATE/7H HD/5H SHAFT/RT | Trauma | EA
02.115.851 | 10886982035608 | 2.4MM VA-LCP VOLAR RIM DISTAL RADIUS PLATE/7H HD/5H SHAFT/LT | Trauma | EA
04.115.750 | 10886982105127 | 2.4MM TI VA-LCP VOLAR RIM DSTL RADIUS PLATE/6H HD/5H SHAFT/RT | Trauma | EA
04.115.751 | 10886982105141 | 2.4MM TI VA-LCP VOLAR RIM DSTL RADIUS PLATE/6H HD/5H SHAFT/LT | Trauma | EA
03.111.039 | 10886982072375 | 1.8MM COMBINATION DRILL GUIDE F/VA-LOCKING AND STANDARD | Trauma | EA
03.111.043 | 10886982072412 | 17MM REDUCTION REAMING GUIDE F/VAL INTERCARPAL FUSION PL | Trauma | EA
60.111.478 | 10886982243140 | MODULE BIN 1/2 LGTH 1/2 HEIGHT F/NARROW 6H HD TWO-COLUMN PL | Trauma | EA
60.111.479 | 10886982243157 | MODULE BIN 1/2 LGTH 1/2 HEIGHT FOR 6H HD TWO-COLUMN PLATES | Trauma | EA
60.111.480 | 10886982243164 | MODULE BIN 1/2 LGTH 1/2 HEIGHT FOR 7H HD TWO-COLUMN PLATES | Trauma | EA
60.111.481 | 10886982243171 | MODULE BIN 1/2 LGTH 1/2 HEIGHT FOR 6H HD VOLAR COLUMN PLATES | Trauma | EA
60.111.482 | 10886982243188 | MODULE BIN 1/2 LGTH 1/2 HEIGHT FOR 7H HD VOLAR COLUMN PLATES | Trauma | EA
60.111.483 | 10886982243195 | MODULE BIN 1/2 LGTH 1/2 HEIGHT FOR 8H HD VOLAR COLUMN PLATES | Trauma | EA
60.111.484 | 10886982243201 | MODULE BIN 1/2 LGTH 1/2 HEIGHT FOR 9H HD VOLAR COLUMN PLATES | Trauma | EA
04.112.090S | 10886982102997 | 3.5MM TI LCP SUP CLAV PLATE W/LAT EXTN/6H/RT/105MM-STER | Trauma | EA
04.112.091S | 10886982103017 | 3.5MM TI LCP SUP CLAV PLATE W/LAT EXTN/6H/LT/105MM-STER | Trauma | EA
04.112.092S | 10886982103031 | 3.5MM TI LCP SUP CLAV PLATE W/LAT EXTN/7H/RT/120MM-STER | Trauma | EA
04.112.093S | 10886982103055 | 3.5MM TI LCP SUP CLAV PLATE W/LAT EXTN/7H/LT/120MM-STER | Trauma | EA
04.112.094S | 10886982103079 | 3.5MM TI LCP SUP CLAV PLATE W/LAT EXTN/8H/RT/130MM-STER | Trauma | EA
04.112.095S | 10886982103093 | 3.5MM TI LCP SUP CLAV PLATE W/LAT EXTN/8H/LT/130MM-STER | Trauma | EA
04.112.090 | 10886982102980 | 3.5MM TI LCP SUPERIOR CLAVICLE PLATE W/LAT EXTN/6H/RT/105MM | Trauma | EA
04.112.091 | 10886982103000 | 3.5MM TI LCP SUPERIOR CLAVICLE PLATE W/LAT EXTN/6H/LT/105MM | Trauma | EA
04.112.092 | 10886982103024 | 3.5MM TI LCP SUPERIOR CLAVICLE PLATE W/LAT EXTN/7H/RT/120MM | Trauma | EA
04.112.093 | 10886982103048 | 3.5MM TI LCP SUPERIOR CLAVICLE PLATE W/LAT EXTN/7H/LT/120MM | Trauma | EA
04.112.094 | 10886982103062 | 3.5MM TI LCP SUPERIOR CLAVICLE PLATE W/LAT EXTN/8H/RT/130MM | Trauma | EA
04.112.095 | 10886982103086 | 3.5MM TI LCP SUPERIOR CLAVICLE PLATE W/LAT EXTN/8H/LT/130MM | Trauma | EA
04.112.080S | 10886982102874 | 3.5MM TI LCP SUPERIOR CLAVICLE PLATE/6H/RIGHT/85MM-STERILE | Trauma | EA
04.112.081S | 10886982102898 | 3.5MM TI LCP SUPERIOR CLAVICLE PLATE/6H/LEFT/85MM-STERILE | Trauma | EA
04.112.082S | 10886982102911 | 3.5MM TI LCP SUPERIOR CLAVICLE PLATE/7H/RIGHT/100MM-STERILE | Trauma | EA
04.112.083S | 10886982102935 | 3.5MM TI LCP SUPERIOR CLAVICLE PLATE/7H/LEFT/100MM-STERILE | Trauma | EA
04.112.084S | 10886982102959 | 3.5MM TI LCP SUPERIOR CLAVICLE PLATE/8H/RIGHT/115MM-STERILE | Trauma | EA
04.112.085S | 10886982102973 | 3.5MM TI LCP SUPERIOR CLAVICLE PLATE/8H/LEFT/115MM-STERILE | Trauma | EA
VP4405.L3 | 10886982012265 | 2.0MM TPLO PLATE/LEFT 3 HOLES | Trauma | EA
VP4405.R3 | 10886982012272 | 2.0MM TPLO PLATE/RIGHT 3 HOLES | Trauma | EA
VP4404.L3 | 10886982012241 | 2.4MM TPLO PLATE/LEFT 3 HOLES | Trauma | EA
VP4404.R3 | 10886982012258 | 2.4MM TPLO PLATE/RIGHT 3 HOLES | Trauma | EA
04.112.080 | 10886982102867 | 3.5MM TI LCP SUPERIOR CLAVICLE PLATE/6 HOLES/RIGHT/85MM | Trauma | EA
04.112.081 | 10886982102881 | 3.5MM TI LCP SUPERIOR CLAVICLE PLATE/6 HOLES/LEFT/85MM | Trauma | EA
04.112.082 | 10886982102904 | 3.5MM TI LCP SUPERIOR CLAVICLE PLATE/7 HOLES/RIGHT/100MM | Trauma | EA
04.112.083 | 10886982102928 | 3.5MM TI LCP SUPERIOR CLAVICLE PLATE/7 HOLES/LEFT/100MM | Trauma | EA
04.112.084 | 10886982102942 | 3.5MM TI LCP SUPERIOR CLAVICLE PLATE/8 HOLES/RIGHT/115MM | Trauma | EA
04.112.085 | 10886982102966 | 3.5MM TI LCP SUPERIOR CLAVICLE PLATE/8 HOLES/LEFT/115MM | Trauma | EA
02.117.402 | 10886982036520 | 2.7MM/3.5MM VA-LCP MEDL DSTL HUMERUS PL 2H/RT/82MM-MEDIUM | Trauma | EA
02.117.402S | 10886982036537 | 2.7MM/3.5MM VA-LCP MEDL DSTL HUM PL 2H/RT/82MM-MED-STER | Trauma | EA
02.117.502 | 10886982036742 | 2.7MM/3.5MM VA-LCP MEDL DSTL HUMERUS PL 2H/LT/82MM-MEDIUM | Trauma | EA
02.117.502S | 10886982036759 | 2.7MM/3.5MM VA-LCP MEDL DSTL HUM PL 2H/LT/82MM-MED-STER | Trauma | EA
04.117.402 | 10886982106100 | 2.7MM/3.5MM TI VA-LCP MEDL DSTL HUM PL 2H/RT/82MM-MEDIUM | Trauma | EA
04.117.402S | 10886982106117 | 2.7/3.5MM TI VA-LCP MEDL DSTL HUM PL/2H/RT/82MM-MED-STER | Trauma | EA
04.117.502 | 10886982106322 | 2.7MM/3.5MM TI VA-LCP MEDL DSTL HUM PL 2H/LT/82MM-MEDIUM | Trauma | EA
04.117.502S | 10886982106339 | 2.7/3.5MM TI VA-LCP MEDL DSTL HUM PL/2H/LT/82MM-MED-STER | Trauma | EA
02.117.602 | 10886982036964 | 2.7MM/3.5MM VA-LCP EXT MEDL DSTL HUM PL 2H/RT/85MM-MED | Trauma | EA
02.117.602S | 10886982036971 | 2.7MM/3.5MM VA-LCP EXT MEDL DHP 2H/RT/85MM-MED-STER | Trauma | EA
02.117.702 | 10886982037183 | 2.7MM/3.5MM VA-LCP EXT MEDL DSTL HUM PL 2H/LT/85MM-MED | Trauma | EA
02.117.702S | 10886982037190 | 2.7MM/3.5MM VA-LCP EXT MEDL DHP 2H/LT/85MM-MED-STER | Trauma | EA
04.117.602 | 10886982106544 | 2.7MM/3.5MM TI VA-LCP EXT MEDL DHP 2H/RT/85MM - MED | Trauma | EA
04.117.602S | 10886982106551 | 2.7MM/3.5MM TI VA-LCP EXT MEDL DHP 2H/RT/85MM-MED-STER | Trauma | EA
60.116.552 | 10886982246806 | LABEL PACK F/1.5MM HCS SCREWS AND INSTR F/MODULAR GC SYSTEM | Trauma | EA
04.117.702 | 10886982106766 | 2.7MM/3.5MM TI VA-LCP EXT MEDL DHP 2H/LT/85MM - MED | Trauma | EA
04.117.702S | 10886982106773 | 2.7MM/3.5MM TI VA-LCP EXT MEDL DHP 2H/LT/85MM-MED-STER | Trauma | EA
02.117.203 | 10886982036100 | 2.7MM/3.5MM VA-LCP POSTLAT DSTL HUM PL 3H/RT/75MM-SHORT | Trauma | EA
02.117.303 | 10886982036322 | 2.7MM/3.5MM VA-LCP POSTLAT DSTL HUM PL 3H/LT/75MM-SHORT | Trauma | EA
04.117.203 | 10886982105684 | 2.7MM/3.5MM TI VA-LCP POSTLAT DSTL HUM PL 3H/RT/75MM-SHORT | Trauma | EA
04.117.303 | 10886982105905 | 2.7MM/3.5MM TI VA-LCP POSTLAT DSTL HUM PL 3H/LT/75MM-SHORT | Trauma | EA
02.117.203S | 10886982036117 | 2.7MM/3.5MM VA-LCP POSTLAT DHP 3H/RT/75MM-SHORT-STER | Trauma | EA
02.117.303S | 10886982036339 | 2.7MM/3.5MM VA-LCP POSTLAT DHP 3H/LT/75MM-SHORT-STER | Trauma | EA
04.117.203S | 10886982105691 | 2.7MM/3.5MM TI VA-LCP POSTLAT DHP 3H/RT/75MM-SHORT-STER | Trauma | EA
04.117.303S | 10886982105912 | 2.7MM/3.5MM TI VA-LCP POSTLAT DHP 3H/LT/75MM-SHORT-STER | Trauma | EA
SD399.088 | 10886982007056 | PELVIC OSTEOTOME 20MM/304MM WITH RIGHT GUIDE | Trauma | EA
SD399.085 | 10886982007025 | PELVIC OSTEOTOME 15MM/304MM WITH LEFT GUIDE | Trauma | EA
SD399.086 | 10886982007032 | PELVIC OSTEOTOME 15MM/304MM WITH RIGHT GUIDE | Trauma | EA
SD399.087 | 10886982007049 | PELVIC OSTEOTOME 20MM/304MM WITH LEFT GUIDE | Trauma | EA
02.117.003 | 10886982035660 | 2.7MM/3.5MM VA-LCP POSTLAT DHP-LAT SUPT 3H/RT/75MM-SHORT | Trauma | EA
02.117.103 | 10886982035882 | 2.7MM/3.5MM VA-LCP POSTLAT DHP-LAT SUPT 3H/LT/75MM-SHORT | Trauma | EA
04.117.003 | 10886982105240 | 2.7MM/3.5MM TI VA-LCP POSTLAT DHP-LAT SUPT 3H/RT/75MM-SHORT | Trauma | EA
04.117.103 | 10886982105462 | 2.7MM/3.5MM TI VA-LCP POSTLAT DHP-LAT SUPT 3H/LT/75MM-SHORT | Trauma | EA
02.117.003S | 10886982035677 | 2.7/3.5MM VA-LCP POSTLAT DHP- LAT SUPT 3H/RT/75MM-SHORT-STER | Trauma | EA
02.117.103S | 10886982035899 | 2.7/3.5MM VA-LCP POSTLAT DHP- LAT SUPT 3H/LT/75MM-SHORT-STER | Trauma | EA
04.117.003S | 10886982105257 | 2.7/3.5 TI VA-LCP POSTLAT DHP- LAT SUPT 3H/RT/75MM-SHORT-STER | Trauma | EA
04.117.103S | 10886982105479 | 2.7/3.5 TI VA-LCP POSTLAT DHP- LAT SUPT 3H/LT/75MM-SHORT-STER | Trauma | EA
02.118.508 | 10886982039149 | 2.7MM METAPHYSEAL SCR SLF-TPNG W/T8 STRDRV RECESS/8MM | Trauma | EA
02.118.536 | 10886982039422 | 2.7MM METAPHYSEAL SCR SLF-TPNG W/T8 STRDRV RECESS/36MM | Trauma | EA
02.118.538 | 10886982039446 | 2.7MM METAPHYSEAL SCR SLF-TPNG W/T8 STRDRV RECESS/38MM | Trauma | EA
02.118.540 | 10886982039460 | 2.7MM METAPHYSEAL SCR SLF-TPNG W/T8 STRDRV RECESS/40MM | Trauma | EA
02.118.542 | 10886982039484 | 2.7MM METAPHYSEAL SCR SLF-TPNG W/T8 STRDRV RECESS/42MM | Trauma | EA
02.118.544 | 10886982039507 | 2.7MM METAPHYSEAL SCR SLF-TPNG W/T8 STRDRV RECESS/44MM | Trauma | EA
02.118.546 | 10886982039521 | 2.7MM METAPHYSEAL SCR SLF-TPNG W/T8 STRDRV RECESS/46MM | Trauma | EA
02.118.548 | 10886982039545 | 2.7MM METAPHYSEAL SCR SLF-TPNG W/T8 STRDRV RECESS/48MM | Trauma | EA
02.118.550 | 10886982039569 | 2.7MM METAPHYSEAL SCR SLF-TPNG W/T8 STRDRV RECESS/50MM | Trauma | EA
02.118.552 | 10886982039583 | 2.7MM METAPHYSEAL SCR SLF-TPNG W/T8 STRDRV RECESS/52MM | Trauma | EA
02.118.554 | 10886982039606 | 2.7MM METAPHYSEAL SCR SLF-TPNG W/T8 STRDRV RECESS/54MM | Trauma | EA
02.118.556 | 10886982039620 | 2.7MM METAPHYSEAL SCR SLF-TPNG W/T8 STRDRV RECESS/56MM | Trauma | EA
02.118.558 | 10886982039644 | 2.7MM METAPHYSEAL SCR SLF-TPNG W/T8 STRDRV RECESS/58MM | Trauma | EA
02.118.560 | 10886982039668 | 2.7MM METAPHYSEAL SCR SLF-TPNG W/T8 STRDRV RECESS/60MM | Trauma | EA
04.118.508 | 10886982108722 | 2.7MM TI METAPHYSEAL SCR/SLF- TPNG W/T8 STRDRV RECESS/8MM | Trauma | EA
04.118.536 | 10886982109002 | 2.7MM TI METAPHYSEAL SCR/SLF- TPNG W/T8 STRDRV RECESS/36MM | Trauma | EA
04.118.538 | 10886982109026 | 2.7MM TI METAPHYSEAL SCR/SLF- TPNG W/T8 STRDRV RECESS/38MM | Trauma | EA
04.118.540 | 10886982109040 | 2.7MM TI METAPHYSEAL SCR/SLF- TPNG W/T8 STRDRV RECESS/40MM | Trauma | EA
04.118.542 | 10886982109064 | 2.7MM TI METAPHYSEAL SCR/SLF- TPNG W/T8 STRDRV RECESS/42MM | Trauma | EA
04.118.544 | 10886982109088 | 2.7MM TI METAPHYSEAL SCR/SLF- TPNG W/T8 STRDRV RECESS/44MM | Trauma | EA
04.118.546 | 10886982109101 | 2.7MM TI METAPHYSEAL SCR/SLF- TPNG W/T8 STRDRV RECESS/46MM | Trauma | EA
04.118.548 | 10886982109125 | 2.7MM TI METAPHYSEAL SCR/SLF- TPNG W/T8 STRDRV RECESS/48MM | Trauma | EA
04.118.550 | 10886982109149 | 2.7MM TI METAPHYSEAL SCR/SLF- TPNG W/T8 STRDRV RECESS/50MM | Trauma | EA
04.118.552 | 10886982109163 | 2.7MM TI METAPHYSEAL SCR/SLF- TPNG W/T8 STRDRV RECESS/52MM | Trauma | EA
04.118.554 | 10886982109187 | 2.7MM TI METAPHYSEAL SCR/SLF- TPNG W/T8 STRDRV RECESS/54MM | Trauma | EA
04.118.556 | 10886982109200 | 2.7MM TI METAPHYSEAL SCR/SLF- TPNG W/T8 STRDRV RECESS/56MM | Trauma | EA
04.118.558 | 10886982109224 | 2.7MM TI METAPHYSEAL SCR/SLF- TPNG W/T8 STRDRV RECESS/58MM | Trauma | EA
04.118.560 | 10886982109248 | 2.7MM TI METAPHYSEAL SCR/SLF- TPNG W/T8 STRDRV RECESS/60MM | Trauma | EA
SD03.100.042 | 10886982002679 | PERIOSTEAL ELEVATOR 14MM REVERSED BEND | Trauma | EA
SD399.033 | 10886982006998 | PERIOSTEAL ELEVATOR 13MM REVERSED BEND STRAIGHT EDGE | Trauma | EA
SD399.034 | 10886982007001 | PERIOSTEAL ELEVATOR 14MM REVERSED BEND ROUND EDGE | Trauma | EA
SD399.094 | 10886982007063 | REDUCTION FORCEPS WITH MODIFIED TIP | Trauma | EA
60.010.472 | 10886982241979 | LABEL SHEET FOR INTER-LOCK SCREWDRIVERS T25/3.5MM HEX | Trauma | EA
SD324.204 | 10886982005304 | 3.5MM PROTECTION ALIGNMENT SLEEVE | Trauma | EA
02.118.510 | 10886982039163 | 2.7MM METAPHYSEAL SCR SLF-TPNG W/T8 STRDRV RECESS/10MM | Trauma | EA
02.118.512 | 10886982039187 | 2.7MM METAPHYSEAL SCR SLF-TPNG W/T8 STRDRV RECESS/12MM | Trauma | EA
02.118.514 | 10886982039200 | 2.7MM METAPHYSEAL SCR SLF-TPNG W/T8 STRDRV RECESS/14MM | Trauma | EA
02.118.516 | 10886982039224 | 2.7MM METAPHYSEAL SCR SLF-TPNG W/T8 STRDRV RECESS/16MM | Trauma | EA
02.118.518 | 10886982039248 | 2.7MM METAPHYSEAL SCR SLF-TPNG W/T8 STRDRV RECESS/18MM | Trauma | EA
02.118.520 | 10886982039262 | 2.7MM METAPHYSEAL SCR SLF-TPNG W/T8 STRDRV RECESS/20MM | Trauma | EA
02.118.522 | 10886982039286 | 2.7MM METAPHYSEAL SCR SLF-TPNG W/T8 STRDRV RECESS/22MM | Trauma | EA
02.118.524 | 10886982039309 | 2.7MM METAPHYSEAL SCR SLF-TPNG W/T8 STRDRV RECESS/24MM | Trauma | EA
02.118.526 | 10886982039323 | 2.7MM METAPHYSEAL SCR SLF-TPNG W/T8 STRDRV RECESS/26MM | Trauma | EA
02.118.528 | 10886982039347 | 2.7MM METAPHYSEAL SCR SLF-TPNG W/T8 STRDRV RECESS/28MM | Trauma | EA
02.118.530 | 10886982039361 | 2.7MM METAPHYSEAL SCR SLF-TPNG W/T8 STRDRV RECESS/30MM | Trauma | EA
02.118.532 | 10886982039385 | 2.7MM METAPHYSEAL SCR SLF-TPNG W/T8 STRDRV RECESS/32MM | Trauma | EA
02.118.534 | 10886982039408 | 2.7MM METAPHYSEAL SCR SLF-TPNG W/T8 STRDRV RECESS/34MM | Trauma | EA
04.118.510 | 10886982108746 | 2.7MM TI METAPHYSEAL SCR/SLF- TPNG W/T8 STRDRV RECESS/10MM | Trauma | EA
04.118.512 | 10886982108760 | 2.7MM TI METAPHYSEAL SCR/SLF- TPNG W/T8 STRDRV RECESS/12MM | Trauma | EA
04.118.514 | 10886982108784 | 2.7MM TI METAPHYSEAL SCR/SLF- TPNG W/T8 STRDRV RECESS/14MM | Trauma | EA
04.118.516 | 10886982108807 | 2.7MM TI METAPHYSEAL SCR/SLF- TPNG W/T8 STRDRV RECESS/16MM | Trauma | EA
04.118.518 | 10886982108821 | 2.7MM TI METAPHYSEAL SCR/SLF- TPNG W/T8 STRDRV RECESS/18MM | Trauma | EA
04.118.520 | 10886982108845 | 2.7MM TI METAPHYSEAL SCR/SLF- TPNG W/T8 STRDRV RECESS/20MM | Trauma | EA
04.118.522 | 10886982108869 | 2.7MM TI METAPHYSEAL SCR/SLF- TPNG W/T8 STRDRV RECESS/22MM | Trauma | EA
04.118.524 | 10886982108883 | 2.7MM TI METAPHYSEAL SCR/SLF- TPNG W/T8 STRDRV RECESS/24MM | Trauma | EA
04.118.526 | 10886982108906 | 2.7MM TI METAPHYSEAL SCR/SLF- TPNG W/T8 STRDRV RECESS/26MM | Trauma | EA
04.118.528 | 10886982108920 | 2.7MM TI METAPHYSEAL SCR/SLF- TPNG W/T8 STRDRV RECESS/28MM | Trauma | EA
04.118.530 | 10886982108944 | 2.7MM TI METAPHYSEAL SCR/SLF- TPNG W/T8 STRDRV RECESS/30MM | Trauma | EA
04.118.532 | 10886982108968 | 2.7MM TI METAPHYSEAL SCR/SLF- TPNG W/T8 STRDRV RECESS/32MM | Trauma | EA
04.118.534 | 10886982108982 | 2.7MM TI METAPHYSEAL SCR/SLF- TPNG W/T8 STRDRV RECESS/34MM | Trauma | EA
SD360.274 | 10886982006561 | 13.5MM OUTER PROTECTION SLEEVE | Trauma | EA
SD360.275 | 10886982006578 | 12MM TROCAR | Trauma | EA
02.130.250 | 10886982044754 | 1.5MM VAL STRAIGHT PLATE 6 HOLES | Trauma | EA
02.130.251 | 10886982044778 | 1.5MM VAL STRAIGHT PLATE 12 HOLES | Trauma | EA
02.130.252 | 10886982044792 | 1.5MM VAL T-PLATE 3 HOLES HD-7 HOLES SHAFT | Trauma | EA
02.130.253 | 10886982044815 | 1.5MM VAL Y-PLATE 3 HOLES HD-7 HOLES SHAFT | Trauma | EA
02.130.255 | 10886982044853 | 1.5MM VAL CONDYLAR PLATE 2 HOLES HD-6 HOLES SHAFT | Trauma | EA
02.130.258 | 10886982044914 | 1.5MM VAL STRUT PLATE 8 HOLES-OBLIQUE-RIGHT | Trauma | EA
02.130.257 | 10886982044891 | 1.5MM VAL PHALANGEAL HEAD PL LEFT | Trauma | EA
02.130.254 | 10886982044839 | 1.5MM VAL PHALANGEAL BASE PL 2 HOLES HD-6 HOLES SHAFT | Trauma | EA
02.130.256 | 10886982044877 | 1.5MM VAL PHALANGEAL HEAD PL RIGHT | Trauma | EA
02.130.250S | 10886982044761 | 1.5MM VAL STRAIGHT PLATE 6 HOLES-STERILE | Trauma | EA
02.130.251S | 10886982044785 | 1.5MM VAL STRAIGHT PLATE 12 HOLES-STERILE | Trauma | EA
02.130.252S | 10886982044808 | 1.5MM VAL T-PLATE 3H HEAD-7H SHAFT-STERILE | Trauma | EA
02.130.253S | 10886982044822 | 1.5MM VAL Y-PLATE 3H HEAD-7H SHAFT-STERILE | Trauma | EA
02.130.254S | 10886982044846 | 1.5MM VAL PHALANGEAL BASE PL 2H HEAD-6H SHAFT-STERILE | Trauma | EA
02.130.255S | 10886982044860 | 1.5MM VAL CONDYLAR PLATE 2H HEAD-6H SHAFT-STERILE | Trauma | EA
02.130.256S | 10886982044884 | 1.5MM VAL PHALANGEAL HEAD PL RIGHT-STERILE | Trauma | EA
02.130.257S | 10886982044907 | 1.5MM VAL PHALANGEAL HEAD PL LEFT-STERILE | Trauma | EA
02.130.258S | 10886982044921 | 1.5MM VAL STRUT PLATE 8 HOLES-OBLIQUE-RIGHT-STERILE | Trauma | EA
02.130.260 | 10886982044952 | 1.5MM VAL STRUT PLATE 12 HOLES | Trauma | EA
02.130.261 | 10886982044976 | 1.5MM VAL WEB PLATE 14 HOLES | Trauma | EA
02.130.262 | 10886982044990 | 1.5MM VAL BOX PLATE 4 HOLES | Trauma | EA
02.130.263 | 10886982045010 | 1.5MM VAL 1ST METACARPAL PL DORSAL | Trauma | EA
02.130.264 | 10886982045034 | 1.5MM VAL 1ST METACARPAL PL LATERAL-RIGHT | Trauma | EA
02.130.259 | 10886982044938 | 1.5MM VAL STRUT PLATE 8 HOLES-OBLIQUE-LEFT | Trauma | EA
02.130.265 | 10886982045058 | 1.5MM VAL 1ST METACARPAL PL LATERAL-LEFT | Trauma | EA
02.130.266 | 10886982045072 | 1.5MM VAL ROTATION CORRECTION PLATE-6 HOLES | Trauma | EA
02.130.267 | 10886982045096 | 1.5MM VAL FRACTURE PLATE 6 HOLES | Trauma | EA
02.130.268 | 10886982045119 | 1.5MM VAL METACARPAL NECK PLATE | Trauma | EA
02.130.259S | 10886982044945 | 1.5MM VAL STRUT PLATE 8 HOLES-OBLIQUE-LEFT-STERILE | Trauma | EA
02.130.260S | 10886982044969 | 1.5MM VAL STRUT PLATE 12 HOLES-STERILE | Trauma | EA
02.130.261S | 10886982044983 | 1.5MM VAL WEB PLATE 14 HOLES-STERILE | Trauma | EA
02.130.262S | 10886982045003 | 1.5MM VAL BOX PLATE 4 HOLES-STERILE | Trauma | EA
02.130.263S | 10886982045027 | 1.5MM VAL 1ST METACARPAL PL DORSAL-STERILE | Trauma | EA
02.130.264S | 10886982045041 | 1.5MM VAL 1ST METACARPAL PL LATERAL-RIGHT-STERILE | Trauma | EA
02.130.265S | 10886982045065 | 1.5MM VAL 1ST METACARPAL PL LATERAL-LEFT-STERILE | Trauma | EA
02.130.266S | 10886982045089 | 1.5MM VAL ROTATION CORRECTION PLATE-6 HOLES-STERILE | Trauma | EA
02.130.267S | 10886982045102 | 1.5MM VAL FRACTURE PLATE 6 HOLES-STERILE | Trauma | EA
02.130.268S | 10886982045126 | 1.5MM VAL METACARPAL NECK PLATE-STERILE | Trauma | EA
04.130.150S | 10886982112507 | 1.3MM TI LCKNG STRAIGHT PLATE 6 HOLES-STERILE | Trauma | EA
04.130.151S | 10886982112521 | 1.3MM TI LCKNG STRAIGHT PLATE 12 HOLES-STERILE | Trauma | EA
04.130.153S | 10886982112569 | 1.3MM TI LCKNG Y-PLATE 3H HEAD/5H SHAFT-STERILE | Trauma | EA
04.130.154S | 10886982112583 | 1.3MM TI LCKING PHALANGE BASE PLATE/2H HEAD/5H SHAFT-STERILE | Trauma | EA
04.130.156S | 10886982112606 | 1.3MM TI LCKNG PHALANGE HEAD PLATE/RIGHT-STERILE | Trauma | EA
04.130.157S | 10886982112620 | 1.3MM TI LCKNG PHALANGE HEAD PLATE/LEFT-STERILE | Trauma | EA
04.130.152S | 10886982112545 | 1.3MM TI LCKNG T-PLATE 3H HEAD/5H SHAFT-STERILE | Trauma | EA
04.130.158S | 10886982112644 | 1.3MM TI LCKNG STRUT PLATE 8 HOLES/OBLIQUE/RT-STERILE | Trauma | EA
04.130.159S | 10886982112668 | 1.3MM TI LCKNG STRUT PLATE 8 HOLES/OBLIQUE/LT-STERILE | Trauma | EA
04.130.161S | 10886982112682 | 1.3MM TI LCKNG WEB PLATE 14 HOLES-STERILE | Trauma | EA
60.402.001 | 10886982249005 | GRAPHIC CASE FOR RADIAL HEAD PROSTHESIS INSTRUMENT SET | Trauma | EA
60.402.002 | 10886982249029 | IMPLANT CARRYING CASE FOR RADIAL HEAD PROSTHESIS | Trauma | EA
60.108.045 | 10886982242617 | LABEL SHEET FOR K-WIRE ADAPTOR 03.108.040 | Trauma | EA
02.130.350 | 10886982045317 | 2.0MM VAL STRAIGHT PLATE 6 HOLES | Trauma | EA
02.130.351 | 10886982045331 | 2.0MM VAL STRAIGHT PLATE 12 HOLES | Trauma | EA
02.130.352 | 10886982045355 | 2.0MM VAL T-PLATE 3 HOLES HD-7 HOLES SHAFT | Trauma | EA
02.130.353 | 10886982045379 | 2.0MM VAL Y-PLATE 3 HOLES HD-7 HOLES SHAFT | Trauma | EA
02.130.354 | 10886982045393 | 2.0MM VAL PHALANGEAL BASE PL 2 HOLES HD-6 HOLES SHAFT | Trauma | EA
02.130.355 | 10886982045416 | 2.0MM VAL CONDYLAR PLATE 2 HOLES HD-6 HOLES SHAFT | Trauma | EA
02.130.350S | 10886982045324 | 2.0MM VAL STRAIGHT PLATE 6 HOLES-STERILE | Trauma | EA
02.130.351S | 10886982045348 | 2.0MM VAL STRAIGHT PLATE 12 HOLES-STERILE | Trauma | EA
02.130.352S | 10886982045362 | 2.0MM VAL T-PLATE 3H HEAD-7H SHAFT-STERILE | Trauma | EA
02.130.353S | 10886982045386 | 2.0MM VAL Y-PLATE 3H HEAD-7H SHAFT-STERILE | Trauma | EA
02.130.354S | 10886982045409 | 2.0MM VAL PHALANGEAL BASE PL 2H HEAD-6H SHAFT-STERILE | Trauma | EA
02.130.355S | 10886982045423 | 2.0MM VAL CONDYLAR PLATE 2H HEAD-6H SHAFT-STERILE | Trauma | EA
02.130.360 | 10886982045478 | 2.0MM VAL STRUT PLATE 12 HOLES | Trauma | EA
02.130.362 | 10886982045515 | 2.0MM VAL BOX PLATE 4 HOLES | Trauma | EA
02.130.363 | 10886982045539 | 2.0MM VAL 1ST METACARPAL PL DORSAL | Trauma | EA
02.130.366 | 10886982045553 | 2.0MM VAL ROTATION CORRECTION PLATE-6 HOLES | Trauma | EA
02.130.367 | 10886982045577 | 2.0MM VAL FRACTURE PLATE 6 HOLES | Trauma | EA
02.130.360S | 10886982045485 | 2.0MM VAL STRUT PLATE 12 HOLES-STERILE | Trauma | EA
02.130.362S | 10886982045522 | 2.0MM VAL BOX PLATE 4 HOLES-STERILE | Trauma | EA
02.130.363S | 10886982045546 | 2.0MM VAL 1ST METACARPAL PL DORSAL-STERILE | Trauma | EA
02.130.366S | 10886982045560 | 2.0MM VAL ROTATION CORRECTION PLATE-6 HOLES-STERILE | Trauma | EA
02.130.367S | 10886982045584 | 2.0MM VAL FRACTURE PLATE 6 HOLES-STERILE | Trauma | EA
SD314.116 | 10886982004703 | T15 STARDRIVE SCREWDRIVER TEAR DROP HANDLE/285MM LONG | Trauma | EA
399.087 | 10886982202307 | HOLDING FORCEPS W/BALL TIP SOFT LOCK/156MM | Trauma | EA
04.130.250S | 10886982112873 | 1.5MM TI VAL STRAIGHT PLATE 6 HOLES-STERILE | Trauma | EA
04.130.251S | 10886982112897 | 1.5MM TI VAL STRAIGHT PLATE 12 HOLES-STERILE | Trauma | EA
04.130.254S | 10886982112958 | 1.5MM TI VAL PHALANGEAL BASE PLATE-2H HEAD-6H SHAFT-STERILE | Trauma | EA
04.130.255S | 10886982112972 | 1.5MM TI VAL CONDYLAR PLATE 2H HEAD-6H SHAFT-STERILE | Trauma | EA
04.130.256S | 10886982112996 | 1.5MM TI VAL PHALANGEAL HEAD PLATE-RIGHT-STERILE | Trauma | EA
04.130.257S | 10886982113016 | 1.5MM TI VAL PHALANGEAL HEAD PLATE-LEFT-STERILE | Trauma | EA
04.130.258S | 10886982113030 | 1.5MM TI VAL STRUT PLATE 8 HOLES-OBLIQUE-RIGHT-STERILE | Trauma | EA
04.130.259S | 10886982113054 | 1.5MM TI VAL STRUT PLATE 8 HOLES-OBLIQUE-LEFT-STERILE | Trauma | EA
04.130.260S | 10886982113078 | 1.5MM TI VAL STRUT PLATE 12 HOLES-STERILE | Trauma | EA
04.130.261S | 10886982113092 | 1.5MM TI VAL WEB PLATE 14 HOLES-STERILE | Trauma | EA
04.130.262S | 10886982113115 | 1.5MM TI VAL BOX PLATE 4 HOLES-STERILE | Trauma | EA
04.130.263S | 10886982113139 | 1.5MM TI VAL 1ST METACARPAL PLATE-DORSAL-STERILE | Trauma | EA
04.130.266S | 10886982113191 | 1.5MM TI VAL ROTATION CORR PLATE-6 HOLES-STERILE | Trauma | EA
04.130.252S | 10886982112910 | 1.5MM TI VAL T-PLATE 3H HEAD-7H SHAFT-STERILE | Trauma | EA
04.130.253S | 10886982112934 | 1.5MM TI VAL Y-PLATE 3H HEAD-7H SHAFT-STERILE | Trauma | EA
04.130.264S | 10886982113153 | 1.5MM TI VAL 1ST METACARPAL PLATE-LATERAL-RIGHT-STERILE | Trauma | EA
04.130.265S | 10886982113177 | 1.5MM TI VAL 1ST METACARPAL PLATE-LATERAL-LEFT-STERILE | Trauma | EA
04.130.267S | 10886982113214 | 1.5MM TI VAL FRACTURE PLATE 6 HOLES-STERILE | Trauma | EA
04.130.268S | 10886982113238 | 1.5MM TI VAL METACARPAL NECK PLATE-STERILE | Trauma | EA
03.117.802 | 10886982073259 | TEMPLATE FOR 2.7/3.5 VA-LCP LATERAL DHP 2H/RT/82MM-MED | Trauma | EA
03.117.902 | 10886982073273 | TEMPLATE FOR 2.7/3.5 VA-LCP LATERAL DHP 2H/LT/82MM-MED | Trauma | EA
SD03.019.006 | 10886982002624 | PERCUTANEOUS INSERTION HANDLE MULTILOC PROXIMAL HUMERUS NAIL | Trauma | EA
SD03.019.007 | 10886982002631 | CONNECTING SCREW FOR PERCUTANEOUS INSERTION HANDLE | Trauma | EA
03.107.204 | 10886982071453 | TEMPLATE FOR 2.7/3.5 VA-LCP OLECRANON PL 4H/RT/116MM | Trauma | EA
03.107.304 | 10886982071460 | TEMPLATE FOR 2.7/3.5 VA-LCP OLECRANON PL 4H/LT/116MM | Trauma | EA
03.107.002 | 10886982071439 | TEMPLATE FOR 2.7/3.5 VA-LCP PROX OLECRANON PL 2H/RT/73MM | Trauma | EA
03.107.102 | 10886982071446 | TEMPLATE FOR 2.7/3.5 VA-LCP PROX OLECRANON PL 2H/LT/73MM | Trauma | EA
SD311.380 | 10886982004215 | Ã5.0MM LOCKING SCREW TAP 135MM LONG | Trauma | EA
310.534 | 10886982186751 | 2.0MM DRILL BIT W/DEPTH MARK QC/110MM | Trauma | EA
SD391.107 | 10886982006585 | EXTRA LARGE CABLE PASSER | Trauma | EA
SD391.108 | 10886982006592 | EXTRA LARGE CABLE PASSER 45 DEGREE ANGLE | Trauma | EA
61.116.113 | 10886982250360 | AUXILIARY TRAY/ 2/3 LENGTH | Trauma | EA
61.116.114 | 10886982250377 | AUXILIARY TRAY/ 1/3 LENGTH | Trauma | EA
61.116.003 | 10886982250100 | GENERIC GRAPHIC CASE/FULL LENGTH/1 HIGH | Trauma | EA
04.130.150 | 10886982112491 | 1.3MM TI LCKNG STRAIGHT PLATE 6 HOLES | Trauma | EA
04.130.151 | 10886982112514 | 1.3MM TI LCKNG STRAIGHT PLATE 12 HOLES | Trauma | EA
04.130.152 | 10886982112538 | 1.3MM TI LCKNG T-PLATE 3 HOLES HEAD-5 HOLES SHAFT | Trauma | EA
04.130.153 | 10886982112552 | 1.3MM TI LCKNG Y-PLATE 3 HOLES HEAD-5 HOLES SHAFT | Trauma | EA
04.130.154 | 10886982112576 | 1.3MM TI LCKNG PHALANGE BASE PL-2 HOLES HEAD-5 HOLES SHAFT | Trauma | EA
04.130.156 | 10886982112590 | 1.3MM TI LCKNG PHALANGE HEAD PLATE-RIGHT | Trauma | EA
04.130.157 | 10886982112613 | 1.3MM TI LCKNG PHALANGE HEAD PLATE-LEFT | Trauma | EA
04.130.158 | 10886982112637 | 1.3MM TI LCKNG STRUT PLATE 8 HOLES-OBLIQUE-RIGHT | Trauma | EA
04.130.159 | 10886982112651 | 1.3MM TI LCKNG STRUT PLATE 8 HOLES-OBLIQUE-LEFT | Trauma | EA
04.130.161 | 10886982112675 | 1.3MM TI LCKNG WEB PLATE 14 HOLES | Trauma | EA
04.038.070 | 10886982098382 | TFNA SCREW 70MM | Trauma | EA
04.038.075 | 10886982098405 | TFNA SCREW 75MM | Trauma | EA
04.038.080 | 10886982098429 | TFNA SCREW 80MM | Trauma | EA
04.038.085 | 10886982098443 | TFNA SCREW 85MM | Trauma | EA
04.038.090 | 10886982098467 | TFNA SCREW 90MM | Trauma | EA
04.038.095 | 10886982098481 | TFNA SCREW 95MM | Trauma | EA
04.038.100 | 10886982098504 | TFNA SCREW 100MM | Trauma | EA
04.038.105 | 10886982098528 | TFNA SCREW 105MM | Trauma | EA
04.038.110 | 10886982098542 | TFNA SCREW 110MM | Trauma | EA
04.038.115 | 10886982098566 | TFNA SCREW 115MM | Trauma | EA
04.038.120 | 10886982098580 | TFNA SCREW 120MM | Trauma | EA
04.038.125 | 10886982098603 | TFNA SCREW 125MM | Trauma | EA
04.038.130 | 10886982098627 | TFNA SCREW 130MM | Trauma | EA
04.038.170 | 10886982098641 | TFNA FENESTRATED SCREW 70MM | Trauma | EA
04.038.175 | 10886982098665 | TFNA FENESTRATED SCREW 75MM | Trauma | EA
04.038.180 | 10886982098689 | TFNA FENESTRATED SCREW 80MM | Trauma | EA
04.038.185 | 10886982098702 | TFNA FENESTRATED SCREW 85MM | Trauma | EA
04.038.190 | 10886982098726 | TFNA FENESTRATED SCREW 90MM | Trauma | EA
04.038.195 | 10886982098740 | TFNA FENESTRATED SCREW 95MM | Trauma | EA
04.038.200 | 10886982098764 | TFNA FENESTRATED SCREW 100MM | Trauma | EA
04.038.205 | 10886982098788 | TFNA FENESTRATED SCREW 105MM | Trauma | EA
04.038.210 | 10886982098801 | TFNA FENESTRATED SCREW 110MM | Trauma | EA
04.038.215 | 10886982098825 | TFNA FENESTRATED SCREW 115MM | Trauma | EA
04.038.220 | 10886982098849 | TFNA FENESTRATED SCREW 120MM | Trauma | EA
04.038.225 | 10886982098863 | TFNA FENESTRATED SCREW 125MM | Trauma | EA
04.038.230 | 10886982098887 | TFNA FENESTRATED SCREW 130MM | Trauma | EA
03.010.522 | 10886982069344 | SPIRAL COMBINATION HAMMER 500 GRAMS | Trauma | EA
03.037.008 | 10886982070258 | 8MM CANNULATED CURVED AWL | Trauma | EA
03.010.170 | 10886982068026 | HAMMER GUIDE | Trauma | EA
03.010.485 | 10886982069030 | RADIOLUCENT INSERTION HANDLE FOR EXPERT TIBIA NAILS/23MM | Trauma | EA
03.117.602 | 10886982073235 | TEMPLATE FOR 2.7/3.5 VA-LCP EXT MEDL DHP 2H/RT/85MM | Trauma | EA
03.010.486 | 10886982069047 | RADIOLUCENT INSERTION HANDLE FOR EXPERT NAILS/100MM | Trauma | EA
03.117.004 | 10886982073143 | TMPL F/2.7/3.5 VA-LCP POSTLAT DHP W/LAT SUPT 4H/RT/88MM | Trauma | EA
03.117.702 | 10886982073242 | TEMPLATE FOR 2.7/3.5 VA-LCP EXT MEDL DHP 2H/LT/85MM | Trauma | EA
03.010.504 | 10886982069214 | 13.0MM PROTECTION SLEEVE FOR EXPERT ALFN/QC | Trauma | EA
03.010.505 | 10886982069221 | 17.0MM PROTECTION SLEEVE FOR EXPERT LFN NAIL/QC | Trauma | EA
03.010.487 | 10886982069054 | RADIOLUCENT INSERTION HANDLE FOR EXPERT NAILS/175MM | Trauma | EA
03.010.488 | 10886982069061 | RADIOLUCENT INSERTION HANDLE FOR EXPERT ALFN/100MM | Trauma | EA
03.010.489 | 10886982069078 | AIMING ARM FOR RETROGRADE SPIRAL BLADE LOCKING | Trauma | EA
04.038.070S | 10886982098399 | TFNA SCREW 70MM - STERILE | Trauma | EA
04.038.075S | 10886982098412 | TFNA SCREW 75MM - STERILE | Trauma | EA
04.038.080S | 10886982098436 | TFNA SCREW 80MM - STERILE | Trauma | EA
03.010.507 | 10886982069238 | MULTI HOLE WIRE GUIDE FOR EXPERT RETROGRADE FEMORAL NAIL | Trauma | EA
04.038.085S | 10886982098450 | TFNA SCREW 85MM - STERILE | Trauma | EA
03.010.508 | 10886982069245 | MULTI HOLE WIRE GUIDE FOR EXPERT ANTEGRADE FEMORAL NAIL | Trauma | EA
04.038.090S | 10886982098474 | TFNA SCREW 90MM - STERILE | Trauma | EA
03.010.509 | 10886982069252 | MULTI HOLE WIRE GUIDE FOR EXPERT ALFN | Trauma | EA
04.038.095S | 10886982098498 | TFNA SCREW 95MM - STERILE | Trauma | EA
03.010.510 | 10886982069269 | MULTI HOLE WIRE GUIDE FOR EXPERT LFN | Trauma | EA
04.038.100S | 10886982098511 | TFNA SCREW 100MM - STERILE | Trauma | EA
04.038.105S | 10886982098535 | TFNA SCREW 105MM - STERILE | Trauma | EA
04.038.110S | 10886982098559 | TFNA SCREW 110MM - STERILE | Trauma | EA
04.038.115S | 10886982098573 | TFNA SCREW 115MM - STERILE | Trauma | EA
04.038.120S | 10886982098597 | TFNA SCREW 120MM - STERILE | Trauma | EA
04.038.125S | 10886982098610 | TFNA SCREW 125MM - STERILE | Trauma | EA
04.038.130S | 10886982098634 | TFNA SCREW 130MM - STERILE | Trauma | EA
03.010.492 | 10886982069092 | SPIRAL BLADE MEASURING DEVICE FOR EXPERT RAFN | Trauma | EA
03.010.493 | 10886982069108 | DIRECT MEASURING DEVICE FOR RECON SCREWS TO 400MM | Trauma | EA
03.010.494 | 10886982069115 | DEPTH GAUGE FOR LOCKING SCREWS TO 100MM | Trauma | EA
03.010.517 | 10886982069306 | T-HANDLE BALL HEX SCREWDRIVER 8MM | Trauma | EA
03.010.480 | 10886982068989 | RADIOLUCENT AIMING ARM FOR ANTEGRADE STANDARD LOCKING | Trauma | EA
03.010.481 | 10886982068996 | RADIOLUCENT AIMING ARM FOR RETROGRADE STANDARD LOCKING | Trauma | EA
03.010.482 | 10886982069009 | RADIOLUCENT RECON AIMING ARM FOR EXPERT LFN | Trauma | EA
03.010.483 | 10886982069016 | RADIOLUCENT RECON AIMING ARM FOR EXPERT ALFN | Trauma | EA
03.010.496 | 10886982069139 | T-HANDLE/CANNULATED WITH QUICK COUPLING | Trauma | EA
03.010.500 | 10886982069177 | SILICONE HANDLE WITH QUICK COUPLING | Trauma | EA
03.010.516 | 10886982069290 | HANDLE/ LARGE WITH QUICK COUPLING | Trauma | EA
04.038.170S | 10886982098658 | TFNA FENESTRATED SCREW 70MM - STERILE | Trauma | EA
04.038.175S | 10886982098672 | TFNA FENESTRATED SCREW 75MM - STERILE | Trauma | EA
04.038.180S | 10886982098696 | TFNA FENESTRATED SCREW 80MM - STERILE | Trauma | EA
04.038.185S | 10886982098719 | TFNA FENESTRATED SCREW 85MM - STERILE | Trauma | EA
04.038.190S | 10886982098733 | TFNA FENESTRATED SCREW 90MM - STERILE | Trauma | EA
04.038.195S | 10886982098757 | TFNA FENESTRATED SCREW 95MM - STERILE | Trauma | EA
04.038.200S | 10886982098771 | TFNA FENESTRATED SCREW 100MM - STERILE | Trauma | EA
04.038.205S | 10886982098795 | TFNA FENESTRATED SCREW 105MM - STERILE | Trauma | EA
04.038.210S | 10886982098818 | TFNA FENESTRATED SCREW 110MM - STERILE | Trauma | EA
04.038.215S | 10886982098832 | TFNA FENESTRATED SCREW 115MM - STERILE | Trauma | EA
04.038.220S | 10886982098856 | TFNA FENESTRATED SCREW 120MM - STERILE | Trauma | EA
04.038.225S | 10886982098870 | TFNA FENESTRATED SCREW 125MM - STERILE | Trauma | EA
04.038.230S | 10886982098894 | TFNA FENESTRATED SCREW 130MM - STERILE | Trauma | EA
04.038.000S | 10886982098344 | TI END CAP FOR TFNA 0MM EXTN - STERILE | Trauma | EA
04.038.005S | 10886982098351 | TI END CAP FOR TFNA 5MM EXTN - STERILE | Trauma | EA
04.038.010S | 10886982098368 | TI END CAP FOR TFNA 10MM EXTN - STERILE | Trauma | EA
04.038.015S | 10886982098375 | TI END CAP FOR TFNA 15MM EXTN - STERILE | Trauma | EA
03.010.523 | 10886982069351 | DRIVING CAP/THREADED | Trauma | EA
03.010.499 | 10886982069160 | CANNULATED CONNECTING SCREW FOR 175MM INSERTION HANDLE | Trauma | EA
03.010.495 | 10886982069122 | IM REDUCTION TOOL/CURVED WITH QUICK COUPLING | Trauma | EA
03.010.491 | 10886982069085 | LONG SCALPEL HANDLE | Trauma | EA
SD03.110.007 | 10886982002792 | DISTAL RADIUS PLATE HOLDER | Trauma | EA
03.010.501 | 10886982069184 | 12.0MM PROTECTION SLEEVE FOR EXPERT TIBIA NAIL/QC | Trauma | EA
03.010.502 | 10886982069191 | 13.0MM PROTECTION SLEEVE FOR RAFN RETROGRADE/QC | Trauma | EA
03.010.503 | 10886982069207 | 13.0MM PROTECTION SLEEVE FOR RAFN ANTEGRADE/QC | Trauma | EA
03.010.497 | 10886982069146 | CAM LOCK LEVER FOR RADIOLUCENT AIMING ARMS | Trauma | EA
03.010.520 | 10886982069337 | CANNULATED STARDRIVE SCREWDRIVER/T40/277MM | Trauma | EA
03.010.519 | 10886982069320 | STARDRIVE SCREWDRIVER/T25 SELF RETAINING/440MM | Trauma | EA
03.010.518 | 10886982069313 | STARDRIVE SCREWDRIVER/T25 SELF RETAINING/319MM | Trauma | EA
03.010.513 | 10886982069276 | STARDRIVE SCREWDRIVER/T25 SELF RETAINING/250MM | Trauma | EA
03.010.515 | 10886982069283 | INTER-LOCK SCREWDRIVER/T40/ 377MM | Trauma | EA
3006 | 10886982182616 | SYNTHES VETERINARY CATALOG 2012 | Trauma | EA
03.117.104 | 10886982073174 | TMPL F/2.7/3.5 VA-LCP POSTLAT DHP W/LAT SUPT 4H/LT/88MM | Trauma | EA
SD314.029 | 10886982004604 | 2.5MM CANNULATED HEX SCREW DRIVER/275MM LONG | Trauma | EA
SD314.030 | 10886982004611 | 2.5MM CANNULATED HEX SCREW DRIVER SHAFT/200MM LONG | Trauma | EA
SD312.051 | 10886982004352 | 12.0MM/7.0MM PROTECTION SLEEVE SLOT/150MM LONG | Trauma | EA
SD312.052 | 10886982004369 | 7.0MM/1.25MM WIRE SLEEVE 160MM LONG | Trauma | EA
04.037.915S | 10886982097774 | 9MM/125 DEG TI CANN TFNA 235MM/LEFT - STERILE | Trauma | EA
04.037.914S | 10886982097767 | 9MM/125 DEG TI CANN TFNA 235MM/RIGHT-STERILE | Trauma | EA
04.037.944S | 10886982098047 | 9MM/130 DEG TI CANN TFNA 235MM/RIGHT - STERILE | Trauma | EA
04.037.945S | 10886982098054 | 9MM/130 DEG TI CANN TFNA 235MM/LEFT - STERILE | Trauma | EA
04.037.974S | 10886982098320 | 9MM/135 DEG TI CANN TFNA 235MM/RIGHT - STERILE | Trauma | EA
04.037.975S | 10886982098337 | 9MM/135 DEG TI CANN TFNA 235MM/LEFT - STERILE | Trauma | EA
04.037.014S | 10886982095725 | 10MM/125 DEG TI CANN TFNA 235MM/RIGHT - STERILE | Trauma | EA
04.037.015S | 10886982095732 | 10MM/125 DEG TI CANN TFNA 235MM/LEFT - STERILE | Trauma | EA
04.037.044S | 10886982096005 | 10MM/130 DEG TI CANN TFNA 235MM/RIGHT - STERILE | Trauma | EA
04.037.045S | 10886982096012 | 10MM/130 DEG TI CANN TFNA 235MM/LEFT - STERILE | Trauma | EA
04.037.074S | 10886982096289 | 10MM/135 DEG TI CANN TFNA 235MM/RIGHT - STERILE | Trauma | EA
04.037.075S | 10886982096296 | 10MM/135 DEG TI CANN TFNA 235MM/LEFT - STERILE | Trauma | EA
04.037.114S | 10886982096326 | 11MM/125 DEG TI CANN TFNA 235MM/RIGHT - STERILE | Trauma | EA
04.037.115S | 10886982096333 | 11MM/125 DEG TI CANN TFNA 235MM/LEFT - STERILE | Trauma | EA
04.037.144S | 10886982096562 | 11MM/130 DEG TI CANN TFNA 235MM/RIGHT - STERILE | Trauma | EA
04.037.145S | 10886982096579 | 11MM/130 DEG TI CANN TFNA 235MM/LEFT - STERILE | Trauma | EA
04.037.174S | 10886982096807 | 11MM/135 DEG TI CANN TFNA 235MM/RIGHT - STERILE | Trauma | EA
04.037.175S | 10886982096814 | 11MM/135 DEG TI CANN TFNA 235MM/LEFT - STERILE | Trauma | EA
04.037.214S | 10886982097040 | 12MM/125 DEG TI CANN TFNA 235MM/RIGHT - STERILE | Trauma | EA
04.037.215S | 10886982097057 | 12MM/125 DEG TI CANN TFNA 235MM/LEFT - STERILE | Trauma | EA
04.037.244S | 10886982097286 | 12MM/130 DEG TI CANN TFNA 235MM/RIGHT - STERILE | Trauma | EA
04.037.245S | 10886982097293 | 12MM/130 DEG TI CANN TFNA 235MM/LEFT - STERILE | Trauma | EA
04.037.274S | 10886982097521 | 12MM/135 DEG TI CANN TFNA 235MM/RIGHT - STERILE | Trauma | EA
04.037.275S | 10886982097538 | 12MM/135 DEG TI CANN TFNA 235MM/LEFT - STERILE | Trauma | EA
04.037.188S | 10886982096906 | 11MM/135 DEG TI CANN TFNA 380MM/RIGHT - STERILE | Trauma | EA
04.037.189S | 10886982096913 | 11MM/135 DEG TI CANN TFNA 380MM/LEFT - STERILE | Trauma | EA
04.037.190S | 10886982096920 | 11MM/135 DEG TI CANN TFNA 400MM/RIGHT - STERILE | Trauma | EA
04.037.191S | 10886982096937 | 11MM/135 DEG TI CANN TFNA 400MM/LEFT - STERILE | Trauma | EA
04.037.192S | 10886982096944 | 11MM/135 DEG TI CANN TFNA 420MM/RIGHT - STERILE | Trauma | EA
04.037.193S | 10886982096951 | 11MM/135 DEG TI CANN TFNA 420MM/LEFT - STERILE | Trauma | EA
04.037.194S | 10886982096968 | 11MM/135 DEG TI CANN TFNA 440MM/RIGHT - STERILE | Trauma | EA
04.037.195S | 10886982096975 | 11MM/135 DEG TI CANN TFNA 440MM/LEFT - STERILE | Trauma | EA
04.037.196S | 10886982096982 | 11MM/135 DEG TI CANN TFNA 460MM/RIGHT - STERILE | Trauma | EA
04.037.197S | 10886982096999 | 11MM/135 DEG TI CANN TFNA 460MM/LEFT - STERILE | Trauma | EA
04.037.198S | 10886982097002 | 11MM/135 DEG TI CANN TFNA 480MM/RIGHT - STERILE | Trauma | EA
04.037.199S | 10886982097019 | 11MM/135 DEG TI CANN TFNA 480MM/LEFT - STERILE | Trauma | EA
04.037.220S | 10886982097064 | 12MM/125 DEG TI CANN TFNA 300MM/RIGHT - STERILE | Trauma | EA
04.037.221S | 10886982097071 | 12MM/125 DEG TI CANN TFNA 300MM/LEFT - STERILE | Trauma | EA
04.037.222S | 10886982097088 | 12MM/125 DEG TI CANN TFNA 320MM/RIGHT - STERILE | Trauma | EA
04.037.223S | 10886982097095 | 12MM/125 DEG TI CANN TFNA 320MM/LEFT - STERILE | Trauma | EA
04.037.224S | 10886982097101 | 12MM/125 DEG TI CANN TFNA 340MM/RIGHT - STERILE | Trauma | EA
04.037.225S | 10886982097118 | 12MM/125 DEG TI CANN TFNA 340MM/LEFT - STERILE | Trauma | EA
04.037.226S | 10886982097125 | 12MM/125 DEG TI CANN TFNA 360MM/RIGHT - STERILE | Trauma | EA
04.037.227S | 10886982097132 | 12MM/125 DEG TI CANN TFNA 360MM/LEFT - STERILE | Trauma | EA
04.037.228S | 10886982097149 | 12MM/125 DEG TI CANN TFNA 380MM/RIGHT - STERILE | Trauma | EA
04.037.912S | 10886982097743 | 9MM/125 DEG TI CANN TFNA 170MM - STERILE | Trauma | EA
04.037.237S | 10886982097231 | 12MM/125 DEG TI CANN TFNA 460MM/LEFT-STERILE | Trauma | EA
04.037.229S | 10886982097156 | 12MM/125 DEG TI CANN TFNA 380MM/LEFT - STERILE | Trauma | EA
04.037.230S | 10886982097163 | 12MM/125 DEG TI CANN TFNA 400MM/RIGHT - STERILE | Trauma | EA
04.037.942S | 10886982098023 | 9MM/130 DEG TI CANN TFNA 170MM - STERILE | Trauma | EA
04.037.238S | 10886982097248 | 12MM/125 DEG TI CANN TFNA 480MM/RIGHT-STERILE | Trauma | EA
04.037.231S | 10886982097170 | 12MM/125 DEG TI CANN TFNA 400MM/LEFT - STERILE | Trauma | EA
04.037.972S | 10886982098306 | 9MM/135 DEG TI CANN TFNA 170MM - STERILE | Trauma | EA
04.037.239S | 10886982097255 | 12MM/125 DEG TI CANN TFNA 480MM/LEFT-STERILE | Trauma | EA
04.037.232S | 10886982097187 | 12MM/125 DEG TI CANN TFNA 420MM/RIGHT - STERILE | Trauma | EA
04.037.250S | 10886982097309 | 12MM/130 DEG TI CANN TFNA 300MM/RIGHT-STERILE | Trauma | EA
04.037.012S | 10886982095701 | 10MM/125 DEG TI CANN TFNA 170MM - STERILE | Trauma | EA
04.037.233S | 10886982097194 | 12MM/125 DEG TI CANN TFNA 420MM/LEFT - STERILE | Trauma | EA
04.037.251S | 10886982097316 | 12MM/130 DEG TI CANN TFNA 300MM/LEFT-STERILE | Trauma | EA
04.037.234S | 10886982097200 | 12MM/125 DEG TI CANN TFNA 440MM/RIGHT - STERILE | Trauma | EA
04.037.252S | 10886982097323 | 12MM/130 DEG TI CANN TFNA 320MM/RIGHT-STERILE | Trauma | EA
04.037.042S | 10886982095985 | 10MM/130 DEG TI CANN TFNA 170MM - STERILE | Trauma | EA
04.037.253S | 10886982097330 | 12MM/130 DEG TI CANN TFNA 320MM/LEFT-STERILE | Trauma | EA
04.037.235S | 10886982097217 | 12MM/125 DEG TI CANN TFNA 440MM/LEFT - STERILE | Trauma | EA
04.037.072S | 10886982096265 | 10MM/135 DEG TI CANN TFNA 170MM - STERILE | Trauma | EA
04.037.254S | 10886982097347 | 12MM/130 DEG TI CANN TFNA 340MM/RIGHT-STERILE | Trauma | EA
04.037.236S | 10886982097224 | 12MM/125 DEG TI CANN TFNA 460MM/RIGHT - STERILE | Trauma | EA
04.037.112S | 10886982096302 | 11MM/125 DEG TI CANN TFNA 170MM - STERILE | Trauma | EA
04.037.255S | 10886982097354 | 12MM/130 DEG TI CANN TFNA 340MM/LEFT-STERILE | Trauma | EA
04.037.256S | 10886982097361 | 12MM/130 DEG TI CANN TFNA 360MM/RIGHT-STERILE | Trauma | EA
04.037.257S | 10886982097378 | 12MM/130 DEG TI CANN TFNA 360MM/LEFT-STERILE | Trauma | EA
04.037.258S | 10886982097385 | 12MM/130 DEG TI CANN TFNA 380MM/RIGHT-STERILE | Trauma | EA
04.037.142S | 10886982096548 | 11MM/130 DEG TI CANN TFNA 170MM - STERILE | Trauma | EA
04.037.259S | 10886982097392 | 12MM/130 DEG TI CANN TFNA 380MM/LEFT-STERILE | Trauma | EA
04.037.172S | 10886982096784 | 11MM/135 DEG TI CANN TFNA 170MM - STERILE | Trauma | EA
04.037.260S | 10886982097408 | 12MM/130 DEG TI CANN TFNA 400MM/RIGHT-STERILE | Trauma | EA
04.037.261S | 10886982097415 | 12MM/130 DEG TI CANN TFNA 400MM/LEFT-STERILE | Trauma | EA
04.037.212S | 10886982097026 | 12MM/125 DEG TI CANN TFNA 170MM - STERILE | Trauma | EA
04.037.242S | 10886982097262 | 12MM/130 DEG TI CANN TFNA 170MM - STERILE | Trauma | EA
04.037.272S | 10886982097507 | 12MM/135 DEG TI CANN TFNA 170MM - STERILE | Trauma | EA
04.037.913S | 10886982097750 | 9MM/125 DEG TI CANN TFNA 200MM - STERILE | Trauma | EA
04.037.943S | 10886982098030 | 9MM/130 DEG TI CANN TFNA 200MM - STERILE | Trauma | EA
04.037.973S | 10886982098313 | 9MM/135 DEG TI CANN TFNA 200MM - STERILE | Trauma | EA
04.037.013S | 10886982095718 | 10MM/125 DEG TI CANN TFNA 200MM - STERILE | Trauma | EA
04.037.043S | 10886982095992 | 10MM/130 DEG TI CANN TFNA 200MM - STERILE | Trauma | EA
04.037.073S | 10886982096272 | 10MM/135 DEG TI CANN TFNA 200MM - STERILE | Trauma | EA
04.037.113S | 10886982096319 | 11MM/125 DEG TI CANN TFNA 200MM - STERILE | Trauma | EA
04.037.143S | 10886982096555 | 11MM/130 DEG TI CANN TFNA 200MM - STERILE | Trauma | EA
04.037.173S | 10886982096791 | 11MM/135 DEG TI CANN TFNA 200MM - STERILE | Trauma | EA
04.037.213S | 10886982097033 | 12MM/125 DEG TI CANN TFNA 200MM - STERILE | Trauma | EA
04.037.243S | 10886982097279 | 12MM/130 DEG TI CANN TFNA 200MM - STERILE | Trauma | EA
04.037.273S | 10886982097514 | 12MM/135 DEG TI CANN TFNA 200MM - STERILE | Trauma | EA
04.037.262S | 10886982097422 | 12MM/130 DEG TI CANN TFNA 420MM/RIGHT-STERILE | Trauma | EA
04.037.263S | 10886982097439 | 12MM/130 DEG TI CANN TFNA 420MM/LEFT-STERILE | Trauma | EA
04.037.264S | 10886982097446 | 12MM/130 DEG TI CANN TFNA 440MM/RIGHT-STERILE | Trauma | EA
04.037.265S | 10886982097453 | 12MM/130 DEG TI CANN TFNA 440MM/LEFT-STERILE | Trauma | EA
04.037.266S | 10886982097460 | 12MM/130 DEG TI CANN TFNA 460MM/RIGHT-STERILE | Trauma | EA
04.037.267S | 10886982097477 | 12MM/130 DEG TI CANN TFNA 460MM/LEFT-STERILE | Trauma | EA
04.037.060S | 10886982096166 | 10MM/130 DEG TI CANN TFNA 400MM/RIGHT - STERILE | Trauma | EA
04.037.268S | 10886982097484 | 12MM/130 DEG TI CANN TFNA 480MM/RIGHT-STERILE | Trauma | EA
04.037.269S | 10886982097491 | 12MM/130 DEG TI CANN TFNA 480MM/LEFT-STERILE | Trauma | EA
04.037.061S | 10886982096173 | 10MM/130 DEG TI CANN TFNA 400MM/LEFT - STERILE | Trauma | EA
04.037.062S | 10886982096180 | 10MM/130 DEG TI CANN TFNA 420MM/RIGHT - STERILE | Trauma | EA
04.037.063S | 10886982096197 | 10MM/130 DEG TI CANN TFNA 420MM/LEFT - STERILE | Trauma | EA
04.037.064S | 10886982096203 | 10MM/130 DEG TI CANN TFNA 440MM/RIGHT - STERILE | Trauma | EA
04.037.065S | 10886982096210 | 10MM/130 DEG TI CANN TFNA 440MM/LEFT - STERILE | Trauma | EA
04.037.066S | 10886982096227 | 10MM/130 DEG TI CANN TFNA 460MM/RIGHT - STERILE | Trauma | EA
04.037.067S | 10886982096234 | 10MM/130 DEG TI CANN TFNA 460MM/LEFT - STERILE | Trauma | EA
04.037.068S | 10886982096241 | 10MM/130 DEG TI CANN TFNA 480MM/RIGHT - STERILE | Trauma | EA
04.037.069S | 10886982096258 | 10MM/130 DEG TI CANN TFNA 480MM/LEFT - STERILE | Trauma | EA
04.037.120S | 10886982096340 | 11MM/125 DEG TI CANN TFNA 300MM/RIGHT - STERILE | Trauma | EA
04.037.450S | 10886982097545 | 14MM/130 DEG TI CANN TFNA 300MM/RIGHT-STERILE | Trauma | EA
04.037.121S | 10886982096357 | 11MM/125 DEG TI CANN TFNA 300MM/LEFT - STERILE | Trauma | EA
04.037.122S | 10886982096364 | 11MM/125 DEG TI CANN TFNA 320MM/RIGHT - STERILE | Trauma | EA
04.037.451S | 10886982097552 | 14MM/130 DEG TI CANN TFNA 300MM/LEFT-STERILE | Trauma | EA
04.037.123S | 10886982096371 | 11MM/125 DEG TI CANN TFNA 320MM/LEFT - STERILE | Trauma | EA
04.037.124S | 10886982096388 | 11MM/125 DEG TI CANN TFNA 340MM/RIGHT - STERILE | Trauma | EA
04.037.125S | 10886982096395 | 11MM/125 DEG TI CANN TFNA 340MM/LEFT - STERILE | Trauma | EA
04.037.126S | 10886982096401 | 11MM/125 DEG TI CANN TFNA 360MM/RIGHT - STERILE | Trauma | EA
04.037.127S | 10886982096418 | 11MM/125 DEG TI CANN TFNA 360MM/LEFT - STERILE | Trauma | EA
04.037.128S | 10886982096425 | 11MM/125 DEG TI CANN TFNA 380MM/RIGHT - STERILE | Trauma | EA
04.037.456S | 10886982097606 | 14MM/130 DEG TI CANN TFNA 360MM/RIGHT-STERILE | Trauma | EA
04.037.457S | 10886982097613 | 14MM/130 DEG TI CANN TFNA 360MM/LEFT-STERILE | Trauma | EA
04.037.458S | 10886982097620 | 14MM/130 DEG TI CANN TFNA 380MM/RIGHT-STERILE | Trauma | EA
04.037.459S | 10886982097637 | 14MM/130 DEG TI CANN TFNA 380MM/LEFT-STERILE | Trauma | EA
04.037.129S | 10886982096432 | 11MM/125 DEG TI CANN TFNA 380MM/LEFT - STERILE | Trauma | EA
04.037.460S | 10886982097644 | 14MM/130 DEG TI CANN TFNA 400MM/RIGHT-STERILE | Trauma | EA
04.037.461S | 10886982097651 | 14MM/130 DEG TI CANN TFNA 400MM/LEFT-STERILE | Trauma | EA
04.037.462S | 10886982097668 | 14MM/130 DEG TI CANN TFNA 420MM/RIGHT-STERILE | Trauma | EA
04.037.463S | 10886982097675 | 14MM/130 DEG TI CANN TFNA 420MM/LEFT-STERILE | Trauma | EA
04.037.130S | 10886982096449 | 11MM/125 DEG TI CANN TFNA 400MM/RIGHT - STERILE | Trauma | EA
04.037.464S | 10886982097682 | 14MM/130 DEG TI CANN TFNA 440MM/RIGHT-STERILE | Trauma | EA
04.037.465S | 10886982097699 | 14MM/130 DEG TI CANN TFNA 440MM/LEFT-STERILE | Trauma | EA
04.037.466S | 10886982097705 | 14MM/130 DEG TI CANN TFNA 460MM/RIGHT-STERILE | Trauma | EA
04.037.467S | 10886982097712 | 14MM/130 DEG TI CANN TFNA 460MM/LEFT-STERILE | Trauma | EA
04.037.468S | 10886982097729 | 14MM/130 DEG TI CANN TFNA 480MM/RIGHT-STERILE | Trauma | EA
04.037.469S | 10886982097736 | 14MM/130 DEG TI CANN TFNA 480MM/LEFT-STERILE | Trauma | EA
04.037.131S | 10886982096456 | 11MM/125 DEG TI CANN TFNA 400MM/LEFT - STERILE | Trauma | EA
04.037.132S | 10886982096463 | 11MM/125 DEG TI CANN TFNA 420MM/RIGHT - STERILE | Trauma | EA
04.037.452S | 10886982097569 | 14MM/130 DEG TI CANN TFNA 320MM/RIGHT-STERILE | Trauma | EA
04.037.133S | 10886982096470 | 11MM/125 DEG TI CANN TFNA 420MM/LEFT - STERILE | Trauma | EA
04.037.453S | 10886982097576 | 14MM/130 DEG TI CANN TFNA 320MM/LEFT-STERILE | Trauma | EA
04.037.134S | 10886982096487 | 11MM/125 DEG TI CANN TFNA 440MM/RIGHT - STERILE | Trauma | EA
04.037.454S | 10886982097583 | 14MM/130 DEG TI CANN TFNA 340MM/RIGHT-STERILE | Trauma | EA
04.037.135S | 10886982096494 | 11MM/125 DEG TI CANN TFNA 440MM/LEFT - STERILE | Trauma | EA
04.037.455S | 10886982097590 | 14MM/130 DEG TI CANN TFNA 340MM/LEFT-STERILE | Trauma | EA
04.037.136S | 10886982096500 | 11MM/125 DEG TI CANN TFNA 460MM/RIGHT - STERILE | Trauma | EA
04.037.137S | 10886982096517 | 11MM/125 DEG TI CANN TFNA 460MM/LEFT - STERILE | Trauma | EA
04.037.138S | 10886982096524 | 11MM/125 DEG TI CANN TFNA 480MM/RIGHT - STERILE | Trauma | EA
04.037.139S | 10886982096531 | 11MM/125 DEG TI CANN TFNA 480MM/LEFT - STERILE | Trauma | EA
04.037.150S | 10886982096586 | 11MM/130 DEG TI CANN TFNA 300MM/RIGHT - STERILE | Trauma | EA
04.037.151S | 10886982096593 | 11MM/130 DEG TI CANN TFNA 300MM/LEFT - STERILE | Trauma | EA
04.037.152S | 10886982096609 | 11MM/130 DEG TI CANN TFNA 320MM/RIGHT - STERILE | Trauma | EA
04.037.153S | 10886982096616 | 11MM/130 DEG TI CANN TFNA 320MM/LEFT - STERILE | Trauma | EA
04.037.154S | 10886982096623 | 11MM/130 DEG TI CANN TFNA 340MM/RIGHT - STERILE | Trauma | EA
04.037.155S | 10886982096630 | 11MM/130 DEG TI CANN TFNA 340MM/LEFT - STERILE | Trauma | EA
04.037.156S | 10886982096647 | 11MM/130 DEG TI CANN TFNA 360MM/RIGHT - STERILE | Trauma | EA
04.037.157S | 10886982096654 | 11MM/130 DEG TI CANN TFNA 360MM/LEFT - STERILE | Trauma | EA
04.037.158S | 10886982096661 | 11MM/130 DEG TI CANN TFNA 380MM/RIGHT - STERILE | Trauma | EA
04.037.159S | 10886982096678 | 11MM/130 DEG TI CANN TFNA 380MM/LEFT - STERILE | Trauma | EA
04.037.160S | 10886982096685 | 11MM/130 DEG TI CANN TFNA 400MM/RIGHT - STERILE | Trauma | EA
04.037.161S | 10886982096692 | 11MM/130 DEG TI CANN TFNA 400MM/LEFT - STERILE | Trauma | EA
04.037.162S | 10886982096708 | 11MM/130 DEG TI CANN TFNA 420MM/RIGHT - STERILE | Trauma | EA
04.037.163S | 10886982096715 | 11MM/130 DEG TI CANN TFNA 420MM/LEFT - STERILE | Trauma | EA
04.037.164S | 10886982096722 | 11MM/130 DEG TI CANN TFNA 440MM/RIGHT - STERILE | Trauma | EA
04.037.165S | 10886982096739 | 11MM/130 DEG TI CANN TFNA 440MM/LEFT - STERILE | Trauma | EA
04.037.166S | 10886982096746 | 11MM/130 DEG TI CANN TFNA 460MM/RIGHT - STERILE | Trauma | EA
04.037.167S | 10886982096753 | 11MM/130 DEG TI CANN TFNA 460MM/LEFT - STERILE | Trauma | EA
04.037.168S | 10886982096760 | 11MM/130 DEG TI CANN TFNA 480MM/RIGHT - STERILE | Trauma | EA
04.037.169S | 10886982096777 | 11MM/130 DEG TI CANN TFNA 480MM/LEFT - STERILE | Trauma | EA
04.037.180S | 10886982096821 | 11MM/135 DEG TI CANN TFNA 300MM/RIGHT - STERILE | Trauma | EA
04.037.181S | 10886982096838 | 11MM/135 DEG TI CANN TFNA 300MM/LEFT - STERILE | Trauma | EA
04.037.182S | 10886982096845 | 11MM/135 DEG TI CANN TFNA 320MM/RIGHT - STERILE | Trauma | EA
04.037.183S | 10886982096852 | 11MM/135 DEG TI CANN TFNA 320MM/LEFT - STERILE | Trauma | EA
04.037.184S | 10886982096869 | 11MM/135 DEG TI CANN TFNA 340MM/RIGHT - STERILE | Trauma | EA
04.037.185S | 10886982096876 | 11MM/135 DEG TI CANN TFNA 340MM/LEFT - STERILE | Trauma | EA
04.037.186S | 10886982096883 | 11MM/135 DEG TI CANN TFNA 360MM/RIGHT - STERILE | Trauma | EA
04.037.187S | 10886982096890 | 11MM/135 DEG TI CANN TFNA 360MM/LEFT - STERILE | Trauma | EA
04.037.916S | 10886982097781 | 9MM/125 DEG TI CANN TFNA 260MM/RIGHT - STERILE | Trauma | EA
04.037.025S | 10886982095831 | 10MM/125 DEG TI CANN TFNA 340MM/LEFT - STERILE | Trauma | EA
04.037.026S | 10886982095848 | 10MM/125 DEG TI CANN TFNA 360MM/RIGHT - STERILE | Trauma | EA
04.037.027S | 10886982095855 | 10MM/125 DEG TI CANN TFNA 360MM/LEFT - STERILE | Trauma | EA
04.037.028S | 10886982095862 | 10MM/125 DEG TI CANN TFNA 380MM/RIGHT - STERILE | Trauma | EA
04.037.029S | 10886982095879 | 10MM/125 DEG TI CANN TFNA 380MM/LEFT - STERILE | Trauma | EA
04.037.030S | 10886982095886 | 10MM/125 DEG TI CANN TFNA 400MM/RIGHT - STERILE | Trauma | EA
04.037.917S | 10886982097798 | 9MM/125 DEG TI CANN TFNA 260MM/LEFT - STERILE | Trauma | EA
04.037.031S | 10886982095893 | 10MM/125 DEG TI CANN TFNA 400MM/LEFT - STERILE | Trauma | EA
04.037.032S | 10886982095909 | 10MM/125 DEG TI CANN TFNA 420MM/RIGHT - STERILE | Trauma | EA
04.037.918S | 10886982097804 | 9MM/125 DEG TI CANN TFNA 280MM/RIGHT - STERILE | Trauma | EA
04.037.033S | 10886982095916 | 10MM/125 DEG TI CANN TFNA 420MM/LEFT - STERILE | Trauma | EA
04.037.034S | 10886982095923 | 10MM/125 DEG TI CANN TFNA 440MM/RIGHT - STERILE | Trauma | EA
04.037.920S | 10886982097828 | 9MM/125 DEG TI CANN TFNA 300MM/RIGHT - STERILE | Trauma | EA
04.037.035S | 10886982095930 | 10MM/125 DEG TI CANN TFNA 440MM/LEFT - STERILE | Trauma | EA
04.037.921S | 10886982097835 | 9MM/125 DEG TI CANN TFNA 300MM/LEFT - STERILE | Trauma | EA
04.037.036S | 10886982095947 | 10MM/125 DEG TI CANN TFNA 460MM/RIGHT - STERILE | Trauma | EA
04.037.037S | 10886982095954 | 10MM/125 DEG TI CANN TFNA 460MM/LEFT - STERILE | Trauma | EA
04.037.922S | 10886982097842 | 9MM/125 DEG TI CANN TFNA 320MM/RIGHT - STERILE | Trauma | EA
04.037.038S | 10886982095961 | 10MM/125 DEG TI CANN TFNA 480MM/RIGHT - STERILE | Trauma | EA
04.037.923S | 10886982097859 | 9MM/125 DEG TI CANN TFNA 320MM/LEFT - STERILE | Trauma | EA
04.037.924S | 10886982097866 | 9MM/125 DEG TI CANN TFNA 340MM/RIGHT - STERILE | Trauma | EA
04.037.039S | 10886982095978 | 10MM/125 DEG TI CANN TFNA 480MM/LEFT - STERILE | Trauma | EA
04.037.046S | 10886982096029 | 10MM/130 DEG TI CANN TFNA 260MM/RIGHT - STERILE | Trauma | EA
04.037.925S | 10886982097873 | 9MM/125 DEG TI CANN TFNA 340MM/LEFT - STERILE | Trauma | EA
04.037.926S | 10886982097880 | 9MM/125 DEG TI CANN TFNA 360MM/RIGHT - STERILE | Trauma | EA
04.037.927S | 10886982097897 | 9MM/125 DEG TI CANN TFNA 360MM/LEFT - STERILE | Trauma | EA
04.037.928S | 10886982097903 | 9MM/125 DEG TI CANN TFNA 380MM/RIGHT - STERILE | Trauma | EA
04.037.929S | 10886982097910 | 9MM/125 DEG TI CANN TFNA 380MM/LEFT - STERILE | Trauma | EA
04.037.930S | 10886982097927 | 9MM/125 DEG TI CANN TFNA 400MM/RIGHT - STERILE | Trauma | EA
04.037.047S | 10886982096036 | 10MM/130 DEG TI CANN TFNA 260MM/LEFT - STERILE | Trauma | EA
04.037.931S | 10886982097934 | 9MM/125 DEG TI CANN TFNA 400MM/LEFT - STERILE | Trauma | EA
04.037.048S | 10886982096043 | 10MM/130 DEG TI CANN TFNA 280MM/RIGHT - STERILE | Trauma | EA
04.037.932S | 10886982097941 | 9MM/125 DEG TI CANN TFNA 420MM/RIGHT - STERILE | Trauma | EA
04.037.049S | 10886982096050 | 10MM/130 DEG TI CANN TFNA 280MM/LEFT - STERILE | Trauma | EA
04.037.933S | 10886982097958 | 9MM/125 DEG TI CANN TFNA 420MM/LEFT - STERILE | Trauma | EA
04.037.050S | 10886982096067 | 10MM/130 DEG TI CANN TFNA 300MM/RIGHT - STERILE | Trauma | EA
04.037.051S | 10886982096074 | 10MM/130 DEG TI CANN TFNA 300MM/LEFT - STERILE | Trauma | EA
04.037.934S | 10886982097965 | 9MM/125 DEG TI CANN TFNA 440MM/RIGHT - STERILE | Trauma | EA
04.037.935S | 10886982097972 | 9MM/125 DEG TI CANN TFNA 440MM/LEFT - STERILE | Trauma | EA
04.037.052S | 10886982096081 | 10MM/130 DEG TI CANN TFNA 320MM/RIGHT - STERILE | Trauma | EA
04.037.936S | 10886982097989 | 9MM/125 DEG TI CANN TFNA 460MM/RIGHT - STERILE | Trauma | EA
04.037.053S | 10886982096098 | 10MM/130 DEG TI CANN TFNA 320MM/LEFT - STERILE | Trauma | EA
04.037.054S | 10886982096104 | 10MM/130 DEG TI CANN TFNA 340MM/RIGHT - STERILE | Trauma | EA
04.037.937S | 10886982097996 | 9MM/125 DEG TI CANN TFNA 460MM/LEFT - STERILE | Trauma | EA
04.037.938S | 10886982098009 | 9MM/125 DEG TI CANN TFNA 480MM/RIGHT - STERILE | Trauma | EA
04.037.055S | 10886982096111 | 10MM/130 DEG TI CANN TFNA 340MM/LEFT - STERILE | Trauma | EA
04.037.939S | 10886982098016 | 9MM/125 DEG TI CANN TFNA 480MM/LEFT - STERILE | Trauma | EA
04.037.056S | 10886982096128 | 10MM/130 DEG TI CANN TFNA 360MM/RIGHT - STERILE | Trauma | EA
04.037.946S | 10886982098061 | 9MM/130 DEG TI CANN TFNA 260MM/RIGHT - STERILE | Trauma | EA
04.037.057S | 10886982096135 | 10MM/130 DEG TI CANN TFNA 360MM/LEFT - STERILE | Trauma | EA
04.037.947S | 10886982098078 | 9MM/130 DEG TI CANN TFNA 260MM/LEFT - STERILE | Trauma | EA
04.037.058S | 10886982096142 | 10MM/130 DEG TI CANN TFNA 380MM/RIGHT - STERILE | Trauma | EA
04.037.948S | 10886982098085 | 9MM/130 DEG TI CANN TFNA 280MM/RIGHT - STERILE | Trauma | EA
04.037.059S | 10886982096159 | 10MM/130 DEG TI CANN TFNA 380MM/LEFT - STERILE | Trauma | EA
04.037.949S | 10886982098092 | 9MM/130 DEG TI CANN TFNA 280MM/LEFT - STERILE | Trauma | EA
04.037.950S | 10886982098108 | 9MM/130 DEG TI CANN TFNA 300MM/RIGHT - STERILE | Trauma | EA
04.037.951S | 10886982098115 | 9MM/130 DEG TI CANN TFNA 300MM/LEFT - STERILE | Trauma | EA
04.037.952S | 10886982098122 | 9MM/130 DEG TI CANN TFNA 320MM/RIGHT - STERILE | Trauma | EA
04.037.953S | 10886982098139 | 9MM/130 DEG TI CANN TFNA 320MM/LEFT - STERILE | Trauma | EA
04.037.954S | 10886982098146 | 9MM/130 DEG TI CANN TFNA 340MM/RIGHT - STERILE | Trauma | EA
04.037.955S | 10886982098153 | 9MM/130 DEG TI CANN TFNA 340MM/LEFT - STERILE | Trauma | EA
04.037.956S | 10886982098160 | 9MM/130 DEG TI CANN TFNA 360MM/RIGHT - STERILE | Trauma | EA
04.037.957S | 10886982098177 | 9MM/130 DEG TI CANN TFNA 360MM/LEFT - STERILE | Trauma | EA
04.037.958S | 10886982098184 | 9MM/130 DEG TI CANN TFNA 380MM/RIGHT - STERILE | Trauma | EA
04.037.959S | 10886982098191 | 9MM/130 DEG TI CANN TFNA 380MM/LEFT - STERILE | Trauma | EA
04.037.960S | 10886982098207 | 9MM/130 DEG TI CANN TFNA 400MM/RIGHT - STERILE | Trauma | EA
04.037.961S | 10886982098214 | 9MM/130 DEG TI CANN TFNA 400MM/LEFT - STERILE | Trauma | EA
04.037.962S | 10886982098221 | 9MM/130 DEG TI CANN TFNA 420MM/RIGHT - STERILE | Trauma | EA
04.037.963S | 10886982098238 | 9MM/130 DEG TI CANN TFNA 420MM/LEFT - STERILE | Trauma | EA
04.037.964S | 10886982098245 | 9MM/130 DEG TI CANN TFNA 440MM/RIGHT - STERILE | Trauma | EA
04.037.965S | 10886982098252 | 9MM/130 DEG TI CANN TFNA 440MM/LEFT - STERILE | Trauma | EA
04.037.966S | 10886982098269 | 9MM/130 DEG TI CANN TFNA 460MM/RIGHT - STERILE | Trauma | EA
04.037.967S | 10886982098276 | 9MM/130 DEG TI CANN TFNA 460MM/LEFT - STERILE | Trauma | EA
04.037.919S | 10886982097811 | 9MM/125 DEG TI CANN TFNA 280MM/LEFT - STERILE | Trauma | EA
04.037.968S | 10886982098283 | 9MM/130 DEG TI CANN TFNA 480MM/RIGHT - STERILE | Trauma | EA
04.037.969S | 10886982098290 | 9MM/130 DEG TI CANN TFNA 480MM/LEFT - STERILE | Trauma | EA
04.037.016S | 10886982095749 | 10MM/125 DEG TI CANN TFNA 260MM/RIGHT - STERILE | Trauma | EA
04.037.017S | 10886982095756 | 10MM/125 DEG TI CANN TFNA 260MM/LEFT - STERILE | Trauma | EA
04.037.018S | 10886982095763 | 10MM/125 DEG TI CANN TFNA 280MM/RIGHT - STERILE | Trauma | EA
04.037.019S | 10886982095770 | 10MM/125 DEG TI CANN TFNA 280MM/LEFT - STERILE | Trauma | EA
04.037.020S | 10886982095787 | 10MM/125 DEG TI CANN TFNA 300MM/RIGHT - STERILE | Trauma | EA
04.037.021S | 10886982095794 | 10MM/125 DEG TI CANN TFNA 300MM/LEFT - STERILE | Trauma | EA
04.037.022S | 10886982095800 | 10MM/125 DEG TI CANN TFNA 320MM/RIGHT - STERILE | Trauma | EA
04.037.023S | 10886982095817 | 10MM/125 DEG TI CANN TFNA 320MM/LEFT - STERILE | Trauma | EA
04.037.024S | 10886982095824 | 10MM/125 DEG TI CANN TFNA 340MM/RIGHT - STERILE | Trauma | EA
SD03.110.001 | 10886982002785 | 1.8MM VA COAXIAL DRILL GUIDE W/HANDLE/70MM LONG | Trauma | EA
SD03.211.002 | 10886982258779 | 2.0MM VARIABLE ANGLE LOCKING DRILL GUIDE | Trauma | EA
60.037.010 | 10886982258786 | LID FULL LENGTH F/IM NAILS GRAPHIC CASES | Trauma | EA
03.037.117 | 10886982258793 | SCREW ONLY GUIDE SLEEVE | Trauma | EA
03.037.215 | 10886982258809 | 125 DEG AIMING ARM SCREW ONLY | Trauma | EA
03.037.115 | 10886982258816 | 130 DEG AIMING ARM SCREW ONLY | Trauma | EA
02.111.731KS | 10886982261526 | 2.4MM VA LCP 2-COL DSTL RAD PL 7HH/3HS/LT KIT-STERILE | Trauma | EA
04.111.530KS | 10886982261533 | TI 2.4MM VA LCP 2-COL DSTL RAD PL NRW 6HH/3HS/RT KIT-STERILE | Trauma | EA
02.111.530KS | 10886982261540 | 2.4MM VA LCP 2-COL DSTL RAD PL NRW 6HH/3HS/RT KIT-STERILE | Trauma | EA
02.111.531KS | 10886982261557 | 2.4MM VA LCP 2-COL DSTL RAD PL NRW 6HH/3HS/LT KIT-STERILE | Trauma | EA
02.111.630KS | 10886982261564 | 2.4MM VA LCP 2-COL DSTL RAD PL 6HH/3HS/RT KIT-STERILE | Trauma | EA
02.111.631KS | 10886982261571 | 2.4MM VA LCP 2-COL DSTL RAD PL 6HH/3HS/LT KIT-STERILE | Trauma | EA
02.111.730KS | 10886982261588 | 2.4MM VA LCP 2-COL DSTL RAD PL 7HH/3HS/RT KIT-STERILE | Trauma | EA
04.111.531KS | 10886982261595 | TI 2.4MM VA LCP 2-COL DSTL RAD PL NRW 6HH/3HS/LT KIT-STERILE | Trauma | EA
04.111.630KS | 10886982261601 | TI 2.4MM VA LCP 2-COL DSTL RAD PL 6HH/3HS/RT KIT-STERILE | Trauma | EA
04.111.631KS | 10886982261618 | TI 2.4MM VA LCP 2-COL DSTL RAD PL 6HH/3HS/LT KIT-STERILE | Trauma | EA
04.111.730KS | 10886982261625 | TI 2.4MM VA LCP 2-COL DSTL RAD PL 7HH/3HS/RT KIT - STERILE | Trauma | EA
04.111.731KS | 10886982261632 | TI 2.4MM VA LCP 2-COL DSTL RAD PL 7HH/3HS/LT KIT-STERILE | Trauma | EA
VP4001.04 | 10886982261823 | 1.5MM LCP PLATE/4 HOLE | Trauma | EA
VP4101.04 | 10886982261830 | 1.5MM LCP PLATE/4 HOLE 4 HOLE WITH GUIDES | Trauma | EA
VP4101.06 | 10886982261847 | 1.5MM LCP PLATE/6 HOLE 6 HOLE WITH GUIDES | Trauma | EA
VP4102.06 | 10886982261854 | 1.5MM LCP ADAPTION PLATE 6 HOLE WITH GUIDES | Trauma | EA
VP4102.12 | 10886982261861 | 1.5MM LCP ADAPTION PLATE 12 HOLE WITH GUIDES | Trauma | EA
VP4103.08 | 10886982261878 | 1.5MM LCP T-PLATE/3H HEAD 8 HOLE SHAFT WITH GUIDES | Trauma | EA
VP4104.08 | 10886982261885 | 1.5MM LCP T-PLATE/4H HEAD 8 HOLE SHAFT WITH GUIDES | Trauma | EA
VP4105.L8 | 10886982261892 | 1.5MM LCP EXTENDED H-PLATE LEFT WITH GUIDES | Trauma | EA
VP4105.R8 | 10886982261908 | 1.5MM LCP EXTENDED H-PLATE RIGHT WITH GUIDES | Trauma | EA
VP4106.08 | 10886982261915 | 1.5MM LCP Y-PLATE/3H HEAD 8 HOLE SHAFT WITH GUIDES | Trauma | EA
VP4107.06 | 10886982261922 | 1.5MM LCP CONDYLAR PLATE 6 HOLE SHAFT WITH GUIDES | Trauma | EA
VP4001.06 | 10886982261939 | 1.5MM LCP PLATE/6 HOLE | Trauma | EA
VP4002.06 | 10886982261946 | 1.5MM LCP ADAPTION PLATE 6 HOLE | Trauma | EA
VP4002.12 | 10886982261953 | 1.5MM LCP ADAPTION PLATE 12 HOLE | Trauma | EA
VP4003.08 | 10886982261960 | 1.5MM LCP T-PLATE/3H HEAD 8 HOLE SHAFT | Trauma | EA
VP4004.08 | 10886982261977 | 1.5MM LCP T-PLATE/4H HEAD 8 HOLE SHAFT | Trauma | EA
VP4005.R8 | 10886982261984 | 1.5MM LCP EXTENDED H-PLATE RIGHT | Trauma | EA
VP4005.L8 | 10886982261991 | 1.5MM LCP EXTENDED H-PLATE LEFT | Trauma | EA
VP4006.08 | 10886982262004 | 1.5MM LCP Y-PLATE/3H HEAD 8 HOLE SHAFT | Trauma | EA
VP4007.06 | 10886982262011 | 1.5MM LCP CONDYLAR PLATE 6 HOLE SHAFT | Trauma | EA
VS105.007 | 10886982262028 | 1.5MM CORTEX SCREW SLF-TPNG WITH T4 STARDRIVE RECESS 7MM | Trauma | EA
VS105.006 | 10886982262035 | 1.5MM CORTEX SCREW SLF-TPNG WITH T4 STARDRIVE RECESS 6MM | Trauma | EA
VS105.008 | 10886982262042 | 1.5MM CORTEX SCREW SLF-TPNG WITH T4 STARDRIVE RECESS 8MM | Trauma | EA
VS105.009 | 10886982262059 | 1.5MM CORTEX SCREW SLF-TPNG WITH T4 STARDRIVE RECESS 9MM | Trauma | EA
VS105.010 | 10886982262066 | 1.5MM CORTEX SCREW SLF-TPNG WITH T4 STARDRIVE RECESS 10MM | Trauma | EA
VS105.011 | 10886982262073 | 1.5MM CORTEX SCREW SLF-TPNG WITH T4 STARDRIVE RECESS 11MM | Trauma | EA
VS105.012 | 10886982262080 | 1.5MM CORTEX SCREW SLF-TPNG WITH T4 STARDRIVE RECESS 12MM | Trauma | EA
VS105.013 | 10886982262097 | 1.5MM CORTEX SCREW SLF-TPNG WITH T4 STARDRIVE RECESS 13MM | Trauma | EA
VS105.014 | 10886982262103 | 1.5MM CORTEX SCREW SLF-TPNG WITH T4 STARDRIVE RECESS 14MM | Trauma | EA
VS105.015 | 10886982262110 | 1.5MM CORTEX SCREW SLF-TPNG WITH T4 STARDRIVE RECESS 15MM | Trauma | EA
VS105.016 | 10886982262127 | 1.5MM CORTEX SCREW SLF-TPNG WITH T4 STARDRIVE RECESS 16MM | Trauma | EA
VS105.018 | 10886982262134 | 1.5MM CORTEX SCREW SLF-TPNG WITH T4 STARDRIVE RECESS 18MM | Trauma | EA
VS105.020 | 10886982262141 | 1.5MM CORTEX SCREW SLF-TPNG WITH T4 STARDRIVE RECESS 20MM | Trauma | EA
VS105.022 | 10886982262158 | 1.5MM CORTEX SCREW SLF-TPNG WITH T4 STARDRIVE RECESS 22MM | Trauma | EA
VS105.024 | 10886982262165 | 1.5MM CORTEX SCREW SLF-TPNG WITH T4 STARDRIVE RECESS 24MM | Trauma | EA
03.111.100S | 10886982261649 | 2.4MM VA LCP INSTRUMENT KIT STERILE | Trauma | EA
03.111.117S | 10886982261656 | SCREWDRIVER T8 NON-RETAINING FOR REMOVAL - STERILE | Trauma | EA
03.111.120S | 10886982261663 | 2.4MM VA LCP 2-COL DSTL RAD PL TEMPLATES - STERILE | Trauma | EA
VS106.006 | 10886982261670 | 1.5MM LOCKING SCREW SLF-TPNG WITH T4 STARDRIVE RECESS 6MM | Trauma | EA
VS106.007 | 10886982261687 | 1.5MM LOCKING SCREW SLF-TPNG WITH T4 STARDRIVE RECESS 7MM | Trauma | EA
VS106.008 | 10886982261694 | 1.5MM LOCKING SCREW SLF-TPNG WITH T4 STARDRIVE RECESS 8MM | Trauma | EA
VS106.009 | 10886982261700 | 1.5MM LOCKING SCREW SLF-TPNG WITH T4 STARDRIVE RECESS 9MM | Trauma | EA
VS106.010 | 10886982261717 | 1.5MM LOCKING SCREW SLF-TPNG WITH T4 STARDRIVE RECESS 10MM | Trauma | EA
VS106.011 | 10886982261724 | 1.5MM LOCKING SCREW SLF-TPNG WITH T4 STARDRIVE RECESS 11MM | Trauma | EA
VS106.012 | 10886982261731 | 1.5MM LOCKING SCREW SLF-TPNG WITH T4 STARDRIVE RECESS 12MM | Trauma | EA
VS106.013 | 10886982261748 | 1.5MM LOCKING SCREW SLF-TPNG WITH T4 STARDRIVE RECESS 13MM | Trauma | EA
VS106.014 | 10886982261755 | 1.5MM LOCKING SCREW SLF-TPNG WITH T4 STARDRIVE RECESS 14MM | Trauma | EA
VS106.015 | 10886982261762 | 1.5MM LOCKING SCREW SLF-TPNG WITH T4 STARDRIVE RECESS 15MM | Trauma | EA
VS106.016 | 10886982261779 | 1.5MM LOCKING SCREW SLF-TPNG WITH T4 STARDRIVE RECESS 16MM | Trauma | EA
VS106.018 | 10886982261786 | 1.5MM LOCKING SCREW SLF-TPNG WITH T4 STARDRIVE RECESS 18MM | Trauma | EA
VS106.020 | 10886982261793 | 1.5MM LOCKING SCREW SLF-TPNG WITH T4 STARDRIVE RECESS 20MM | Trauma | EA
VS106.022 | 10886982261809 | 1.5MM LOCKING SCREW SLF-TPNG WITH T4 STARDRIVE RECESS 22MM | Trauma | EA
VS106.024 | 10886982261816 | 1.5MM LOCKING SCREW SLF-TPNG WITH T4 STARDRIVE RECESS 24MM | Trauma | EA
SD03.120.017 | 10886982262172 | T-HANDLE DRIVER | Trauma | EA
60.116.545 | 10886982262226 | 1.5MM LCP MODULE CASE VET | Trauma | EA
03.702.150S | 10886982262233 | TRAUMACEM(TM) V+ SYRINGE KIT - STERILE | Trauma | EA
03.702.121S | 04260277177874 | TRAUMACEM(TM) V+ INJECTION CANNULA FOR TFNA - STERILE | Trauma | EA
07.702.040S | 10886982262257 | TRAUMACEM(TM) V+ INJECTABLE BONE CEMENT - STERILE | Trauma | EA
SD03.111.007 | 10886982262288 | SET SCREW FOR GUIDING BLOCK | Trauma | EA
61.312.001 | 10886982262318 | MAXFRAME(TM) IMPLANTS/INSTR CASE 1 | Trauma | EA
61.312.002 | 10886982262325 | MAXFRAME(TM) IMPLANTS/INSTR CASE 2 | Trauma | EA
61.312.005 | 10886982262332 | MAXFRAME (TM) RINGS 90MM & 120MM | Trauma | EA
61.312.013 | 10886982262349 | MAXFRAME (TM) FOOT PL SHORT 120MM, 150MM, 180MM, 210MM | Trauma | EA
61.312.006 | 10886982262356 | MAXFRAME(TM) FULL RINGS 150MM/180MM/210MM | Trauma | EA
61.312.008 | 10886982262363 | MAXFRAME(TM) 5/8 & BRIDGING PL 150MM/180MM/210MM | Trauma | EA
61.312.010 | 10886982262370 | MAXFRAME(TM) STRUT SWAP KIT CASE | Trauma | EA
61.312.003 | 10886982262387 | MAXFRAME(TM) IMPLANTS/ QUICK ADJUST STRUTS | Trauma | EA
61.312.004 | 10886982262394 | MAXFRAME(TM) IMPLANTS/ STANDARD STRUTS | Trauma | EA
61.312.011 | 10886982262400 | MAXFRAME(TM) LABEL SHEET | Trauma | EA
61.312.012 | 10886982262417 | MAXFRAME(TM) FOOT PL LONG 120MM/150MM/180MM/210MM | Trauma | EA
SD399.097 | 10886982262424 | MEDIUM PUBIC SYMPHYSIS REDUCTION FORCEPS | Trauma | EA
SD03.037.025 | 10886982262431 | BLADE EXTRACTOR HANDLE | Trauma | EA
SD03.037.026 | 10886982262448 | BLADE EXTRACTOR SPACER | Trauma | EA
SD03.100.045 | 10886982262523 | PLATE HOLDING SLEEVE | Trauma | EA
SD03.100.047 | 10886982262530 | CONNECTING SCREW | Trauma | EA
SD03.100.048 | 10886982262547 | CLAMPING FOOT PLATE HOLDER | Trauma | EA
04.210.108TS | 10886982262554 | 2.4MM TI VA LOCKING SCREW STARDRIVE 8MM STERILE | Trauma | EA
04.210.110TS | 10886982262561 | 2.4MM TI VA LOCKING SCREW STARDRIVE 10MM STERILE | Trauma | EA
02.210.108TS | 10886982262578 | 2.4MM VA LOCKING SCREW STARDRIVE 8MM STERILE | Trauma | EA
04.210.112TS | 10886982262585 | 2.4MM TI VA LOCKING SCREW STARDRIVE 12MM STERILE | Trauma | EA
04.210.114TS | 10886982262592 | 2.4MM TI VA LOCKING SCREW STARDRIVE 14MM STERILE | Trauma | EA
04.210.116TS | 10886982262608 | 2.4MM TI VA LOCKING SCREW STARDRIVE 16MM STERILE | Trauma | EA
04.210.118TS | 10886982262615 | 2.4MM TI VA LOCKING SCREW STARDRIVE 18MM STERILE | Trauma | EA
04.210.120TS | 10886982262622 | 2.4MM TI VA LOCKING SCREW STARDRIVE 20MM STERILE | Trauma | EA
02.210.110TS | 10886982262639 | 2.4MM VA LOCKING SCREW STARDRIVE 10MM STERILE | Trauma | EA
04.210.122TS | 10886982262646 | 2.4MM TI VA LOCKING SCREW STARDRIVE 22MM STERILE | Trauma | EA
04.210.124TS | 10886982262653 | 2.4MM TI VA LOCKING SCREW STARDRIVE 24MM STERILE | Trauma | EA
02.210.112TS | 10886982262660 | 2.4MM VA LOCKING SCREW STARDRIVE 12MM STERILE | Trauma | EA
02.210.114TS | 10886982262677 | 2.4MM VA LOCKING SCREW STARDRIVE 14MM STERILE | Trauma | EA
02.210.116TS | 10886982262691 | 2.4MM VA LOCKING SCREW STARDRIVE 16MM STERILE | Trauma | EA
02.210.118TS | 10886982262707 | 2.4MM VA LOCKING SCREW STARDRIVE 18MM STERILE | Trauma | EA
04.210.126TS | 10886982262714 | 2.4MM TI VA LOCKING SCREW STARDRIVE 26MM STERILE | Trauma | EA
401.758TS | 10886982262721 | 2.4MM TI CORTEX SCREW SLF-TPNG WITH T8 STARDRIVE 8MM STERILE | Trauma | EA
02.210.120TS | 10886982262738 | 2.4MM VA LOCKING SCREW STARDRIVE 20MM STERILE | Trauma | EA
04.210.128TS | 10886982262745 | 2.4MM TI VA LOCKING SCREW STARDRIVE 28MM STERILE | Trauma | EA
04.210.130TS | 10886982262752 | 2.4MM TI VA LOCKING SCREW STARDRIVE 30MM STERILE | Trauma | EA
02.210.122TS | 10886982262769 | 2.4MM VA LOCKING SCREW STARDRIVE 22MM STERILE | Trauma | EA
201.758TS | 10886982262776 | 2.4MM CORTEX SCREW SLF-TPNG WITH T8 STARDRIVE 8MM STERILE | Trauma | EA
401.760TS | 10886982262783 | 2.4MM TI CORTEX SCREW SLF-TPNG WITH T8 STARDRIVE 10MM STERILE | Trauma | EA
401.762TS | 10886982262790 | 2.4MM TI CORTEX SCREW SLF-TPNG WITH T8 STARDRIVE 12MM STERILE | Trauma | EA
401.764TS | 10886982262806 | 2.4MM TI CORTEX SCREW SLF-TPNG WITH T8 STARDRIVE 14MM STERILE | Trauma | EA
401.766TS | 10886982262813 | 2.4MM TI CORTEX SCREW SLF-TPNG WITH T8 STARDRIVE 16MM STERILE | Trauma | EA
401.768TS | 10886982262820 | 2.4MM TI CORTEX SCREW SLF-TPNG WITH T8 STARDRIVE 18MM STERILE | Trauma | EA
401.770TS | 10886982262844 | 2.4MM TI CORTEX SCREW SLF-TPNG WITH T8 STARDRIVE 20MM STERILE | Trauma | EA
401.772TS | 10886982262851 | 2.4MM TI CORTEX SCREW SLF-TPNG WITH T8 STARDRIVE 22MM STERILE | Trauma | EA
02.210.124TS | 10886982262868 | 2.4MM VA LOCKING SCREW STARDRIVE 24MM STERILE | Trauma | EA
401.774TS | 10886982262875 | 2.4MM TI CORTEX SCREW SLF-TPNG WITH T8 STARDRIVE 24MM STERILE | Trauma | EA
401.776TS | 10886982262882 | 2.4MM TI CORTEX SCREW SLF-TPNG WITH T8 STARDRIVE 26MM STERILE | Trauma | EA
401.778TS | 10886982262899 | 2.4MM TI CORTEX SCREW SLF-TPNG WITH T8 STARDRIVE 28MM STERILE | Trauma | EA
401.780TS | 10886982262905 | 2.4MM TI CORTEX SCREW SLF-TPNG WITH T8 STARDRIVE 30MM STERILE | Trauma | EA
201.760TS | 10886982262912 | 2.4MM CORTEX SCREW SLF-TPNG WITH T8 STARDRIVE 10MM STERILE | Trauma | EA
02.210.126TS | 10886982262929 | 2.4MM VA LOCKING SCREW STARDRIVE 26MM STERILE | Trauma | EA
201.762TS | 10886982262936 | 2.4MM CORTEX SCREW SLF-TPNG WITH T8 STARDRIVE 12MM STERILE | Trauma | EA
02.210.128TS | 10886982262943 | 2.4MM VA LOCKING SCREW STARDRIVE 28MM STERILE | Trauma | EA
201.764TS | 10886982262950 | 2.4MM CORTEX SCREW SLF-TPNG WITH T8 STARDRIVE 14MM STERILE | Trauma | EA
201.766TS | 10886982262967 | 2.4MM CORTEX SCREW SLF-TPNG WITH T8 STARDRIVE 16MM STERILE | Trauma | EA
201.768TS | 10886982262974 | 2.4MM CORTEX SCREW SLF-TPNG WITH T8 STARDRIVE 18MM STERILE | Trauma | EA
201.770TS | 10886982262981 | 2.4MM CORTEX SCREW SLF-TPNG WITH T8 STARDRIVE 20MM STERILE | Trauma | EA
201.772TS | 10886982262998 | 2.4MM CORTEX SCREW SLF-TPNG WITH T8 STARDRIVE 22MM STERILE | Trauma | EA
02.210.130TS | 10886982263001 | 2.4MM VA LOCKING SCREW STARDRIVE 30MM STERILE | Trauma | EA
201.774TS | 10886982263018 | 2.4MM CORTEX SCREW SLF-TPNG WITH T8 STARDRIVE 24MM STERILE | Trauma | EA
201.776TS | 10886982263025 | 2.4MM CORTEX SCREW SLF-TPNG WITH T8 STARDRIVE 26MM STERILE | Trauma | EA
201.778TS | 10886982263032 | 2.4MM CORTEX SCREW SLF-TPNG WITH T8 STARDRIVE 28MM STERILE | Trauma | EA
201.780TS | 10886982263049 | 2.4MM CORTEX SCREW SLF-TPNG WITH T8 STARDRIVE 30MM STERILE | Trauma | EA
SD357.399 | 10886982263056 | FLUTE TIP GUIDE WIRE LENGTH 400MM | Trauma | EA
SD357.135 | 10886982263063 | NAIL EXTRACTION SCREW CANNULATED | Trauma | EA
61.312.007 | 10886982263070 | MAXFRAME(TM) IMPLANTS/INSTR CASE 3 | Trauma | EA
SD329.039 | 10886982277787 | PLATE BENDING ANVIL UPPER | Trauma | EA
SD329.038 | 10886982278531 | BENDING PRESS SIDE FEMORAL LCP | Trauma | EA
SD03.010.103 | 10886982278548 | 3.2MM 3-FLUTED DRILL 146.5MM | Trauma | EA
SD03.037.032 | 10886982278555 | M11 NAIL EXTRACTOR MODIFIED TIP | Trauma | EA
SD398.750 | 10886982278661 | ARM ATTACHMENT COLLINEAR REDUCTION CLAMP ADD | Trauma | EA
SD398.751 | 10886982278678 | SLIDING ATTACHMENT COLLINEAR REDUCTION CLAMP ADD | Trauma | EA
SD398.752 | 10886982278685 | SHAFT ATTACHMENT COLLINEAR REDUCTION CLAMP ADD | Trauma | EA
SD398.753 | 10886982278692 | SCREW ATTACHMENT COLLINEAR REDUCTION CLAMP ADD | Trauma | EA
SD03.037.300 | 10886982278708 | L-SHAPED ELEVATOR | Trauma | EA
NA0530 | 10886982278791 | FEMORAL NECK SYSTEM SOFT CASE | Trauma | EA
NA0339 | 00819917021899 | FOOT OSTEOTOMY WEDGE SYSTEM IMPLANT SOFT CASE | Trauma | EA
NA0340 | 00819917021905 | FOOT OSTEOTOMY WEDGE SYSTEM CARRYING TOTE | Trauma | EA
CD04.033.152 | 10886982280855 | CUSTOM KNEE FUSION NAIL D11X520 | Trauma | EA
02.117.401 | 10886982036506 | 2.7MM/3.5MM VA-LCP MEDL DSTL HUMERUS PL 1H/RT/69MM-SHORT | Trauma | EA
02.117.501 | 10886982036728 | 2.7MM/3.5MM VA-LCP MEDL DSTL HUMERUS PL 1H/LT/69MM-SHORT | Trauma | EA
04.117.401 | 10886982106087 | 2.7MM/3.5MM TI VA-LCP MEDL DSTL HUM PL 1H/RT/69MM-SHORT | Trauma | EA
04.117.204S | 10886982105714 | 2.7MM/3.5MM TI VA-LCP POSTLAT DHP 4H/RT/88MM-MED-STER | Trauma | EA
04.117.501 | 10886982106308 | 2.7MM/3.5MM TI VA-LCP MEDL DSTL HUM PL 1H/LT/69MM-SHORT | Trauma | EA
04.117.304S | 10886982105936 | 2.7MM/3.5MM TI VA-LCP POSTLAT DHP 4H/LT/88MM-MED-STER | Trauma | EA
02.117.204 | 10886982036124 | 2.7MM/3.5MM VA-LCP POSTLAT DSTL HUM PL/4H/RT/88MM-MEDIUM | Trauma | EA
02.117.304 | 10886982036346 | 2.7MM/3.5MM VA-LCP POSTLAT DSTL HUM PL/4H/LT/88MM-MEDIUM | Trauma | EA
04.117.601S | 10886982106537 | 2.7MM/3.5MM TI VA-LCP EXT MEDL DHP 1H/RT/72MM-SHORT-STER | Trauma | EA
04.117.701S | 10886982106759 | 2.7MM/3.5MM TI VA-LCP EXT MEDL DHP 1H/LT/72MM-SHORT-STER | Trauma | EA
04.117.601 | 10886982106520 | 2.7MM/3.5MM TI VA-LCP EXT MEDL DHP 1H/RT/72MM - SHORT | Trauma | EA
02.117.401S | 10886982036513 | 2.7MM/3.5MM VA-LCP MEDL DSTL HUM PL 1H/RT/69MM-SHORT-STER | Trauma | EA
02.117.501S | 10886982036735 | 2.7MM/3.5MM VA-LCP MEDL DSTL HUM PL 1H/LT/69MM-SHORT-STER | Trauma | EA
04.117.701 | 10886982106742 | 2.7MM/3.5MM TI VA-LCP EXT MEDL DHP 1H/LT/72MM - SHORT | Trauma | EA
04.117.401S | 10886982106094 | 2.7/3.5MM TI VA-LCP MEDL DSTL HUM PL/1H/RT/69MM-SHORT-STER | Trauma | EA
02.117.601S | 10886982036957 | 2.7MM/3.5MM VA-LCP EXT MEDL DHP 1H/RT/72MM-SHORT-STER | Trauma | EA
02.117.701S | 10886982037176 | 2.7MM/3.5MM VA-LCP EXT MEDL DHP 1H/LT/72MM-SHORT-STER | Trauma | EA
04.117.204 | 10886982105707 | 2.7MM/3.5MM TI VA-LCP POSTLAT DSTL HUM PL 4H/RT/88MM-MED | Trauma | EA
04.117.304 | 10886982105929 | 2.7MM/3.5MM TI VA-LCP POSTLAT DSTL HUM PL 4H/LT/88MM-MED | Trauma | EA
02.117.004 | 10886982035684 | 2.7MM/3.5MM VA-LCP POSTLAT DHP-LAT SUPT 4H/RT/88MM-MED | Trauma | EA
02.117.104 | 10886982035905 | 2.7MM/3.5MM VA-LCP POSTLAT DHP-LAT SUPT 4H/LT/88MM-MED | Trauma | EA
04.117.501S | 10886982106315 | 2.7/3.5MM TI VA-LCP MEDL DSTL HUM PL/1H/LT/69MM-SHORT-STER | Trauma | EA
02.117.204S | 10886982036131 | 2.7MM/3.5MM VA-LCP POSTLAT DHP 4H/RT/88MM-MEDIUM-STER | Trauma | EA
02.117.304S | 10886982036353 | 2.7MM/3.5MM VA-LCP POSTLAT DHP 4H/LT/88MM-MEDIUM-STER | Trauma | EA
04.117.004 | 10886982105264 | 2.7MM/3.5MM TI VA-LCP POSTLAT DHP-LAT SUPT 4H/RT/88MM-MED | Trauma | EA
04.117.104 | 10886982105486 | 2.7MM/3.5MM TI VA-LCP POSTLAT DHP-LAT SUPT 4H/LT/88MM-MED | Trauma | EA
02.117.601 | 10886982036940 | 2.7MM/3.5MM VA-LCP EXT MEDL DSTL HUM PL 1H/RT/72MM-SHORT | Trauma | EA
02.117.701 | 10886982037169 | 2.7MM/3.5MM VA-LCP EXT MEDL DSTL HUM PL 1H/LT/72MM-SHORT | Trauma | EA
05.001.240 | 10886982130150 | RECON SAGITTAL SAW WITH KEY FOR TRAUMA RECON SYSTEM | Trauma | EA
05.001.241 | 10886982130167 | LID FOR RECON SAGITTAL SAW FOR TRAUMA RECON SYSTEM | Trauma | EA
04.117.004S | 10886982105271 | 2.7/3.5 TI VA-LCP POSTLAT DHP- LAT SUPT 4H/RT/88MM-MED-STER | Trauma | EA
04.117.104S | 10886982105493 | 2.7/3.5 TI VA-LCP POSTLAT DHP- LAT SUPT 4H/LT/88MM-MED-STER | Trauma | EA
SD03.100.022 | 10886982002648 | ANGLED REDUCTION FORCEPS WITH DISKS/6.5MM BALL | Trauma | EA
02.117.004S | 10886982035691 | 2.7/3.5MM VA-LCP POSTLAT DHP- LAT SUPT 4H/RT/88MM-MED-STER | Trauma | EA
02.117.104S | 10886982035912 | 2.7/3.5MM VA-LCP POSTLAT DHP- LAT SUPT 4H/LT/88MM-MED-STER | Trauma | EA
02.117.404 | 10886982036568 | 2.7MM/3.5MM VA-LCP MEDL DSTL HUMERUS PL 4H/RT/108MM-LONG | Trauma | EA
02.117.504 | 10886982036780 | 2.7MM/3.5MM VA-LCP MEDL DSTL HUMERUS PL 4H/LT/108MM-LONG | Trauma | EA
02.117.406 | 10886982036605 | 2.7MM/3.5MM VA-LCP MEDL DSTL HUMERUS PL 6H/RT/134MM-XLONG | Trauma | EA
02.117.506 | 10886982036827 | 2.7MM/3.5MM VA-LCP MEDL DSTL HUMERUS PL 6H/LT/134MM-XLONG | Trauma | EA
04.117.404S | 10886982106155 | 2.7/3.5MM TI VA-LCP MEDL DSTL HUM PL 4H/RT/108MM-LONG-STER | Trauma | EA
04.117.504S | 10886982106377 | 2.7/3.5MM TI VA-LCP MEDL DSTL HUM PL 4H/LT/108MM-LONG-STER | Trauma | EA
04.117.406S | 10886982106193 | 2.7/3.5MM TI VA-LCP MEDL DSTL HUM PL 6H/RT/134MM-XLONG-STER | Trauma | EA
04.117.506S | 10886982106414 | 2.7/3.5MM TI VA-LCP MEDL DSTL HUM PL 6H/LT/134MM-XLONG-STER | Trauma | EA
04.117.408S | 10886982106223 | 2.7/3.5MM TI VA-LCP MEDL DSTL HUM PL 8H/RT/160MM-STER | Trauma | EA
04.117.508S | 10886982106445 | 2.7/3.5MM TI VA-LCP MEDL DSTL HUM PL 8H/LT/160MM-STER | Trauma | EA
04.117.410S | 10886982106254 | 2.7/3.5MM TI VA-LCP MEDL DSTL HUM PL 10H/RT/186MM-STER | Trauma | EA
04.117.510S | 10886982106476 | 2.7/3.5MM TI VA-LCP MEDL DSTL HUM PL 10H/LT/186MM-STER | Trauma | EA
04.117.404 | 10886982106148 | 2.7MM/3.5MM TI VA-LCP MEDL DSTL HUM PL 4H/RT/108MM-LONG | Trauma | EA
04.117.504 | 10886982106360 | 2.7MM/3.5MM TI VA-LCP MEDL DSTL HUM PL 4H/LT/108MM-LONG | Trauma | EA
04.117.406 | 10886982106186 | 2.7MM/3.5MM TI VA-LCP MEDL DSTL HUM PL 6H/RT/134MM-XLONG | Trauma | EA
04.117.506 | 10886982106407 | 2.7MM/3.5MM TI VA-LCP MEDL DSTL HUM PL 6H/LT/134MM-XLONG | Trauma | EA
02.117.404S | 10886982036575 | 2.7MM/3.5MM VA-LCP MEDL DSTL HUM PL 4H/RT/108MM-LONG-STER | Trauma | EA
02.117.504S | 10886982036797 | 2.7MM/3.5MM VA-LCP MEDL DSTL HUM PL 4H/LT/108MM-LONG-STER | Trauma | EA
02.117.406S | 10886982036612 | 2.7MM/3.5MM VA-LCP MEDL DSTL HUM PL 6H/RT/134MM-XLONG-STER | Trauma | EA
02.117.506S | 10886982036834 | 2.7MM/3.5MM VA-LCP MEDL DSTL HUM PL 6H/LT/134MM-XLONG-STER | Trauma | EA
02.117.408S | 10886982036643 | 2.7MM/3.5MM VA-LCP MEDL DSTL HUM PL 8H/RT/160MM-STER | Trauma | EA
02.117.508S | 10886982036865 | 2.7MM/3.5MM VA-LCP MEDL DSTL HUM PL 8H/LT/160MM-STER | Trauma | EA
02.117.410S | 10886982036674 | 2.7MM/3.5MM VA-LCP MEDL DSTL HUM PL 10H/RT/186MM-STER | Trauma | EA
02.117.510S | 10886982036896 | 2.7MM/3.5MM VA-LCP MEDL DSTL HUM PL 10H/LT/186MM-STER | Trauma | EA
60.213.002 | 10886982248329 | CASE FOR 3.7MM AND 5.0MM DYNAMIC LOCKING SCREWS | Trauma | EA
02.117.604 | 10886982037008 | 2.7MM/3.5MM VA-LCP EXT MEDL DSTL HUM PL 4H/RT/111MM-LONG | Trauma | EA
02.117.704 | 10886982037220 | 2.7MM/3.5MM VA-LCP EXT MEDL DSTL HUM PL 4H/LT/111MM-LONG | Trauma | EA
02.117.604S | 10886982037015 | 2.7MM/3.5MM VA-LCP EXT MEDL DHP 4H/RT/111MM-LONG-STER | Trauma | EA
02.117.704S | 10886982037237 | 2.7MM/3.5MM VA-LCP EXT MEDL DHP 4H/LT/111MM-LONG-STER | Trauma | EA
02.117.606S | 10886982037053 | 2.7MM/3.5MM VA-LCP EXT MEDL DHP 6H/RT/137MM-XLNG-STER | Trauma | EA
02.117.706S | 10886982037275 | 2.7MM/3.5MM VA-LCP EXT MEDL DHP 6H/LT/137MM-XLNG-STER | Trauma | EA
02.117.608S | 10886982037084 | 2.7MM/3.5MM VA-LCP EXT MEDL DHP 8H/RT/163MM-STER | Trauma | EA
02.117.708S | 10886982037305 | 2.7MM/3.5MM VA-LCP EXT MEDL DHP 8H/LT/163MM-STER | Trauma | EA
02.117.610S | 10886982037114 | 2.7MM/3.5MM VA-LCP EXT MEDL DHP 10H/RT/189MM-STER | Trauma | EA
02.117.710S | 10886982037336 | 2.7MM/3.5MM VA-LCP EXT MEDL DHP 10H/LT/189MM-STER | Trauma | EA
04.117.604S | 10886982106599 | 2.7/3.5MM TI VA-LCP EXT MEDL DHP 4H/RT/111MM-LONG-STER | Trauma | EA
04.117.704S | 10886982106810 | 2.7/3.5MM TI VA-LCP EXT MEDL DHP 4H/LT/111MM-LONG-STER | Trauma | EA
04.117.606S | 10886982106636 | 2.7/3.5MM TI VA-LCP EXT MEDL DHP 6H/RT/137MM-XLNG-STER | Trauma | EA
04.117.706S | 10886982106858 | 2.7/3.5MM TI VA-LCP EXT MEDL DHP 6H/LT/137MM-XLNG-STER | Trauma | EA
04.117.608S | 10886982106667 | 2.7/3.5MM TI VA-LCP EXT MEDL DHP 8H/RT/163MM-STER | Trauma | EA
04.117.708S | 10886982106889 | 2.7/3.5MM TI VA-LCP EXT MEDL DHP 8H/LT/163MM-STER | Trauma | EA
04.117.610S | 10886982106698 | 2.7/3.5MM TI VA-LCP EXT MEDL DHP 10H/RT/189MM-STER | Trauma | EA
04.117.710S | 10886982106919 | 2.7/3.5MM TI VA-LCP EXT MEDL DHP 10H/LT/189MM-STER | Trauma | EA
02.117.606 | 10886982037046 | 2.7MM/3.5MM VA-LCP EXT MEDL DSTL HUM PL 6H/RT/137MM-XLNG | Trauma | EA
02.117.706 | 10886982037268 | 2.7MM/3.5MM VA-LCP EXT MEDL DSTL HUM PL 6H/LT/137MM-XLNG | Trauma | EA
04.117.604 | 10886982106582 | 2.7MM/3.5MM TI VA-LCP EXT MEDL DHP 4H/RT/111MM-LONG | Trauma | EA
04.117.704 | 10886982106803 | 2.7MM/3.5MM TI VA-LCP EXT MEDL DHP 4H/LT/111MM-LONG | Trauma | EA
04.117.606 | 10886982106629 | 2.7MM/3.5MM TI VA-LCP EXT MEDL DHP 6H/RT/137MM-XLNG | Trauma | EA
04.117.706 | 10886982106841 | 2.7MM/3.5MM TI VA-LCP EXT MEDL DHP 6H/LT/137MM-XLNG | Trauma | EA
02.118.562 | 10886982039682 | 2.7MM METAPHYSEAL SCR SLF-TPNG W/T8 STRDRV RECESS 62MM | Trauma | EA
60.120.054 | 10886982247582 | LABEL SHEET F/TOMOFIX MEDIAL DISTAL FEMUR PLATE/GUIDE BLOCK | Trauma | EA
04.118.562 | 10886982109262 | 2.7MM TI METAPHYSEAL SCR/SLF- TPNG W/T8 STRDRV RECESS 62MM | Trauma | EA
04.118.564 | 10886982109286 | 2.7MM TI METAPHYSEAL SCR/SLF- TPNG W/T8 STRDRV RECESS 64MM | Trauma | EA
02.118.564 | 10886982039705 | 2.7MM METAPHYSEAL SCR SLF-TPNG W/T8 STRDRV RECESS 64MM | Trauma | EA
04.118.566 | 10886982109309 | 2.7MM TI METAPHYSEAL SCR/SLF- TPNG W/T8 STRDRV RECESS 66MM | Trauma | EA
04.118.568 | 10886982109323 | 2.7MM TI METAPHYSEAL SCR/SLF- TPNG W/T8 STRDRV RECESS 68MM | Trauma | EA
04.118.570 | 10886982109347 | 2.7MM TI METAPHYSEAL SCR/SLF- TPNG W/T8 STRDRV RECESS 70MM | Trauma | EA
02.130.004 | 10886982044105 | 1.3MM CORTEX SCREW SLF-TPNG WITH T4 STARDRIVE RECESS 4MM | Trauma | EA
02.130.005 | 10886982044112 | 1.3MM CORTEX SCREW SLF-TPNG WITH T4 STARDRIVE RECESS 5MM | Trauma | EA
02.130.006 | 10886982044129 | 1.3MM CORTEX SCREW SLF-TPNG WITH T4 STARDRIVE RECESS 6MM | Trauma | EA
02.130.007 | 10886982044136 | 1.3MM CORTEX SCREW SLF-TPNG WITH T4 STARDRIVE RECESS 7MM | Trauma | EA
02.130.008 | 10886982044143 | 1.3MM CORTEX SCREW SLF-TPNG WITH T4 STARDRIVE RECESS 8MM | Trauma | EA
02.130.009 | 10886982044150 | 1.3MM CORTEX SCREW SLF-TPNG WITH T4 STARDRIVE RECESS 9MM | Trauma | EA
02.130.010 | 10886982044167 | 1.3MM CORTEX SCREW SLF-TPNG WITH T4 STARDRIVE RECESS 10MM | Trauma | EA
02.130.011 | 10886982044174 | 1.3MM CORTEX SCREW SLF-TPNG WITH T4 STARDRIVE RECESS 11MM | Trauma | EA
02.130.012 | 10886982044181 | 1.3MM CORTEX SCREW SLF-TPNG WITH T4 STARDRIVE RECESS 12MM | Trauma | EA
02.130.013 | 10886982044198 | 1.3MM CORTEX SCREW SLF-TPNG WITH T4 STARDRIVE RECESS 13MM | Trauma | EA
02.130.014 | 10886982044204 | 1.3MM CORTEX SCREW SLF-TPNG WITH T4 STARDRIVE RECESS 14MM | Trauma | EA
02.130.015 | 10886982044211 | 1.3MM CORTEX SCREW SLF-TPNG WITH T4 STARDRIVE RECESS 15MM | Trauma | EA
02.130.016 | 10886982044228 | 1.3MM CORTEX SCREW SLF-TPNG WITH T4 STARDRIVE RECESS 16MM | Trauma | EA
02.130.018 | 10886982044235 | 1.3MM CORTEX SCREW SLF-TPNG WITH T4 STARDRIVE RECESS 18MM | Trauma | EA
02.214.104 | 10886982055385 | 1.5MM CORTEX SCREW SLF-TPNG WITH T4 STARDRIVE RECESS 4MM | Trauma | EA
02.214.105 | 10886982055392 | 1.5MM CORTEX SCREW SLF-TPNG WITH T4 STARDRIVE RECESS 5MM | Trauma | EA
04.214.104 | 10886982120793 | 1.5MM TI CORTEX SCREW SLF-TPNG WITH T4 STARDRIVE RECESS 4MM | Trauma | EA
04.214.105 | 10886982120809 | 1.5MM TI CORTEX SCREW SLF-TPNG WITH T4 STARDRIVE RECESS 5MM | Trauma | EA
02.118.566 | 10886982039729 | 2.7MM METAPHYSEAL SCR SLF-TPNG W/T8 STRDRV RECESS 66MM | Trauma | EA
02.118.568 | 10886982039743 | 2.7MM METAPHYSEAL SCR SLF-TPNG W/T8 STRDRV RECESS 68MM | Trauma | EA
02.118.570 | 10886982039767 | 2.7MM METAPHYSEAL SCR SLF-TPNG W/T8 STRDRV RECESS 70MM | Trauma | EA
04.130.104 | 10886982112354 | 1.3MM TI LCKNG SCREW SLF-TPNG WITH T4 STARDRIVE RECESS 4MM | Trauma | EA
02.130.306 | 10886982045133 | 2.0MM VA-LCKNG SCREW SLF-TPNG WITH T6 STARDRIVE RECESS 6MM | Trauma | EA
04.130.105 | 10886982112361 | 1.3MM TI LCKNG SCREW SLF-TPNG WITH T4 STARDRIVE RECESS 5MM | Trauma | EA
04.130.004 | 10886982112217 | 1.3MM TI CORTEX SCREW SLF-TPNG WITH T4 STARDRIVE RECESS 4MM | Trauma | EA
04.130.106 | 10886982112378 | 1.3MM TI LCKNG SCREW SLF-TPNG WITH T4 STARDRIVE RECESS 6MM | Trauma | EA
04.130.107 | 10886982112385 | 1.3MM TI LCKNG SCREW SLF-TPNG WITH T4 STARDRIVE RECESS 7MM | Trauma | EA
02.130.307 | 10886982045140 | 2.0MM VA-LCKNG SCREW SLF-TPNG WITH T6 STARDRIVE RECESS 7MM | Trauma | EA
04.130.108 | 10886982112392 | 1.3MM TI LCKNG SCREW SLF-TPNG WITH T4 STARDRIVE RECESS 8MM | Trauma | EA
02.130.308 | 10886982045157 | 2.0MM VA-LCKNG SCREW SLF-TPNG WITH T6 STARDRIVE RECESS 8MM | Trauma | EA
04.130.005 | 10886982112224 | 1.3MM TI CORTEX SCREW SLF-TPNG WITH T4 STARDRIVE RECESS 5MM | Trauma | EA
04.130.109 | 10886982112408 | 1.3MM TI LCKNG SCREW SLF-TPNG WITH T4 STARDRIVE RECESS 9MM | Trauma | EA
02.130.309 | 10886982045164 | 2.0MM VA-LCKNG SCREW SLF-TPNG WITH T6 STARDRIVE RECESS 9MM | Trauma | EA
04.130.006 | 10886982112231 | 1.3MM TI CORTEX SCREW SLF-TPNG WITH T4 STARDRIVE RECESS 6MM | Trauma | EA
04.130.110 | 10886982112415 | 1.3MM TI LCKNG SCREW SLF-TPNG WITH T4 STARDRIVE RECESS 10MM | Trauma | EA
04.130.007 | 10886982112248 | 1.3MM TI CORTEX SCREW SLF-TPNG WITH T4 STARDRIVE RECESS 7MM | Trauma | EA
02.130.310 | 10886982045171 | 2.0MM VA-LCKNG SCREW SLF-TPNG WITH T6 STARDRIVE RECESS 10MM | Trauma | EA
04.130.111 | 10886982112422 | 1.3MM TI LCKNG SCREW SLF-TPNG WITH T4 STARDRIVE RECESS 11MM | Trauma | EA
04.130.008 | 10886982112255 | 1.3MM TI CORTEX SCREW SLF-TPNG WITH T4 STARDRIVE RECESS 8MM | Trauma | EA
02.130.311 | 10886982045188 | 2.0MM VA-LCKNG SCREW SLF-TPNG WITH T6 STARDRIVE RECESS 11MM | Trauma | EA
04.130.112 | 10886982112439 | 1.3MM TI LCKNG SCREW SLF-TPNG WITH T4 STARDRIVE RECESS 12MM | Trauma | EA
02.130.312 | 10886982045195 | 2.0MM VA-LCKNG SCREW SLF-TPNG WITH T6 STARDRIVE RECESS 12MM | Trauma | EA
04.130.009 | 10886982112262 | 1.3MM TI CORTEX SCREW SLF-TPNG WITH T4 STARDRIVE RECESS 9MM | Trauma | EA
04.130.113 | 10886982112446 | 1.3MM TI LCKNG SCREW SLF-TPNG WITH T4 STARDRIVE RECESS 13MM | Trauma | EA
02.130.313 | 10886982045201 | 2.0MM VA-LCKNG SCREW SLF-TPNG WITH T6 STARDRIVE RECESS 13MM | Trauma | EA
04.130.114 | 10886982112453 | 1.3MM TI LCKNG SCREW SLF-TPNG WITH T4 STARDRIVE RECESS 14MM | Trauma | EA
04.130.010 | 10886982112279 | 1.3MM TI CORTEX SCREW SLF-TPNG WITH T4 STARDRIVE RECESS 10MM | Trauma | EA
02.130.314 | 10886982045218 | 2.0MM VA-LCKNG SCREW SLF-TPNG WITH T6 STARDRIVE RECESS 14MM | Trauma | EA
04.130.011 | 10886982112286 | 1.3MM TI CORTEX SCREW SLF-TPNG WITH T4 STARDRIVE RECESS 11MM | Trauma | EA
02.130.315 | 10886982045225 | 2.0MM VA-LCKNG SCREW SLF-TPNG WITH T6 STARDRIVE RECESS 15MM | Trauma | EA
04.130.115 | 10886982112460 | 1.3MM TI LCKNG SCREW SLF-TPNG WITH T4 STARDRIVE RECESS 15MM | Trauma | EA
04.130.012 | 10886982112293 | 1.3MM TI CORTEX SCREW SLF-TPNG WITH T4 STARDRIVE RECESS 12MM | Trauma | EA
04.130.116 | 10886982112477 | 1.3MM TI LCKNG SCREW SLF-TPNG WITH T4 STARDRIVE RECESS 16MM | Trauma | EA
04.130.013 | 10886982112309 | 1.3MM TI CORTEX SCREW SLF-TPNG WITH T4 STARDRIVE RECESS 13MM | Trauma | EA
04.130.014 | 10886982112316 | 1.3MM TI CORTEX SCREW SLF-TPNG WITH T4 STARDRIVE RECESS 14MM | Trauma | EA
04.130.015 | 10886982112323 | 1.3MM TI CORTEX SCREW SLF-TPNG WITH T4 STARDRIVE RECESS 15MM | Trauma | EA
04.130.016 | 10886982112330 | 1.3MM TI CORTEX SCREW SLF-TPNG WITH T4 STARDRIVE RECESS 16MM | Trauma | EA
04.130.306 | 10886982113245 | 2.0MM TI VA-LCKNG SCR SLF-TPNG WITH T6 STARDRIVE RECESS 6MM | Trauma | EA
04.130.018 | 10886982112347 | 1.3MM TI CORTEX SCREW SLF-TPNG WITH T4 STARDRIVE RECESS 18MM | Trauma | EA
04.130.118 | 10886982112484 | 1.3MM TI LCKNG SCREW SLF-TPNG WITH T4 STARDRIVE RECESS 18MM | Trauma | EA
02.130.316 | 10886982045232 | 2.0MM VA-LCKNG SCREW SLF-TPNG WITH T6 STARDRIVE RECESS 16MM | Trauma | EA
02.130.318 | 10886982045249 | 2.0MM VA-LCKNG SCREW SLF-TPNG WITH T6 STARDRIVE RECESS 18MM | Trauma | EA
04.130.307 | 10886982113252 | 2.0MM TI VA-LCKNG SCR SLF-TPNG WITH T6 STARDRIVE RECESS 7MM | Trauma | EA
02.130.320 | 10886982045256 | 2.0MM VA-LCKNG SCREW SLF-TPNG WITH T6 STARDRIVE RECESS 20MM | Trauma | EA
02.130.204 | 10886982044587 | 1.5MM VA-LCKNG SCREW SLF-TPNG WITH T4 STARDRIVE RECESS 4MM | Trauma | EA
02.130.322 | 10886982045263 | 2.0MM VA-LCKNG SCREW SLF-TPNG WITH T6 STARDRIVE RECESS 22MM | Trauma | EA
02.130.324 | 10886982045270 | 2.0MM VA-LCKNG SCREW SLF-TPNG WITH T6 STARDRIVE RECESS 24MM | Trauma | EA
04.130.308 | 10886982113269 | 2.0MM TI VA-LCKNG SCR SLF-TPNG WITH T6 STARDRIVE RECESS 8MM | Trauma | EA
04.130.309 | 10886982113276 | 2.0MM TI VA-LCKNG SCR SLF-TPNG WITH T6 STARDRIVE RECESS 9MM | Trauma | EA
02.130.205 | 10886982044594 | 1.5MM VA-LCKNG SCREW SLF-TPNG WITH T4 STARDRIVE RECESS 5MM | Trauma | EA
02.130.206 | 10886982044600 | 1.5MM VA-LCKNG SCREW SLF-TPNG WITH T4 STARDRIVE RECESS 6MM | Trauma | EA
02.130.207 | 10886982044617 | 1.5MM VA-LCKNG SCREW SLF-TPNG WITH T4 STARDRIVE RECESS 7MM | Trauma | EA
04.130.310 | 10886982113283 | 2.0MM TI VA-LCKNG SCR SLF-TPNG WITH T6 STARDRIVE RECESS 10MM | Trauma | EA
02.130.208 | 10886982044624 | 1.5MM VA-LCKNG SCREW SLF-TPNG WITH T4 STARDRIVE RECESS 8MM | Trauma | EA
02.130.209 | 10886982044631 | 1.5MM VA-LCKNG SCREW SLF-TPNG WITH T4 STARDRIVE RECESS 9MM | Trauma | EA
04.130.311 | 10886982113290 | 2.0MM TI VA-LCKNG SCR SLF-TPNG WITH T6 STARDRIVE RECESS 11MM | Trauma | EA
02.130.210 | 10886982044648 | 1.5MM VA-LCKNG SCREW SLF-TPNG WITH T4 STARDRIVE RECESS 10MM | Trauma | EA
02.130.211 | 10886982044655 | 1.5MM VA-LCKNG SCREW SLF-TPNG WITH T4 STARDRIVE RECESS 11MM | Trauma | EA
02.130.212 | 10886982044662 | 1.5MM VA-LCKNG SCREW SLF-TPNG WITH T4 STARDRIVE RECESS 12MM | Trauma | EA
02.130.213 | 10886982044679 | 1.5MM VA-LCKNG SCREW SLF-TPNG WITH T4 STARDRIVE RECESS 13MM | Trauma | EA
02.130.214 | 10886982044686 | 1.5MM VA-LCKNG SCREW SLF-TPNG WITH T4 STARDRIVE RECESS 14MM | Trauma | EA
04.130.312 | 10886982113306 | 2.0MM TI VA-LCKNG SCR SLF-TPNG WITH T6 STARDRIVE RECESS 12MM | Trauma | EA
04.130.313 | 10886982113313 | 2.0MM TI VA-LCKNG SCR SLF-TPNG WITH T6 STARDRIVE RECESS 13MM | Trauma | EA
04.130.314 | 10886982113320 | 2.0MM TI VA-LCKNG SCR SLF-TPNG WITH T6 STARDRIVE RECESS 14MM | Trauma | EA
02.130.215 | 10886982044693 | 1.5MM VA-LCKNG SCREW SLF-TPNG WITH T4 STARDRIVE RECESS 15MM | Trauma | EA
04.130.315 | 10886982113337 | 2.0MM TI VA-LCKNG SCR SLF-TPNG WITH T6 STARDRIVE RECESS 15MM | Trauma | EA
02.130.216 | 10886982044709 | 1.5MM VA-LCKNG SCREW SLF-TPNG WITH T4 STARDRIVE RECESS 16MM | Trauma | EA
02.130.218 | 10886982044716 | 1.5MM VA-LCKNG SCREW SLF-TPNG WITH T4 STARDRIVE RECESS 18MM | Trauma | EA
04.130.316 | 10886982113344 | 2.0MM TI VA-LCKNG SCR SLF-TPNG WITH T6 STARDRIVE RECESS 16MM | Trauma | EA
02.130.220 | 10886982044723 | 1.5MM VA-LCKNG SCREW SLF-TPNG WITH T4 STARDRIVE RECESS 20MM | Trauma | EA
04.130.318 | 10886982113351 | 2.0MM TI VA-LCKNG SCR SLF-TPNG WITH T6 STARDRIVE RECESS 18MM | Trauma | EA
02.130.222 | 10886982044730 | 1.5MM VA-LCKNG SCREW SLF-TPNG WITH T4 STARDRIVE RECESS 22MM | Trauma | EA
02.130.224 | 10886982044747 | 1.5MM VA-LCKNG SCREW SLF-TPNG WITH T4 STARDRIVE RECESS 24MM | Trauma | EA
04.130.320 | 10886982113368 | 2.0MM TI VA-LCKNG SCR SLF-TPNG WITH T6 STARDRIVE RECESS 20MM | Trauma | EA
04.130.322 | 10886982113375 | 2.0MM TI VA-LCKNG SCR SLF-TPNG WITH T6 STARDRIVE RECESS 22MM | Trauma | EA
04.130.324 | 10886982113382 | 2.0MM TI VA-LCKNG SCR SLF-TPNG WITH T6 STARDRIVE RECESS 24MM | Trauma | EA
02.130.104 | 10886982044242 | 1.3MM LOCKING SCREW SLF-TPNG WITH T4 STARDRIVE RECESS 4MM | Trauma | EA
02.130.105 | 10886982044259 | 1.3MM LOCKING SCREW SLF-TPNG WITH T4 STARDRIVE RECESS 5MM | Trauma | EA
02.130.106 | 10886982044266 | 1.3MM LOCKING SCREW SLF-TPNG WITH T4 STARDRIVE RECESS 6MM | Trauma | EA
02.130.107 | 10886982044273 | 1.3MM LOCKING SCREW SLF-TPNG WITH T4 STARDRIVE RECESS 7MM | Trauma | EA
02.130.108 | 10886982044280 | 1.3MM LOCKING SCREW SLF-TPNG WITH T4 STARDRIVE RECESS 8MM | Trauma | EA
02.130.109 | 10886982044297 | 1.3MM LOCKING SCREW SLF-TPNG WITH T4 STARDRIVE RECESS 9MM | Trauma | EA
02.130.110 | 10886982044303 | 1.3MM LOCKING SCREW SLF-TPNG WITH T4 STARDRIVE RECESS 10MM | Trauma | EA
02.130.111 | 10886982044310 | 1.3MM LOCKING SCREW SLF-TPNG WITH T4 STARDRIVE RECESS 11MM | Trauma | EA
02.130.112 | 10886982044327 | 1.3MM LOCKING SCREW SLF-TPNG WITH T4 STARDRIVE RECESS 12MM | Trauma | EA
02.130.113 | 10886982044334 | 1.3MM LOCKING SCREW SLF-TPNG WITH T4 STARDRIVE RECESS 13MM | Trauma | EA
02.130.114 | 10886982044341 | 1.3MM LOCKING SCREW SLF-TPNG WITH T4 STARDRIVE RECESS 14MM | Trauma | EA
02.130.115 | 10886982044358 | 1.3MM LOCKING SCREW SLF-TPNG WITH T4 STARDRIVE RECESS 15MM | Trauma | EA
02.130.116 | 10886982044365 | 1.3MM LOCKING SCREW SLF-TPNG WITH T4 STARDRIVE RECESS 16MM | Trauma | EA
02.130.118 | 10886982044372 | 1.3MM LOCKING SCREW SLF-TPNG WITH T4 STARDRIVE RECESS 18MM | Trauma | EA
04.130.204 | 10886982112699 | 1.5MM TI VA-LCKNG SCR SLF-TPNG WITH T4 STARDRIVE RECESS 4MM | Trauma | EA
04.130.205 | 10886982112705 | 1.5MM TI VA-LCKNG SCR SLF-TPNG WITH T4 STARDRIVE RECESS 5MM | Trauma | EA
04.130.206 | 10886982112712 | 1.5MM TI VA-LCKNG SCR SLF-TPNG WITH T4 STARDRIVE RECESS 6MM | Trauma | EA
04.130.207 | 10886982112729 | 1.5MM TI VA-LCKNG SCR SLF-TPNG WITH T4 STARDRIVE RECESS 7MM | Trauma | EA
04.130.208 | 10886982112736 | 1.5MM TI VA-LCKNG SCR SLF-TPNG WITH T4 STARDRIVE RECESS 8MM | Trauma | EA
04.130.209 | 10886982112743 | 1.5MM TI VA-LCKNG SCR SLF-TPNG WITH T4 STARDRIVE RECESS 9MM | Trauma | EA
04.130.210 | 10886982112750 | 1.5MM TI VA-LCKNG SCR SLF-TPNG WITH T4 STARDRIVE RECESS 10MM | Trauma | EA
04.130.211 | 10886982112767 | 1.5MM TI VA-LCKNG SCR SLF-TPNG WITH T4 STARDRIVE RECESS 11MM | Trauma | EA
04.130.212 | 10886982112774 | 1.5MM TI VA-LCKNG SCR SLF-TPNG WITH T4 STARDRIVE RECESS 12MM | Trauma | EA
04.130.213 | 10886982112781 | 1.5MM TI VA-LCKNG SCR SLF-TPNG WITH T4 STARDRIVE RECESS 13MM | Trauma | EA
04.130.214 | 10886982112798 | 1.5MM TI VA-LCKNG SCR SLF-TPNG WITH T4 STARDRIVE RECESS 14MM | Trauma | EA
04.130.215 | 10886982112804 | 1.5MM TI VA-LCKNG SCR SLF-TPNG WITH T4 STARDRIVE RECESS 15MM | Trauma | EA
04.130.216 | 10886982112811 | 1.5MM TI VA-LCKNG SCR SLF-TPNG WITH T4 STARDRIVE RECESS 16MM | Trauma | EA
04.130.218 | 10886982112828 | 1.5MM TI VA-LCKNG SCR SLF-TPNG WITH T4 STARDRIVE RECESS 18MM | Trauma | EA
04.130.220 | 10886982112835 | 1.5MM TI VA-LCKNG SCR SLF-TPNG WITH T4 STARDRIVE RECESS 20MM | Trauma | EA
04.130.222 | 10886982112842 | 1.5MM TI VA-LCKNG SCR SLF-TPNG WITH T4 STARDRIVE RECESS 22MM | Trauma | EA
04.130.224 | 10886982112859 | 1.5MM TI VA-LCKNG SCR SLF-TPNG WITH T4 STARDRIVE RECESS 24MM | Trauma | EA
60.118.001 | 10886982247087 | 2/3 TRAY F/2.7MM/3.5MM VA-LCP ANTLAT DISTAL TIBIA PLATES | Trauma | EA
60.118.002 | 10886982247094 | 2/3 TRAY F/2.7MM/3.5MM VA-LCP MEDIAL DISTAL TIBIA PLATES | Trauma | EA
60.118.003 | 10886982247100 | 2/3 TRAY F/2.7MM VA-LCP LATERAL DISTAL FIBULA PLATES | Trauma | EA
60.118.004 | 10886982247117 | SCR RACK F/2.7MM METAPHYSEAL 2.7/3.5MM VA LCKNG/3.5MM CRTX | Trauma | EA
60.118.006 | 10886982247131 | ANKLE REDUCTION INSTR TRAY F/ 2.7MM/3.5MM VA-LCP ANKLE SYS | Trauma | EA
60.118.005 | 10886982247124 | GENERAL INSTRUMENT TRAY F/ 2.7MM/3.5MM VA-LCP ANKLE SYS | Trauma | EA
60.118.007 | 10886982247148 | 2/3 INSTR TRAY F/2.7MM/3.5MM VA LOCKING SCREWS | Trauma | EA
03.127.001 | 10886982075017 | 2.8MM FIXED ANGLE DRILL GUIDE | Trauma | EA
03.127.002 | 10886982075024 | 2.8MM VARIABLE ANGLE DOUBLE DRILL GUIDE WITH CONE | Trauma | EA
03.127.003 | 10886982075031 | 2.8MM VARIABLE ANGLE DRILL GUIDE WITH CONE | Trauma | EA
03.127.004 | 10886982075048 | 2.8MM VA SPHERICAL DRILL GUIDE-LONG | Trauma | EA
03.127.005 | 10886982075055 | TROCAR FOR 2.8MM VA SPHERICAL DRILL GUIDE-LONG | Trauma | EA
03.127.006 | 10886982075062 | PROTECTION SLEEVE FOR 2.8MM VA DRILL GUIDE - LONG | Trauma | EA
03.127.016 | 10886982075161 | 2.5NM TORQUE LIMITING HANDLE WITH QC | Trauma | EA
03.118.010 | 10886982073396 | 2.8MM COMPRESSION WIRE 10MM THREAD/200MM LENGTH | Trauma | EA
03.118.015 | 10886982073419 | 2.8MM COMPRESSION WIRE 15MM THREAD/200MM LENGTH | Trauma | EA
03.118.020 | 10886982073433 | 2.8MM COMPRESSION WIRE 20MM THREAD/200MM LENGTH | Trauma | EA
03.118.025 | 10886982073457 | 2.8MM COMPRESSION WIRE 25MM THREAD/200MM LENGTH | Trauma | EA
03.118.030 | 10886982073471 | 2.8MM COMPRESSION WIRE 30MM THREAD/200MM LENGTH | Trauma | EA
03.118.035 | 10886982073495 | 2.8MM COMPRESSION WIRE 35MM THREAD/200MM LENGTH | Trauma | EA
03.118.040 | 10886982073518 | 2.8MM COMPRESSION WIRE 40MM THREAD/200MM LENGTH | Trauma | EA
02.127.210S | 10886982043474 | 3.5MM VA-LCP PROX TIBIA PLATE SMALL BEND/4H/87MM/RT-STER | Trauma | EA
02.127.211S | 10886982043498 | 3.5MM VA-LCP PROX TIBIA PLATE SMALL BEND/4H/87MM/LT-STER | Trauma | EA
02.127.220S | 10886982043511 | 3.5MM VA-LCP PROX TIBIA PLATE SMALL BND/6H/117MM/RT-STER | Trauma | EA
02.127.221S | 10886982043535 | 3.5MM VA-LCP PROX TIBIA PLATE SMALL BND/6H/117MM/LT-STER | Trauma | EA
02.127.230S | 10886982043559 | 3.5MM VA-LCP PROX TIBIA PLATE SMALL BND/8H/147MM/RT-STER | Trauma | EA
02.127.231S | 10886982043573 | 3.5MM VA-LCP PROX TIBIA PLATE SMALL BND/8H/147MM/LT-STER | Trauma | EA
02.127.240S | 10886982043597 | 3.5MM VA-LCP PROX TIBIA PLATE SMALL BND/10H/177MM/RT-STER | Trauma | EA
02.127.241S | 10886982043610 | 3.5MM VA-LCP PROX TIBIA PLATE SMALL BND/10H/177MM/LT-STER | Trauma | EA
02.127.250S | 10886982043634 | 3.5MM VA-LCP PROX TIBIA PLATE SMALL BND/12H/207MM/RT-STER | Trauma | EA
02.127.251S | 10886982043658 | 3.5MM VA-LCP PROX TIBIA PLATE SMALL BND/12H/207MM/LT-STER | Trauma | EA
02.127.260S | 10886982043672 | 3.5MM VA-LCP PROX TIBIA PLATE SMALL BND/14H/237MM/RT-STER | Trauma | EA
02.127.261S | 10886982043696 | 3.5MM VA-LCP PROX TIBIA PLATE SMALL BND/14H/237MM/LT-STER | Trauma | EA
02.127.310 | 10886982043801 | 3.5MM VA-LCP PROX TIBIA PLATE LARGE BEND/4H/87MM/RIGHT | Trauma | EA
02.127.311 | 10886982043825 | 3.5MM VA-LCP PROX TIBIA PLATE LARGE BEND/4H/87MM/LEFT | Trauma | EA
02.127.320 | 10886982043849 | 3.5MM VA-LCP PROX TIBIA PLATE LARGE BEND/6H/117MM/RIGHT | Trauma | EA
03.118.045 | 10886982073532 | 2.8MM COMPRESSION WIRE 45MM THREAD/200MM LENGTH | Trauma | EA
02.127.321 | 10886982043863 | 3.5MM VA-LCP PROX TIBIA PLATE LARGE BEND/6H/117MM/LEFT | Trauma | EA
03.118.050 | 10886982073556 | 2.8MM COMPRESSION WIRE 50MM THREAD/200MM LENGTH | Trauma | EA
03.118.055 | 10886982073570 | 2.8MM COMPRESSION WIRE 55MM THREAD/200MM LENGTH | Trauma | EA
03.118.060 | 10886982073594 | 2.8MM COMPRESSION WIRE 60MM THREAD/200MM LENGTH | Trauma | EA
02.127.330 | 10886982043887 | 3.5MM VA-LCP PROX TIBIA PLATE LARGE BEND/8H/147MM/RIGHT | Trauma | EA
02.127.331 | 10886982043900 | 3.5MM VA-LCP PROX TIBIA PLATE LARGE BEND/8H/147MM/LEFT | Trauma | EA
02.127.340 | 10886982043924 | 3.5MM VA-LCP PROX TIBIA PLATE LARGE BEND/10H/177MM/RIGHT | Trauma | EA
02.127.341 | 10886982043948 | 3.5MM VA-LCP PROX TIBIA PLATE LARGE BEND/10H/177MM/LEFT | Trauma | EA
02.127.350 | 10886982043962 | 3.5MM VA-LCP PROX TIBIA PLATE LARGE BEND/12H/207MM/RIGHT | Trauma | EA
02.127.351 | 10886982043986 | 3.5MM VA-LCP PROX TIBIA PLATE LARGE BEND/12H/207MM/LEFT | Trauma | EA
02.127.360 | 10886982044006 | 3.5MM VA-LCP PROX TIBIA PLATE LARGE BEND/14H/237MM/RIGHT | Trauma | EA
02.127.361 | 10886982044020 | 3.5MM VA-LCP PROX TIBIA PLATE LARGE BEND/14H/237MM/LEFT | Trauma | EA
02.127.310S | 10886982043818 | 3.5MM VA-LCP PROX TIBIA PLATE LARGE BEND/4H/87MM/RT-STER | Trauma | EA
02.127.311S | 10886982043832 | 3.5MM VA-LCP PROX TIBIA PLATE LARGE BEND/4H/87MM/LT-STER | Trauma | EA
02.127.320S | 10886982043856 | 3.5MM VA-LCP PROX TIBIA PLATE LARGE BEND/6H/117MM/RT-STER | Trauma | EA
02.127.321S | 10886982043870 | 3.5MM VA-LCP PROX TIBIA PLATE LARGE BEND/6H/117MM/LT-STER | Trauma | EA
02.127.330S | 10886982043894 | 3.5MM VA-LCP PROX TIBIA PLATE LARGE BEND/8H/147MM/RT-STER | Trauma | EA
02.127.331S | 10886982043917 | 3.5MM VA-LCP PROX TIBIA PLATE LARGE BEND/8H/147MM/LT-STER | Trauma | EA
02.127.340S | 10886982043931 | 3.5MM VA-LCP PROX TIBIA PLATE LARGE BEND/10H/177MM/RT-STER | Trauma | EA
02.127.341S | 10886982043955 | 3.5MM VA-LCP PROX TIBIA PLATE LARGE BEND/10H/177MM/LT-STER | Trauma | EA
02.127.210 | 10886982043467 | 3.5MM VA-LCP PROX TIBIA PLATE SMALL BEND/4H/87MM/RIGHT | Trauma | EA
02.127.211 | 10886982043481 | 3.5MM VA-LCP PROX TIBIA PLATE SMALL BEND/4H/87MM/LEFT | Trauma | EA
02.127.220 | 10886982043504 | 3.5MM VA-LCP PROX TIBIA PLATE SMALL BEND/6H/117MM/RIGHT | Trauma | EA
02.127.221 | 10886982043528 | 3.5MM VA-LCP PROX TIBIA PLATE SMALL BEND/6H/117MM/LEFT | Trauma | EA
02.127.230 | 10886982043542 | 3.5MM VA-LCP PROX TIBIA PLATE SMALL BEND/8H/147MM/RIGHT | Trauma | EA
02.127.350S | 10886982043979 | 3.5MM VA-LCP PROX TIBIA PLATE LARGE BEND/12H/207MM/RT-STER | Trauma | EA
02.127.231 | 10886982043566 | 3.5MM VA-LCP PROX TIBIA PLATE SMALL BEND/8H/147MM/LEFT | Trauma | EA
02.127.240 | 10886982043580 | 3.5MM VA-LCP PROX TIBIA PLATE SMALL BEND/10H/177MM/RIGHT | Trauma | EA
02.127.351S | 10886982043993 | 3.5MM VA-LCP PROX TIBIA PLATE LARGE BEND/12H/207MM/LT-STER | Trauma | EA
02.127.241 | 10886982043603 | 3.5MM VA-LCP PROX TIBIA PLATE SMALL BEND/10H/177MM/LEFT | Trauma | EA
02.127.250 | 10886982043627 | 3.5MM VA-LCP PROX TIBIA PLATE SMALL BEND/12H/207MM/RIGHT | Trauma | EA
02.127.251 | 10886982043641 | 3.5MM VA-LCP PROX TIBIA PLATE SMALL BEND/12H/207MM/LEFT | Trauma | EA
02.127.360S | 10886982044013 | 3.5MM VA-LCP PROX TIBIA PLATE LARGE BEND/14H/237MM/RT-STER | Trauma | EA
02.127.260 | 10886982043665 | 3.5MM VA-LCP PROX TIBIA PLATE SMALL BEND/14H/237MM/RIGHT | Trauma | EA
02.127.261 | 10886982043689 | 3.5MM VA-LCP PROX TIBIA PLATE SMALL BEND/14H/237MM/LEFT | Trauma | EA
02.127.361S | 10886982044037 | 3.5MM VA-LCP PROX TIBIA PLATE LARGE BEND/14H/237MM/LT-STER | Trauma | EA
03.127.007 | 10886982075079 | INSERTION HANDLE FOR 3.5MM VA-LCP PROXIMAL TIBIA PLATE-RT | Trauma | EA
03.127.008 | 10886982075086 | INSERTION HANDLE FOR 3.5MM VA-LCP PROXIMAL TIBIA PLATE-LT | Trauma | EA
03.127.009 | 10886982075093 | AIMING ARM FOR 3.5MM VA-LCP PROXIMAL TIBIA PLATE | Trauma | EA
03.127.010 | 10886982075109 | LCKNG/NEUTRAL GUIDE FOR 3.5MM VA-LCP PROX TIBIA AIMING ARM | Trauma | EA
03.127.011 | 10886982075116 | STOPPER FOR 3.5MM VA-LCP PROX TIBIA PLATE AIMING ARM | Trauma | EA
03.127.012 | 10886982075123 | 3.5MM VA-LCP PROX TIBIA TRIAL IMPLANT-SMALL BEND/3H/RT | Trauma | EA
03.127.013 | 10886982075130 | 3.5MM VA-LCP PROX TIBIA TRIAL IMPLANT-SMALL BEND/3H/LT | Trauma | EA
03.127.014 | 10886982075147 | 3.5MM VA-LCP PROX TIBIA TRIAL IMPLANT-LARGE BEND/3H/RT | Trauma | EA
03.127.015 | 10886982075154 | 3.5MM VA-LCP PROX TIBIA TRIAL IMPLANT-LARGE BEND/3H/LT | Trauma | EA
60.127.001 | 10886982248015 | 3.5MM VA-LCP PROXIMAL TIBIA IMPLANT AND INSTRUMENT CASE | Trauma | EA
60.127.002 | 10886982248022 | 3.5MM VA-LCP PROXIMAL TIBIA AIMING INSTRUMENTS CASE | Trauma | EA
02.127.110 | 10886982043092 | 3.5MM VARIABLE ANGLE LOCKING SCREW/SLF-TPNG/STRDRV/10MM | Trauma | EA
02.127.112 | 10886982043108 | 3.5MM VARIABLE ANGLE LOCKING SCREW/SLF-TPNG/STRDRV/12MM | Trauma | EA
02.127.114 | 10886982043115 | 3.5MM VARIABLE ANGLE LOCKING SCREW/SLF-TPNG/STRDRV/14MM | Trauma | EA
02.127.116 | 10886982043122 | 3.5MM VARIABLE ANGLE LOCKING SCREW/SLF-TPNG/STRDRV/16MM | Trauma | EA
02.127.118 | 10886982043139 | 3.5MM VARIABLE ANGLE LOCKING SCREW/SLF-TPNG/STRDRV/18MM | Trauma | EA
02.127.120 | 10886982043146 | 3.5MM VARIABLE ANGLE LOCKING SCREW/SLF-TPNG/STRDRV/20MM | Trauma | EA
02.127.122 | 10886982043153 | 3.5MM VARIABLE ANGLE LOCKING SCREW/SLF-TPNG/STRDRV/22MM | Trauma | EA
02.127.124 | 10886982043160 | 3.5MM VARIABLE ANGLE LOCKING SCREW/SLF-TPNG/STRDRV/24MM | Trauma | EA
02.127.126 | 10886982043177 | 3.5MM VARIABLE ANGLE LOCKING SCREW/SLF-TPNG/STRDRV/26MM | Trauma | EA
02.127.128 | 10886982043184 | 3.5MM VARIABLE ANGLE LOCKING SCREW/SLF-TPNG/STRDRV/28MM | Trauma | EA
02.127.130 | 10886982043191 | 3.5MM VARIABLE ANGLE LOCKING SCREW/SLF-TPNG/STRDRV/30MM | Trauma | EA
02.127.132 | 10886982043207 | 3.5MM VARIABLE ANGLE LOCKING SCREW/SLF-TPNG/STRDRV/32MM | Trauma | EA
02.127.134 | 10886982043214 | 3.5MM VARIABLE ANGLE LOCKING SCREW/SLF-TPNG/STRDRV/34MM | Trauma | EA
02.127.136 | 10886982043221 | 3.5MM VARIABLE ANGLE LOCKING SCREW/SLF-TPNG/STRDRV/36MM | Trauma | EA
02.127.138 | 10886982043238 | 3.5MM VARIABLE ANGLE LOCKING SCREW/SLF-TPNG/STRDRV/38MM | Trauma | EA
60.116.526 | 10886982246745 | 3.5MM LOW PROF SCR TYPE MARKER PUSH PIN SET F/MODULAR GC SYS | Trauma | EA
02.127.140 | 10886982043245 | 3.5MM VARIABLE ANGLE LOCKING SCREW/SLF-TPNG/STRDRV/40MM | Trauma | EA
02.127.142 | 10886982043252 | 3.5MM VARIABLE ANGLE LOCKING SCREW/SLF-TPNG/STRDRV/42MM | Trauma | EA
02.127.144 | 10886982043269 | 3.5MM VARIABLE ANGLE LOCKING SCREW/SLF-TPNG/STRDRV/44MM | Trauma | EA
02.127.146 | 10886982043276 | 3.5MM VARIABLE ANGLE LOCKING SCREW/SLF-TPNG/STRDRV/46MM | Trauma | EA
02.127.148 | 10886982043283 | 3.5MM VARIABLE ANGLE LOCKING SCREW/SLF-TPNG/STRDRV/48MM | Trauma | EA
02.127.150 | 10886982043290 | 3.5MM VARIABLE ANGLE LOCKING SCREW/SLF-TPNG/STRDRV/50MM | Trauma | EA
02.127.152 | 10886982043306 | 3.5MM VARIABLE ANGLE LOCKING SCREW/SLF-TPNG/STRDRV/52MM | Trauma | EA
02.127.154 | 10886982043313 | 3.5MM VARIABLE ANGLE LOCKING SCREW/SLF-TPNG/STRDRV/54MM | Trauma | EA
02.127.156 | 10886982043320 | 3.5MM VARIABLE ANGLE LOCKING SCREW/SLF-TPNG/STRDRV/56MM | Trauma | EA
02.127.158 | 10886982043337 | 3.5MM VARIABLE ANGLE LOCKING SCREW/SLF-TPNG/STRDRV/58MM | Trauma | EA
02.127.160 | 10886982043344 | 3.5MM VARIABLE ANGLE LOCKING SCREW/SLF-TPNG/STRDRV/60MM | Trauma | EA
02.127.165 | 10886982043351 | 3.5MM VARIABLE ANGLE LOCKING SCREW/SLF-TPNG/STRDRV/65MM | Trauma | EA
02.127.170 | 10886982043368 | 3.5MM VARIABLE ANGLE LOCKING SCREW/SLF-TPNG/STRDRV/70MM | Trauma | EA
02.127.175 | 10886982043375 | 3.5MM VARIABLE ANGLE LOCKING SCREW/SLF-TPNG/STRDRV/75MM | Trauma | EA
02.127.180 | 10886982043382 | 3.5MM VARIABLE ANGLE LOCKING SCREW/SLF-TPNG/STRDRV/80MM | Trauma | EA
02.127.185 | 10886982043399 | 3.5MM VARIABLE ANGLE LOCKING SCREW/SLF-TPNG/STRDRV/85MM | Trauma | EA
02.127.190 | 10886982043405 | 3.5MM VARIABLE ANGLE LOCKING SCREW/SLF-TPNG/STRDRV/90MM | Trauma | EA
02.127.195 | 10886982043412 | 3.5MM VARIABLE ANGLE LOCKING SCREW/SLF-TPNG/STRDRV/95MM | Trauma | EA
60.116.575 | 10886982246998 | LABEL PACK F/3.5MM LW PROF SCR & INSTR F/MODULAR GC SYSTEM | Trauma | EA
SD398.410 | 10886982006820 | FORCEPS FOR DISTAL RADIUS PLATE | Trauma | EA
SD399.940 | 10886982007124 | REDUCTION FORCEPS WITH POINTS ONE BENT TIP/174MM | Trauma | EA
SD398.961 | 10886982006905 | POINTED FORCEPS WITH ONE SERRATED JAW | Trauma | EA
SD398.960 | 10886982006899 | STAGBEETLE FORCEPS/125MM EXTENDED RATCHET | Trauma | EA
SD399.941 | 10886982007131 | REDUCTION FORCEPS WITH POINTS ONE BENT TIP/200MM | Trauma | EA
SD313.093 | 10886982004536 | SOLID HEXAGONAL SCREWDRIVER 380MM | Trauma | EA
SD359.205 | 10886982006301 | CANNULATED BONE TAMP/8.5MM | Trauma | EA
SD359.206 | 10886982006318 | CANNULATED BONE TAMP/10.1MM | Trauma | EA
SD359.208 | 10886982006332 | CANNULATED BONE TAMP/14MM | Trauma | EA
SD359.209 | 10886982006349 | CURVED BONE TAMP/10MM | Trauma | EA
SD359.210 | 10886982006356 | CURVED BONE TAMP/12MM | Trauma | EA
04.117.207S | 10886982105752 | 2.7MM/3.5MM TI VA-LCP POSTLAT DHP/7H/RT/127MM-LONG-STER | Trauma | EA
04.117.209S | 10886982105790 | 2.7MM/3.5MM TI VA-LCP POSTLAT DHP/9H/RT/153MM-XLNG-STER | Trauma | EA
04.117.307S | 10886982105974 | 2.7MM/3.5MM TI VA-LCP POSTLAT DHP/7H/LT/127MM-LONG-STER | Trauma | EA
04.117.309S | 10886982106018 | 2.7MM/3.5MM TI VA-LCP POSTLAT DHP/9H/LT/153MM-XLNG-STER | Trauma | EA
04.117.311S | 10886982106049 | 2.7MM/3.5MM TI VA-LCP POSTLAT DHP/11H/LT/179MM-STER | Trauma | EA
04.117.313S | 10886982106070 | 2.7MM/3.5MM TI VA-LCP POSTLAT DHP/13H/LT/205MM-STER | Trauma | EA
04.117.211S | 10886982105820 | 2.7MM/3.5MM TI VA-LCP POSTLAT DHP/11H/RT/179MM-STER | Trauma | EA
04.117.213S | 10886982105851 | 2.7MM/3.5MM TI VA-LCP POSTLAT DHP/13H/RT/205MM-STER | Trauma | EA
04.117.207 | 10886982105745 | 2.7MM/3.5MM TI VA-LCP POSTLAT DSTL HUM PL 7H/RT/127MM-LONG | Trauma | EA
04.117.209 | 10886982105783 | 2.7MM/3.5MM TI VA-LCP POSTLAT DSTL HUM PL 9H/RT/153MM-XLNG | Trauma | EA
04.117.307 | 10886982105967 | 2.7MM/3.5MM TI VA-LCP POSTLAT DSTL HUM PL 7H/LT/127MM-LONG | Trauma | EA
04.117.309 | 10886982106001 | 2.7MM/3.5MM TI VA-LCP POSTLAT DSTL HUM PL 9H/LT/153MM-XLNG | Trauma | EA
02.117.207S | 10886982036179 | 2.7MM/3.5MM VA-LCP POSTLAT DHP/7H/RT/127MM-LONG-STER | Trauma | EA
02.117.209S | 10886982036216 | 2.7MM/3.5MM VA-LCP POSTLAT DHP/9H/RT/153MM-XLNG-STER | Trauma | EA
02.117.307S | 10886982036391 | 2.7MM/3.5MM VA-LCP POSTLAT DHP/7H/LT/127MM-LONG-STER | Trauma | EA
02.117.309S | 10886982036438 | 2.7MM/3.5MM VA-LCP POSTLAT DHP/9H/LT/153MM-XLNG-STER | Trauma | EA
02.117.311S | 10886982036469 | 2.7MM/3.5MM VA-LCP POSTLAT DHP/11H/LT/179MM-STER | Trauma | EA
02.117.313S | 10886982036490 | 2.7MM/3.5MM VA-LCP POSTLAT DHP/13H/LT/205MM-STER | Trauma | EA
02.117.211S | 10886982036247 | 2.7MM/3.5MM VA-LCP POSTLAT DHP/11H/RT/179MM-STER | Trauma | EA
02.117.213S | 10886982036278 | 2.7MM/3.5MM VA-LCP POSTLAT DHP/13H/RT/205MM-STER | Trauma | EA
SD319.009 | 10886982004970 | DEPTH GAUGE 3.5-4.0MM EXTENDED NOSE | Trauma | EA
60.221.010 | 10886982248343 | GRAPHIC CASE F/ORTHOPAEDIC CABLE INSTR SET W/PISTOL GRIP | Trauma | EA
690.867 | 10886982255266 | RETROFIT KIT FOR TFN INSERTION SET GRAPHIC CASE 690.339 | Trauma | EA
02.117.007S | 10886982035738 | 2.7/3.5MM VA-LCP POSTLAT DHP- LAT SUPT 7H/RT/127MM-LONG-STER | Trauma | EA
02.117.009S | 10886982035776 | 2.7/3.5MM VA-LCP POSTLAT DHP- LAT SUPT 9H/RT/153MM-XLNG-STER | Trauma | EA
02.117.107S | 10886982035950 | 2.7/3.5MM VA-LCP POSTLAT DHP- LAT SUPT 7H/LT/127MM-LONG-STER | Trauma | EA
02.117.109S | 10886982035998 | 2.7/3.5MM VA-LCP POSTLAT DHP- LAT SUPT 9H/LT/153MM-XLNG-STER | Trauma | EA
02.117.011S | 10886982035806 | 2.7/3.5MM VA-LCP POSTLAT DHP- LAT SUPT 11H/RT/179MM-STER | Trauma | EA
02.117.013S | 10886982035837 | 2.7/3.5MM VA-LCP POSTLAT DHP- LAT SUPT 13H/RT/205MM-STER | Trauma | EA
02.117.111S | 10886982036025 | 2.7/3.5MM VA-LCP POSTLAT DHP- LAT SUPT 11H/LT/179MM-STER | Trauma | EA
02.117.113S | 10886982036056 | 2.7/3.5MM VA-LCP POSTLAT DHP- LAT SUPT 13H/LT/205MM-STER | Trauma | EA
04.117.007 | 10886982105301 | 2.7MM/3.5MM TI VA-LCP POSTLAT DHP-LAT SUPT 7H/RT/127MM-LONG | Trauma | EA
04.117.009 | 10886982105349 | 2.7MM/3.5MM TI VA-LCP POSTLAT DHP-LAT SUPT 9H/RT/153MM-XLNG | Trauma | EA
04.117.107 | 10886982105523 | 2.7MM/3.5MM TI VA-LCP POSTLAT DHP-LAT SUPT 7H/LT/127MM-LONG | Trauma | EA
04.117.109 | 10886982105561 | 2.7MM/3.5MM TI VA-LCP POSTLAT DHP-LAT SUPT 9H/LT/153MM-XLNG | Trauma | EA
04.117.007S | 10886982105318 | 2.7/3.5 TI VA-LCP POSTLAT DHP- LAT SUPT 7H/RT/127MM-LONG-STER | Trauma | EA
04.117.009S | 10886982105356 | 2.7/3.5 TI VA-LCP POSTLAT DHP- LAT SUPT 9H/RT/153MM-XLNG-STER | Trauma | EA
04.117.107S | 10886982105530 | 2.7/3.5 TI VA-LCP POSTLAT DHP- LAT SUPT 7H/LT/127MM-LONG-STER | Trauma | EA
04.117.109S | 10886982105578 | 2.7/3.5 TI VA-LCP POSTLAT DHP- LAT SUPT 9H/LT/153MM-XLNG-STER | Trauma | EA
04.117.011S | 10886982105387 | 2.7/3.5 TI VA-LCP POSTLAT DHP- LAT SUPT 11H/RT/179MM-STER | Trauma | EA
04.117.013S | 10886982105417 | 2.7/3.5 TI VA-LCP POSTLAT DHP- LAT SUPT 13H/RT/205MM-STER | Trauma | EA
04.117.111S | 10886982105608 | 2.7/3.5 TI VA-LCP POSTLAT DHP- LAT SUPT 11H/LT/179MM-STER | Trauma | EA
04.117.113S | 10886982105639 | 2.7/3.5 TI VA-LCP POSTLAT DHP- LAT SUPT 13H/LT/205MM-STER | Trauma | EA
02.117.007 | 10886982035721 | 2.7MM/3.5MM VA-LCP POSTLAT DHP-LAT SUPT 7H/RT/127MM-LONG | Trauma | EA
02.117.009 | 10886982035769 | 2.7MM/3.5MM VA-LCP POSTLAT DHP-LAT SUPT 9H/RT/153MM-XLNG | Trauma | EA
02.117.107 | 10886982035943 | 2.7MM/3.5MM VA-LCP POSTLAT DHP-LAT SUPT 7H/LT/127MM-LONG | Trauma | EA
02.117.109 | 10886982035981 | 2.7MM/3.5MM VA-LCP POSTLAT DHP-LAT SUPT 9H/LT/153MM-XLNG | Trauma | EA
SD311.433 | 10886982004253 | SCREWDRIVER/QC ERGO HANDLE | Trauma | EA
03.119.009 | 10886982073785 | 3.5MM UNIVERSAL DRILL GUIDE YELLOW | Trauma | EA
03.119.005 | 10886982073747 | 3.5MM / 2.5MM INSERT/YELLOW | Trauma | EA
03.119.007 | 10886982073761 | HOLDING SLEEVE FOR CANN 2.5MM HEX SCREWDRIVER | Trauma | EA
03.119.004 | 10886982073730 | COUNTERSINK FOR 3.5 CORTEX AND 4.0 CANCELLOUS SCREWS/YELLOW | Trauma | EA
03.130.100 | 10886982075215 | 1.0MM DRILL BIT/K-WIRE ATTCHMT FOR THREADED HOLE/75MM | Trauma | EA
03.130.101 | 10886982075222 | 1.0MM DRILL BIT/STRYKER J-LATCH F/THREADED HOLE/61MM | Trauma | EA
03.130.102 | 10886982075239 | 1.0MM DRILL BIT/MQC FOR THREADED HOLE/61MM | Trauma | EA
03.130.110 | 10886982075246 | 1.3MM DRILL BIT/K-WIRE ATTCHMT FOR GLIDING HOLE/60MM | Trauma | EA
03.130.111 | 10886982075253 | 1.3MM DRILL BIT/STRYKER J-LATCH F/GLIDING HOLE/55MM | Trauma | EA
03.130.112 | 10886982075260 | 1.3MM DRILL BIT/MQC FOR GLIDING HOLE/46MM | Trauma | EA
03.130.200 | 10886982075314 | 1.1MM DRILL BIT/K-WIRE ATTCHMT FOR THREADED HOLE/70MM | Trauma | EA
03.130.201 | 10886982075321 | 1.1MM DRILL BIT/STRYKER J-LATCH F/THREADED HOLE/65MM | Trauma | EA
03.130.202 | 10886982075338 | 1.1MM DRILL BIT/MQC FOR THREADED HOLE/56MM | Trauma | EA
03.130.210 | 10886982075345 | 1.5MM DRILL BIT/K-WIRE ATTCHMT FOR GLIDING HOLE/62MM | Trauma | EA
03.130.211 | 10886982075352 | 1.5MM DRILL BIT/STRYKER J-LATCH F/GLIDING HOLE/57MM | Trauma | EA
03.130.212 | 10886982075369 | 1.5MM DRILL BIT/MQC FOR GLIDING HOLE/48MM | Trauma | EA
03.130.300 | 10886982075574 | 1.5MM DRILL BIT/K-WIRE ATTCHMT FOR THREADED HOLE/88MM | Trauma | EA
03.130.301 | 10886982075581 | 1.5MM DRILL BIT/STRYKER J-LATCH F/THREADED HOLE/83MM | Trauma | EA
03.130.302 | 10886982075598 | 1.5MM DRILL BIT/MQC FOR THREADED HOLE/74MM | Trauma | EA
03.130.005 | 10886982075185 | HANDLE WITH HEX COUPLING | Trauma | EA
03.130.310 | 10886982075604 | 2.0MM DRILL BIT/K-WIRE ATTCHMT FOR GLIDING HOLE/71MM | Trauma | EA
03.130.311 | 10886982075611 | 2.0MM DRILL BIT/STRYKER J-LATCH F/GLIDING HOLE/66MM | Trauma | EA
03.130.312 | 10886982075628 | 2.0MM DRILL BIT/MQC FOR GLIDING HOLE/57MM | Trauma | EA
03.130.120 | 10886982075277 | 1.0MM THREADED DRILL GUIDE FOR 1.3MM LOCKING PLATES | Trauma | EA
03.130.125 | 10886982075284 | 1.3/1.0MM DOUBLE DRILL SLEEVE FOR 1.3MM CRTX SCREWS/YELLOW | Trauma | EA
03.130.130 | 10886982075291 | PLATE HOLDER FOR 1.3MM TO 2.0MM PLATES | Trauma | EA
03.130.140 | 10886982075307 | PLATE BENDING PINS FOR 1.3MM LOCKING PLATES | Trauma | EA
03.130.215 | 10886982075376 | COUNTERSINK FOR 1.3MM/1.5MM AND 2.0MM SCREWS | Trauma | EA
03.119.006 | 10886982073754 | SMALL HEX SCREWDRIVER SHAFT YELLOW/GREY | Trauma | EA
03.119.008 | 10886982073778 | STARDRIVE SCREWDRIVER SHAFT T15 / BLACK | Trauma | EA
03.119.000 | 10886982073693 | 1.5MM DRILL BIT/QC/110MM BLUE | Trauma | EA
03.119.002 | 10886982073716 | 2.5MM DRILL BIT/QC/110MM YELLOW | Trauma | EA
03.119.001 | 10886982073709 | 2.0MM DRILL BIT/QC/100MM BLUE | Trauma | EA
03.130.220 | 10886982075383 | 1.1MM VA LOCKING DOUBLE DRILL GUIDE/WITH CONE F/1.5 VAL PL | Trauma | EA
03.119.003 | 10886982073723 | 3.5MM DRILL BIT/QC/100MM YELLOW | Trauma | EA
03.130.221 | 10886982075390 | 1.1MM VA LOCKING DOUBLE DRILL GUIDE/FREEHAND F/1.5MM VAL PL | Trauma | EA
03.130.225 | 10886982075406 | 1.5/1.1MM DOUBLE DRILL SLEEVE FOR 1.5MM CORTEX SCREWS/RED | Trauma | EA
03.130.260 | 10886982075444 | PLATE BENDING PLIERS F/1.3MM LCKNG/1.5-2.0MM VAL PLATES-RT | Trauma | EA
03.130.261 | 10886982075451 | PLATE BENDING PLIERS F/1.3MM LCKNG/1.5-2.0MM VAL PLATES-LT | Trauma | EA
03.130.270 | 10886982075468 | PLATE CUTTER/IN-LINE FOR 1.3MM LCKNG/1.5-2.0MM VAL PL | Trauma | EA
03.130.271 | 10886982075475 | PLATE CUTTER FOR 1.3MM/1.5MM AND 2.0MM PLATES | Trauma | EA
03.130.250 | 10886982075420 | DEPTH GAUGE FOR 1.3MM/1.5MM AND 2.0MM SCREWS | Trauma | EA
03.130.280 | 10886982075482 | PLATE HOLDING FORCEPS SOFT LOCK | Trauma | EA
03.130.291 | 10886982075505 | REDUCTION FORCEPS FOR 1.3 TO 2.0MM SCREWS/SOFT LOCK | Trauma | EA
03.130.296 | 10886982075550 | 1.5MM DRILL SLEEVE-BLUE-FOR REDUCTN FORCEPS/03.130.291 | Trauma | EA
03.130.292 | 10886982075512 | 1.0MM DRILL SLEEVE-YELLOW-FOR REDUCTN FORCEPS/03.130.291 | Trauma | EA
03.130.293 | 10886982075529 | 1.1MM DRILL SLEEVE-RED-FOR REDUCTN FORCEPS/03.130.291 | Trauma | EA
03.130.297 | 10886982075567 | 2.0MM DRILL SLEEVE-BLUE-FOR REDUCTN FORCEPS/03.130.291 | Trauma | EA
03.130.294 | 10886982075536 | 1.3MM DRILL SLEEVE-YELLOW-FOR REDUCTN FORCEPS/03.130.291 | Trauma | EA
03.130.295 | 10886982075543 | 1.5MM DRILL SLEEVE-RED-FOR REDUCTN FORCEPS/03.130.291 | Trauma | EA
03.130.320 | 10886982075635 | 1.5MM VA LOCKING DOUBLE DRILL GUIDE/WITH CONE F/2.0 VAL PL | Trauma | EA
03.130.321 | 10886982075642 | 1.5MM VA LOCKING DOUBLE DRILL GUIDE/FREEHAND F/2.0 VAL PL | Trauma | EA
03.130.325 | 10886982075659 | 2.0/1.5MM DOUBLE DRILL SLEEVE FOR 2.0MM CORTEX SCREWS/BLUE | Trauma | EA
401.365.97 | 10886982204141 | 2.0MM TI CORTEX SCREW SLF-TPNG WITH T6 STARDRIVE RECESS/15MM | Trauma | EA
201.365.97 | 10886982141903 | 2.0MM CORTEX SCREW SLF-TPNG WITH T6 STARDRIVE RECESS/15MM | Trauma | EA
60.119.050 | 10886982247452 | COMPACT DISTAL RADIUS GRAPHIC CASE | Trauma | EA
60.119.051 | 10886982247469 | LID 2/3 LENGTH FOR COMPACT DISTAL RADIUS SYS | Trauma | EA
60.119.010 | 10886982247216 | COMPACT DISTAL RADIUS GRAPHIC CASE - ASC | Trauma | EA
60.119.011 | 10886982247223 | INSTRUMENT TRAY 2/3 LENGTH FOR COMPACT DISTAL RADIUS SYSTEM | Trauma | EA
60.119.012 | 10886982247230 | VA IMPLANT RACK FOR COMPACT DISTAL RADIUS SYSTEM | Trauma | EA
60.119.013 | 10886982247247 | LID FOR VA IMPLANT RACK FOR COMPACT DISTAL RADIUS SYSTEM | Trauma | EA
60.119.014 | 10886982247254 | PLATE TRAY FOR VA IMPLANT RACK F/COMPACT DISTAL RADIUS SYSTEM | Trauma | EA
60.119.015 | 10886982247261 | LCP IMPLANT RACK FOR COMPACT DISTAL RADIUS SYSTEM | Trauma | EA
60.119.016 | 10886982247278 | LID FOR LCP IMPLANT RACK FOR COMPACT DISTAL RADIUS SYSTEM | Trauma | EA
60.119.017 | 10886982247285 | PLATE TRAY F/LCP IMPLANT RACK F/COMPACT DISTAL RADIUS SYSTEM | Trauma | EA
60.119.018 | 10886982247292 | GUIDE BLOCK TRAY FOR COMPACT DISTAL RADIUS SYSTEM | Trauma | EA
60.119.019 | 10886982247308 | LID FOR COMPACT DISTAL RADIUS SYSTEM - ASC | Trauma | EA
60.119.000 | 10886982247186 | LID 2/3 LENGTH FOR COMPACT SYSTEMS - ASC | Trauma | EA
60.119.020 | 10886982247315 | COMPACT ANKLE FRACTURE GRAPHIC CASE - ASC | Trauma | EA
60.119.021 | 10886982247322 | INSTRUMENT TRAY 2/3 LENGTH FOR COMPACT ANKLE FRACTURE SYSTEM | Trauma | EA
60.119.022 | 10886982247339 | INSTRUMENT TRAY 4.0 CANN SCREW FOR COMPACT ANKLE FRACTURE SYS | Trauma | EA
60.119.024 | 10886982247346 | SCREW RACK FOR COMPACT ANKLE FRACTURE SYSTEM | Trauma | EA
60.119.029 | 10886982247353 | LID FOR COMPACT ANKLE FRACTURE SYSTEM - ASC | Trauma | EA
60.119.030 | 10886982247360 | COMPACT FOREFOOT RECON SCREW GRAPHIC CASE - ASC | Trauma | EA
60.119.031 | 10886982247377 | 2.0/2.7 CRTX SCR INSTR TRAY F/ COMPACT FOREFOOT RECON SCR SYS | Trauma | EA
60.119.032 | 10886982247384 | 2.4/4.0 CANN SCR INSTR TRAY F/ COMPACT FOREFOOT RECON SCR SYS | Trauma | EA
60.119.033 | 10886982247391 | SCREW RACK F/COMPACT FOREFOOT RECON SCREW SYSTEM | Trauma | EA
60.119.039 | 10886982247407 | LID FOR COMPACT FOREFOOT RECON SCREW SYSTEM - ASC | Trauma | EA
SD03.108.003 | 10886982002754 | PEDIATRIC LCP HIP PLATE GUIDE BLOCK WITH 2.5MM HOLE | Trauma | EA
03.130.010 | 10886982075192 | STARDRIVE SCRWDRVR SHFT/T4 50MM/SELF-RETAINING/HXC | Trauma | EA
03.130.020 | 10886982075208 | STARDRIVE SCRWDRVR SHFT/T6 50MM/SELF-RETAINING/HXC | Trauma | EA
03.010.497S | 20886982069150 | CAM LOCK LEVERS/2 PACK STERILE | Trauma | OP
355.016 | 10886982194756 | RAM GUIDE CAP | Trauma | EA
SD03.122.031 | 10886982002860 | BLADE IMPACTOR BODY | Trauma | EA
2221 | 10886982157577 | SYNTHES TRAUMA PRICE LIST 2012 - 2013 | Trauma | EA
60.037.002 | 10886982242129 | GRAPHIC CASE/FULL LENGTH 2 HIGH | Trauma | EA
60.037.003 | 10886982242136 | GRAPHIC CASE/FULL LENGTH 3 HIGH | Trauma | EA
60.037.004 | 10886982242143 | GRAPHIC CASE/FULL LENGTH 4 HIGH | Trauma | EA
60.037.001 | 10886982242112 | GRAPHIC CASE/FULL LENGTH 1 HIGH | Trauma | EA
60.037.022 | 10886982242174 | TFNA - BLADE/SCREW INSERTION TRAY | Trauma | EA
60.037.023 | 10886982242181 | TFNA - LOCKING TRAY | Trauma | EA
60.037.020 | 10886982242150 | TFNA OPENING TRAY | Trauma | EA
60.037.021 | 10886982242167 | TFNA - NAIL INSERTION TRAY | Trauma | EA
60.037.024 | 10886982242198 | TFNA-PERCUTANEOUS INSTRUMENT TRAY | Trauma | EA
60.037.026 | 10886982242204 | TFNA - IMPLANT TRAY | Trauma | EA
60.116.151 | 10886982244642 | AUXILIARY TRAY/FULL LENGTH 1 HIGH | Trauma | EA
60.116.152 | 10886982244659 | AUXILIARY TRAY/FULL LENGTH 2 HIGH | Trauma | EA
60.116.170 | 20886982244816 | LIFTING POSTS - 8 PACK | Trauma | P8
60.116.173 | 10886982257611 | AUXILIARY TRAY DIVIDER/1 HIGH 6 PACK | Trauma | EA
60.116.183 | 10886982257635 | AUXILIARY TRAY DIVIDER/2 HIGH 6 PACK | Trauma | EA
60.116.136 | 10886982244499 | OPENING TRAY FOR EX NAILS | Trauma | EA
60.116.137 | 10886982244505 | OPENING TRAY FOR ADOLESCENT LATERAL FEMORAL NAIL-EX | Trauma | EA
60.116.138 | 10886982244512 | OPENING TRAY FOR LATERAL FEMORAL NAIL-EX | Trauma | EA
60.116.139 | 10886982244529 | OPENING TRAY FOR RETROGRADE/ ANTEGRADE FEMORAL NAIL-EX | Trauma | EA
60.116.140 | 10886982244536 | OPENING TRAY FOR TIBIA NAIL-EX | Trauma | EA
60.116.141 | 10886982244543 | REDUCTION TRAY WITH MIPO INSTRUMENTATION | Trauma | EA
60.116.142 | 10886982244550 | REDUCTION TRAY | Trauma | EA
60.116.143 | 10886982244567 | REAMING TRAY | Trauma | EA
60.116.174 | 10886982257628 | AUXILIARY TRAY DIVIDER/1 HIGH 12 PACK | Trauma | EA
60.116.144 | 10886982244574 | INSERTION TRAY FOR ADOLESCENT LATERAL FEMORAL NAIL-EX | Trauma | EA
60.116.184 | 10886982257642 | AUXILIARY TRAY DIVIDER/2 HIGH 12 PACK | Trauma | EA
60.116.145 | 10886982244581 | INSERTION TRAY FOR LATERAL FEMORAL NAIL-EX | Trauma | EA
60.116.146 | 10886982244598 | INSERTION TRAY FOR RETROGRADE/ ANTEGRADE FEMORAL NAIL-EX | Trauma | EA
60.116.155 | 10886982244666 | LABEL SHEET FOR ALL EX NAIL INSTRUMENTATION | Trauma | EA
60.116.156 | 10886982244673 | LABEL SHEET FOR ALL EX NAIL OPENING INSTRUMENTATION | Trauma | EA
60.116.157 | 10886982244680 | LABEL SHEET FOR ALL ALFN-EX OPENING INSTRUMENTATION | Trauma | EA
60.116.158 | 10886982244697 | LABEL SHEET FOR LFN-EX OPENING INSTRUMENTATION | Trauma | EA
60.116.159 | 10886982244703 | LABEL SHEET FOR RAFN-EX OPENING INSTRUMENTATION | Trauma | EA
60.116.160 | 10886982244710 | LABEL SHEET FOR TIBIA NAIL-EX OPENING INSTRUMENTATION | Trauma | EA
60.116.162 | 10886982244734 | LABEL SHEET FOR REDUCTION INSTRUMENTATION | Trauma | EA
60.116.163 | 10886982244741 | LABEL SHEET FOR REAMING INSTRUMENTATION | Trauma | EA
60.116.164 | 10886982244758 | LABEL SHEET FOR ALFN-EX INSERTION INSTRUMENTATION | Trauma | EA
60.116.165 | 10886982244765 | LABEL SHEET FOR LFN-EX INSERTION INSTRUMENTATION | Trauma | EA
60.116.166 | 10886982244772 | LABEL SHEET FOR RAFN-EX INSERTION INSTRUMENTATION | Trauma | EA
60.116.167 | 10886982244789 | LABEL SHEET FOR TIBIA NAIL-EX INSERTION INSTRUMENTATION | Trauma | EA
60.116.168 | 10886982244796 | LABEL SHEET FOR TIBIA NAIL-EX OR SUPRAPATELLAR INSERTN INSTR | Trauma | EA
60.116.169 | 10886982244802 | LABEL SHEET FOR ALL EX LOCKING INSTRUMENTATION | Trauma | EA
60.116.185 | 10886982244864 | BLANK LABEL SHEET | Trauma | EA
02.211.406 | 10886982054906 | 2.7MM VA-LOCKING CALCANEAL PLATE W/TABS MEDIUM 64MM RIGHT | Trauma | EA
02.211.407 | 10886982054920 | 2.7MM VA-LOCKING CALCANEAL PLATE W/TABS MEDIUM 64MM LEFT | Trauma | EA
02.211.408 | 10886982054944 | 2.7MM VA-LOCKING CALCANEAL PLATE W/TABS LARGE 70MM RIGHT | Trauma | EA
02.211.409 | 10886982054968 | 2.7MM VA-LOCKING CALCANEAL PLATE W/TABS LARGE 70MM LEFT | Trauma | EA
02.211.400 | 10886982054784 | 2.7MM VA-LOCKING CALCANEAL PLATE SMALL 58MM RIGHT | Trauma | EA
02.211.401 | 10886982054807 | 2.7MM VA-LOCKING CALCANEAL PLATE SMALL 58MM LEFT | Trauma | EA
02.211.402 | 10886982054821 | 2.7MM VA-LOCKING CALCANEAL PLATE MEDIUM 64MM RIGHT | Trauma | EA
02.211.403 | 10886982054845 | 2.7MM VA-LOCKING CALCANEAL PLATE MEDIUM 64MM LEFT | Trauma | EA
02.211.404 | 10886982054869 | 2.7MM VA-LOCKING CALCANEAL PLATE LARGE 70MM RIGHT | Trauma | EA
02.211.405 | 10886982054883 | 2.7MM VA-LOCKING CALCANEAL PLATE LARGE 70MM LEFT | Trauma | EA
02.211.410 | 10886982054982 | 2.7MM VA-LCKING ANTEROLATERAL CALCANEAL PL SHORT 40MM RIGHT | Trauma | EA
02.211.411 | 10886982055002 | 2.7MM VA-LCKING ANTEROLATERAL CALCANEAL PL SHORT 40MM LEFT | Trauma | EA
02.211.412 | 10886982055026 | 2.7MM VA-LCKING ANTEROLATERAL CALCANEAL PL LONG 56MM RIGHT | Trauma | EA
02.211.413 | 10886982055040 | 2.7MM VA-LCKING ANTEROLATERAL CALCANEAL PL LONG 56MM LEFT | Trauma | EA
04.211.406 | 10886982120311 | 2.7MM TI VA-LOCKING CALCANEAL PLATE W/TABS MEDIUM 64MM RIGHT | Trauma | EA
02.211.416 | 10886982055088 | 3.5MM VA-LCP MEDIAL COLUMN FUSION PLATE 78MM RIGHT | Trauma | EA
SD03.110.008 | 10886982259912 | 2.0MM DRILL GUIDE EXTENDED LENGTH | Trauma | EA
62.006.031 | 10886982259929 | PERF BASE FOR FULL-ONE LEVEL STERILIZATION CONTAINER | Trauma | EA
62.006.032 | 10886982259936 | PERF BASE FOR FULL-TWO LEVEL STERILIZATION CONTAINER | Trauma | EA
62.006.033 | 10886982259943 | PERF BASE FOR FULL-THREE LEVEL STERILIZATION CONTAINER | Trauma | EA
62.009.034 | 10886982259950 | PERF BASE FOR EXTENDED-FOUR LEVEL STERILIZATION CONTAINER | Trauma | EA
62.009.035 | 10886982259967 | PERF BASE FOR EXTENDED-FIVE LEVEL STERILIZATION CONTAINER | Trauma | EA
62.016.031 | 10886982259974 | SOLID BASE FOR FULL-ONE LEVEL STERILIZATION CONTAINER | Trauma | EA
62.016.032 | 10886982259981 | SOLID BASE FOR FULL-TWO LEVEL STERILIZATION CONTAINER | Trauma | EA
62.016.033 | 10886982259998 | SOLID BASE FOR FULL-THREE LEVEL STERILIZATION CONTAINER | Trauma | EA
62.019.034 | 10886982260000 | SOLID BASE FOR EXTENDED-FOUR LEVEL STERILIZATION CONTAINER | Trauma | EA
62.019.035 | 10886982260017 | SOLID BASE FOR EXTENDED-FIVE LEVEL STERILIZATION CONTAINER | Trauma | EA
03.213.020S | 10886982260024 | EXTRACTION SCREW FOR 3.7MM SCREWS-STERILE | Trauma | EA
03.223.020S | 10886982260031 | EXTRACTION SCREW FOR 5.0MM SCREWS-STERILE | Trauma | EA
VQ5001.06 | 10886982260185 | TTA OSTEOTOMY SPREADER 6MM BLADE | Trauma | EA
VQ5001.09 | 10886982260192 | TTA OSTEOTOMY SPREADER 9MM BLADE | Trauma | EA
VQ5001.12 | 10886982260208 | TTA OSTEOTOMY SPREADER 12MM BLADE | Trauma | EA
VQ5001.15 | 10886982260215 | TTA OSTEOTOMY SPREADER 15MM BLADE | Trauma | EA
690.560 | 10886982260222 | TTA MODULE CASE | Trauma | EA
323.201.V | 10886982283498 | 2.0MM UNIVERSAL DRILL GUIDE | Trauma | EA
323.202.V | 10886982283504 | 2.4MM UNIVERSAL DRILL GUIDE | Trauma | EA
CD02.108.330 | 10886982283993 | CUSTOM PEDIATRIC HIP PLATE | Trauma | EA
CD456.630 | 10886982289759 | 17X320 TFN CUSTOM / RIGHT | Trauma | EA
02.207.601 | 10886982052308 | 7.3MM CANNULATED SCFE SCREW 10MM THREAD/50MM | Trauma | EA
02.207.600 | 10886982052292 | 7.3MM CANNULATED SCFE SCREW 10MM THREAD/45MM | Trauma | EA
02.207.603 | 10886982052322 | 7.3MM CANNULATED SCFE SCREW 10MM THREAD/60MM | Trauma | EA
02.207.602 | 10886982052315 | 7.3MM CANNULATED SCFE SCREW 10MM THREAD/55MM | Trauma | EA
02.207.604 | 10886982052339 | 7.3MM CANNULATED SCFE SCREW 10MM THREAD/65MM | Trauma | EA
02.207.606 | 10886982052353 | 7.3MM CANNULATED SCFE SCREW 10MM THREAD/75MM | Trauma | EA
02.207.608 | 10886982052377 | 7.3MM CANNULATED SCFE SCREW 10MM THREAD/85MM | Trauma | EA
02.207.605 | 10886982052346 | 7.3MM CANNULATED SCFE SCREW 10MM THREAD/70MM | Trauma | EA
02.207.610 | 10886982052391 | 7.3MM CANNULATED SCFE SCREW 10MM THREAD/95MM | Trauma | EA
02.207.612 | 10886982052414 | 7.3MM CANNULATED SCFE SCREW 10MM THREAD/105MM | Trauma | EA
02.207.614 | 10886982052438 | 7.3MM CANNULATED SCFE SCREW 10MM THREAD/115MM | Trauma | EA
02.207.616 | 10886982052452 | 7.3MM CANNULATED SCFE SCREW 10MM THREAD/125MM | Trauma | EA
02.207.618 | 10886982052476 | 7.3MM CANNULATED SCFE SCREW 20MM THREAD/45MM | Trauma | EA
02.207.607 | 10886982052360 | 7.3MM CANNULATED SCFE SCREW 10MM THREAD/80MM | Trauma | EA
02.207.609 | 10886982052384 | 7.3MM CANNULATED SCFE SCREW 10MM THREAD/90MM | Trauma | EA
02.207.611 | 10886982052407 | 7.3MM CANNULATED SCFE SCREW 10MM THREAD/100MM | Trauma | EA
02.207.613 | 10886982052421 | 7.3MM CANNULATED SCFE SCREW 10MM THREAD/110MM | Trauma | EA
02.207.620 | 10886982052490 | 7.3MM CANNULATED SCFE SCREW 20MM THREAD/55MM | Trauma | EA
02.207.615 | 10886982052445 | 7.3MM CANNULATED SCFE SCREW 10MM THREAD/120MM | Trauma | EA
02.207.622 | 10886982052513 | 7.3MM CANNULATED SCFE SCREW 20MM THREAD/65MM | Trauma | EA
02.207.624 | 10886982052537 | 7.3MM CANNULATED SCFE SCREW 20MM THREAD/75MM | Trauma | EA
02.207.626 | 10886982052551 | 7.3MM CANNULATED SCFE SCREW 20MM THREAD/85MM | Trauma | EA
02.207.617 | 10886982052469 | 7.3MM CANNULATED SCFE SCREW 10MM THREAD/130MM | Trauma | EA
02.207.628 | 10886982052575 | 7.3MM CANNULATED SCFE SCREW 20MM THREAD/95MM | Trauma | EA
02.207.619 | 10886982052483 | 7.3MM CANNULATED SCFE SCREW 20MM THREAD/50MM | Trauma | EA
02.207.621 | 10886982052506 | 7.3MM CANNULATED SCFE SCREW 20MM THREAD/60MM | Trauma | EA
02.207.623 | 10886982052520 | 7.3MM CANNULATED SCFE SCREW 20MM THREAD/70MM | Trauma | EA
02.207.625 | 10886982052544 | 7.3MM CANNULATED SCFE SCREW 20MM THREAD/80MM | Trauma | EA
02.207.630 | 10886982052599 | 7.3MM CANNULATED SCFE SCREW 20MM THREAD/105MM | Trauma | EA
02.207.632 | 10886982052612 | 7.3MM CANNULATED SCFE SCREW 20MM THREAD/115MM | Trauma | EA
02.207.634 | 10886982052636 | 7.3MM CANNULATED SCFE SCREW 20MM THREAD/125MM | Trauma | EA
02.207.627 | 10886982052568 | 7.3MM CANNULATED SCFE SCREW 20MM THREAD/90MM | Trauma | EA
02.207.636 | 10886982052650 | OVAL 1MM WASHER FOR SCFE SCREW | Trauma | EA
02.207.629 | 10886982052582 | 7.3MM CANNULATED SCFE SCREW 20MM THREAD/100MM | Trauma | EA
02.207.637 | 10886982052667 | OVAL 2MM WASHER FOR SCFE SCREW | Trauma | EA
02.207.631 | 10886982052605 | 7.3MM CANNULATED SCFE SCREW 20MM THREAD/110MM | Trauma | EA
02.207.633 | 10886982052629 | 7.3MM CANNULATED SCFE SCREW 20MM THREAD/120MM | Trauma | EA
02.207.635 | 10886982052643 | 7.3MM CANNULATED SCFE SCREW 20MM THREAD/130MM | Trauma | EA
SD351.270 | 10886982005519 | Ã13.0MM 3 FLUTED DRILL BIT ROUNDED SIDE CUTTING FLUTES | Trauma | EA
03.207.001 | 10886982075918 | 5.0MM/7.3MM STEPPED DRILL BIT 10MM STEP FOR SCFE SCREW | Trauma | EA
03.207.002 | 10886982075925 | 10MM/2.8MM WIRE SLEEVE FOR SCFE SCREW | Trauma | EA
03.207.004 | 10886982075949 | DIRECT MEASURING DEVICE FOR SCFE SCREW | Trauma | EA
03.207.005 | 10886982075956 | T40 STARDRIVE SCREWDRIVER CANNULATED FOR SCFE SCREW | Trauma | EA
60.120.704 | 10886982247766 | 3.5MM LCP TIBIAL PLATEAU INSTR AND IMPLANT SET GRAPHIC CASE | Trauma | EA
60.114.004 | 10886982243645 | TRAY FOR SMALL THREADED DRILL GUIDES/1.5MM MODULE | Trauma | EA
03.111.007 | 10886982072085 | POSITIONING SCREW FOR DISTAL RADIUS GUIDE BLOCK | Trauma | EA
05.001.108 | 10886982129307 | LIGHT ADAPTOR F/SMALL BATTERY DRIVE F/ELECTRIC PEN DRIVE | Trauma | EA
03.100.146 | 10886982071224 | Z-BAR FOR PELVIC LATERAL TRACTION DEVICE | Trauma | EA
03.100.147 | 10886982071231 | ADAPTER FOR PELVIC LATERAL TRACTION DEVICE | Trauma | EA
03.100.148 | 10886982071248 | 10MM THUMB SCREW FOR PELVIC LATERAL TRACTION DEVICE | Trauma | EA
03.100.149 | 10886982071255 | 11/16MM POST FOR PELVIC LATERAL TRACTION DEVICE | Trauma | EA
SD357.021 | 10886982005823 | AIMING ARM RETROGRADE STATIC LOCKING/RAFN | Trauma | EA
SD319.390 | 10886982005076 | HOOK/SHARP SMALL TAPER/252MM LENGTH | Trauma | EA
60.110.072 | 10886982242839 | MODULE UPGRADE KIT FOR VA-LCP 2 COL DISTAL RADIUS PLATES | Trauma | EA
357.428 | 10886982196460 | TROCHANTERIC FIXATION NAIL SCREW INSERTER/EXTRACTOR | Trauma | EA
690.474 | 10886982253989 | TI TROCHANTERIC FIXATION NAIL AUXILIARY SET GRAPHIC CASE | Trauma | EA
02.112.046 | 10886982033017 | 2.7MM/3.5MM VA-LCP LAT ANT CLAVICLE PLATE/9 HOLE/89MM | Trauma | EA
04.112.046 | 10886982102782 | 2.7MM/3.5MM TI VA-LCP LAT ANT CLAVICLE PLATE/9 HOLE/89MM | Trauma | EA
SD399.210 | 10886982007094 | HOHMANN RETRACTOR 130Â° BEND/MODIFIED | Trauma | EA
SD357.394 | 10886982006097 | 13.0MM TAPERED DRILL BIT LARGE QC/301MM LONG | Trauma | EA
60.550.012.02 | 10886982249067 | ATTACHMENT RACK PLATE FOR SMALL BATTERY DRV GRAPHIC CASE | Trauma | EA
B37 | 10886982000095 | M3.5 SCREW FOR PART NUMBERS 03.113.025 AND 03.113.026 | Trauma | EA
B38 | 10886982000101 | KNOB FOR PART NUMBERS 03.113.001 AND 03.113.003 | Trauma | EA
B89 | 10886982000163 | PROTECTION SLEEVE FOR PART NUMBER 03.113.028 | Trauma | EA
SD321.120 | 10886982005090 | SMALL TENSIONING DEVICE | Trauma | EA
03.122.051 | 10886982074836 | 2.8MM DRILL BIT WITH STOP QUICK COUPLING | Trauma | EA
03.122.052 | 10886982074843 | DEPTH PROBE | Trauma | EA
03.122.053 | 10886982074850 | OUTER SLEEVE FOR INSERTION GUIDE | Trauma | EA
03.122.058 | 10886982074881 | THREADED DRILL SLEEVE FOR DEPTH PROBE | Trauma | EA
SD293.940 | 10886982003737 | 5MM STEINMANN PIN 300MM LONG | Trauma | EA
02.211.028 | 10886982053657 | 2.7MM VA LCKNG SCREW SLF-TPNG WITH T8 STARDRIVE RECESS 28MM | Trauma | EA
02.211.032 | 10886982053671 | 2.7MM VA LCKNG SCREW SLF-TPNG WITH T8 STARDRIVE RECESS 32MM | Trauma | EA
02.211.034 | 10886982053688 | 2.7MM VA LCKNG SCREW SLF-TPNG WITH T8 STARDRIVE RECESS 34MM | Trauma | EA
02.211.036 | 10886982053695 | 2.7MM VA LCKNG SCREW SLF-TPNG WITH T8 STARDRIVE RECESS 36MM | Trauma | EA
02.211.038 | 10886982053701 | 2.7MM VA LCKNG SCREW SLF-TPNG WITH T8 STARDRIVE RECESS 38MM | Trauma | EA
02.211.040 | 10886982053718 | 2.7MM VA LCKNG SCREW SLF-TPNG WITH T8 STARDRIVE RECESS 40MM | Trauma | EA
04.211.010 | 10886982118950 | 2.7MM TI VA LCKNG SCR SLF-TPNG WITH T8 STARDRIVE RECESS 10MM | Trauma | EA
04.211.012 | 10886982118974 | 2.7MM TI VA LCKNG SCR SLF-TPNG WITH T8 STARDRIVE RECESS 12MM | Trauma | EA
04.211.014 | 10886982118998 | 2.7MM TI VA LCKNG SCR SLF-TPNG WITH T8 STARDRIVE RECESS 14MM | Trauma | EA
04.211.016 | 10886982119001 | 2.7MM TI VA LCKNG SCR SLF-TPNG WITH T8 STARDRIVE RECESS 16MM | Trauma | EA
04.211.018 | 10886982119018 | 2.7MM TI VA LCKNG SCR SLF-TPNG WITH T8 STARDRIVE RECESS 18MM | Trauma | EA
04.211.020 | 10886982119025 | 2.7MM TI VA LCKNG SCR SLF-TPNG WITH T8 STARDRIVE RECESS 20MM | Trauma | EA
04.211.022 | 10886982119032 | 2.7MM TI VA LCKNG SCR SLF-TPNG WITH T8 STARDRIVE RECESS 22MM | Trauma | EA
04.211.024 | 10886982119049 | 2.7MM TI VA LCKNG SCR SLF-TPNG WITH T8 STARDRIVE RECESS 24MM | Trauma | EA
04.211.026 | 10886982119056 | 2.7MM TI VA LCKNG SCR SLF-TPNG WITH T8 STARDRIVE RECESS 26MM | Trauma | EA
04.211.028 | 10886982119063 | 2.7MM TI VA LCKNG SCR SLF-TPNG WITH T8 STARDRIVE RECESS 28MM | Trauma | EA
04.211.030 | 10886982119070 | 2.7MM TI VA LCKNG SCR SLF-TPNG WITH T8 STARDRIVE RECESS 30MM | Trauma | EA
04.211.032 | 10886982119087 | 2.7MM TI VA LCKNG SCR SLF-TPNG WITH T8 STARDRIVE RECESS 32MM | Trauma | EA
04.211.034 | 10886982119094 | 2.7MM TI VA LCKNG SCR SLF-TPNG WITH T8 STARDRIVE RECESS 34MM | Trauma | EA
04.211.036 | 10886982119100 | 2.7MM TI VA LCKNG SCR SLF-TPNG WITH T8 STARDRIVE RECESS 36MM | Trauma | EA
04.211.038 | 10886982119117 | 2.7MM TI VA LCKNG SCR SLF-TPNG WITH T8 STARDRIVE RECESS 38MM | Trauma | EA
04.211.040 | 10886982119124 | 2.7MM TI VA LCKNG SCR SLF-TPNG WITH T8 STARDRIVE RECESS 40MM | Trauma | EA
60.116.115 | 10886982244468 | LID FOR MODULE SHELL FOR MODULAR GRAPHIC CASE SYSTEM | Trauma | EA
60.116.078 | 10886982244284 | 2.4 HCS FLIP-UP SCR RACK F/SCR MODULE SHELL F/MODULAR GC SYS | Trauma | EA
60.116.079 | 10886982244291 | 3.0 HCS FLIP-UP SCR RACK F/SCR MODULE SHELL F/MODULAR GC SYS | Trauma | EA
60.116.200 | 10886982244871 | AUXILIARY BIN/FULL LGTH/FULL HEIGHT F/MODULE SHELL F/GC SYS | Trauma | EA
60.116.201 | 10886982244888 | AUXILIARY BIN/FULL LGTH/1/2 HEIGHT F/MODULE SHELL F/GC SYS | Trauma | EA
60.116.202 | 10886982244895 | AUXILIARY BIN/1/2 LGTH/FULL HEIGHT F/MODULE SHELL F/GC SYS | Trauma | EA
60.116.203 | 10886982244901 | AUXILIARY BIN/1/2 LGTH/1/2 HEIGHT F/MODULE SHELL F/GC SYS | Trauma | EA
60.116.210 | 10886982244918 | MODULE BIN FOR 1/3 TUBULAR PLATES FOR MODULE SHELL | Trauma | EA
60.116.211 | 10886982244925 | MODULE BIN F/3.5MM LCP PROX HUMERUS PLATES F/MODULE SHELL | Trauma | EA
60.116.214 | 10886982244956 | MODULE BIN F/3.5MM PLATES FULL LGTH 1/2 HEIGHT F/MODULE SHELL | Trauma | EA
60.116.101 | 10886982244345 | 2.4MM SCREW RACK BLOCK F/SCR RACK SHELL F/MODULAR GC SYS | Trauma | EA
60.116.102 | 10886982244352 | 2.7MM SCREW RACK BLOCK F/SCR RACK SHELL F/MODULAR GC SYS | Trauma | EA
60.116.104 | 10886982244376 | 3.5MM SCREW RACK BLOCK F/SCR RACK SHELL F/MODULAR GC SYS | Trauma | EA
60.116.105 | 10886982244383 | 4.0MM SCREW RACK BLOCK F/SCR RACK SHELL F/MODULAR GC SYS | Trauma | EA
SD312.070 | 10886982004376 | 12MM/8.5MM PROTECTION SLEEVE THREADED | Trauma | EA
SD312.085 | 10886982004390 | 8.5MM/2.8MM WIRE SLEEVE THREADED | Trauma | EA
62.010.006 | 10886982250926 | FILTER RETENTION PLATE/BOTTOM FOR STERILIZATION CONTAINER | Trauma | EA
60.116.024 | 10886982243874 | INSTRUMENT BIN F/2.0MM LOCKING CORTEX SCR F/SCR MODULE SHELL | Trauma | EA
03.100.119 | 10886982071163 | ALUMINUM HOHMANN RETRACTOR 22MM WIDE TIP | Trauma | EA
03.100.114 | 10886982071118 | ALUMINUM HOHMANN RETRACTOR 8MM SHORT NARROW TIP | Trauma | EA
60.116.065 | 10886982244178 | 1.5 HCS SCREW BLOCK FOR SCREW MODULE SHELL F/MODULAR GC SYS | Trauma | EA
60.116.066 | 10886982244185 | 2.4MM HCS SCREW BLOCK FOR SCR MODULE SHELL F/MODULAR GC SYS | Trauma | EA
60.116.067 | 10886982244192 | 3.0MM HCS SCREW BLOCK FOR SCR MODULE SHELL F/MODULAR GC SYS | Trauma | EA
SD311.001 | 10886982004123 | 1.8MM VARIABLE ANGLE LOCKING DRILL GUIDE | Trauma | EA
02.221.050S | 10886982055613 | 2.0MM CABLE ASSEMBLY 600MM-STERILE | Trauma | EA
02.221.054S | 10886982055620 | 2.0MM FLIP ANCHOR CABLE ASSEMBLY/600MM-STERILE | Trauma | EA
02.221.056S | 10886982055637 | 2.0MM DUAL LEADER CABLE ASSEMBLY/900MM-STERILE | Trauma | EA
02.221.060S | 10886982055644 | CRIMP SLEEVE FOR 2.0MM CABLE STERILE | Trauma | EA
02.221.062S | 10886982055668 | PLATE ADAPTER FOR 2.0MM CABLE-STERILE | Trauma | EA
02.221.063S | 10886982055675 | EYELET FOR 2.0MM CABLE STERILE | Trauma | EA
02.221.064S | 10886982055682 | SMALL WASHER FOR 2.0MM CABLE STERILE | Trauma | EA
02.221.065S | 10886982055699 | MEDIUM WASHER FOR 2.0MM CABLE STERILE | Trauma | EA
02.221.066S | 10886982055705 | LARGE WASHER FOR 2.0MM CABLE STERILE | Trauma | EA
02.221.069S | 10886982055712 | EXIT WASHER FOR 2.0MM CABLE STERILE | Trauma | EA
60.116.013 | 20886982243765 | ASSEMBLY SCREWS F/SCREW MODULE SHELL F/MODULAR GC SYS | Trauma | P5
60.001.401.97 | 10886982241870 | ATTACHMENT TRAY F/MODULAR GRAPHIC CASE FOR PIEZOELECTRIC | Trauma | EA
60.001.400.97 | 10886982241856 | SINGLE LVL MODULAR GRAPHIC CSE FOR PIEZOELECTRIC SYSTEM | Trauma | EA
05.001.409.97 | 10886982130419 | POWER CORD PLUG TYPE K FOR PIEZOELECTRIC SYSTEM | Trauma | EA
05.001.400.97 | 10886982130310 | CONSOLE FOR PIEZOELECTRIC SYSTEM | Trauma | EA
60.001.402.97 | 10886982241894 | LID FOR MODULAR GRAPHIC CASE FOR PIEZOELECTRIC SYSTEM | Trauma | EA
05.001.401.97 | 10886982130334 | HAND PIECE FOR PIEZOELECTRIC SYSTEM | Trauma | EA
05.001.402.97 | 10886982130358 | FOOT PEDAL FOR PIEZOELECTRIC SYSTEM | Trauma | EA
05.001.403.97 | 10886982130372 | TORQUE WRENCH FOR PIEZOELECTRIC SYSTEM | Trauma | EA
05.001.404.97 | 10886982130396 | FLAT WRENCH FOR PIEZOELECTRIC SYSTEM | Trauma | EA
05.001.417.97 | 10886982130426 | LED RING FOR HANDPIECE FOR PIEZOELECTRIC SYSTEM | Trauma | EA
05.001.418.97 | 10886982130433 | LIGHT DIFFUSER CONE F/HANDPC FOR PIEZOELECTRIC SYSTEM | Trauma | EA
SD310.140 | 10886982003867 | HANDLE FOR SHORT CANNULATED PERCUTANEOUS GUIDING SYSTEM | Trauma | EA
SD310.143 | 10886982003898 | 2.5MM DRILL BIT/JC/290MM 140MM CALIBRATED | Trauma | EA
SD310.144 | 10886982003904 | 3.5MM DRILL BIT/JC/270MM | Trauma | EA
60.116.553 | 10886982246813 | LABEL PACK F/2.0MM SCREWS AND INSTR F/MODULAR GC SYSTEM | Trauma | EA
60.116.554 | 10886982246820 | LABEL PACK F/2.4MM SCREWS AND INSTR F/MODULAR GC SYSTEM | Trauma | EA
60.116.555 | 10886982246837 | LABEL PACK F/2.7MM SCREWS AND INSTR F/MODULAR GC SYSTEM | Trauma | EA
60.116.557 | 10886982246851 | LABEL PACK F/3.5MM SCREWS AND INSTR F/MODULAR GC SYSTEM | Trauma | EA
60.116.559 | 10886982246868 | LABEL PACK F/4.0MM SCREWS AND INSTR F/MODULAR GC SYSTEM | Trauma | EA
SD310.142 | 10886982003881 | 3.5MM SLEEVE FOR SHORT CANN PERCUTANEOUS GUIDING SYS | Trauma | EA
SD310.141 | 10886982003874 | 2.5MM SLEEVE FOR SHORT CANN PERCUTANEOUS GUIDING SYS | Trauma | EA
03.000.401.97S | 10886982066015 | SAW 20.9X14.1X4.0X0.6MM FOR PIEZOELECTRIC SYSTEM-STER | Trauma | EA
03.000.402.97S | 10886982066022 | SAW 20.1X21.4X4.0X0.6MM FOR PIEZOELECTRIC SYSTEM-STER | Trauma | EA
03.000.403.97S | 10886982066039 | SAW LEFT 17.8X15.2X4.0X0.6MM FOR PIEZOELECTRIC SYSTEM-STER | Trauma | EA
03.000.404.97S | 10886982066046 | SAW RIGHT 17.8X15.2X4.0X0.6MM FOR PIEZOELECTRIC SYSTEM-STER | Trauma | EA
03.000.405.97S | 10886982066053 | SCALPEL RND 22.45X12.6X3.9DIA X 0.7MM/PIEZOELECTRIC-STER | Trauma | EA
03.000.406.97S | 10886982066077 | SCALPEL FLAT 21.6X11.1X3.0X 0.5MM FOR PIEZOELECTRIC-STER | Trauma | EA
03.000.407.97S | 10886982066091 | SCALPEL 17.7X15.5X1.2X0.5MM FOR PIEZOELECTRIC SYSTEM-STER | Trauma | EA
03.000.408.97S | 10886982066114 | SPADE RND 24X11.05X4.0X0.65MM FOR PIEZOELECTRIC SYSTEM-STER | Trauma | EA
03.000.409.97S | 10886982066138 | DIAMOND 24.6X12.85X2.6X0.6MM FOR PIEZOELECTRIC SYSTEM-STER | Trauma | EA
03.000.410.97S | 10886982066152 | DIAMOND RND 21.9X12.4X1.8MM FOR PIEZOELECTRIC SYSTEM-STER | Trauma | EA
03.000.411.97S | 10886982066176 | SINUS LIFT 22.9X10.1X5X0.4MM FOR PIEZOELECTRIC SYSTEM-STER | Trauma | EA
532.081S | 10886982241078 | SAW BLADE PARALLEL 12MM/25MM/ 2MM SHORTENING 90 DEG CUT-STER | Trauma | EA
532.082S | 10886982241085 | SAW BLADE PARALLEL 12MM/25MM/ 2.5MM SHORTEN 90 DEG CUT-STER | Trauma | EA
532.083S | 10886982241092 | SAW BLADE PARALLEL 12MM/25MM/ 3MM SHORTENING 90 DEG CUT-STER | Trauma | EA
532.084S | 10886982241108 | SAW BLADE PARALLEL 12MM/25MM/ 4MM SHORTENING 90 DEG CUT-STER | Trauma | EA
532.085S | 10886982241115 | SAW BLADE PARALLEL 12MM/25MM/ 5MM SHORTENING 90 DEG CUT-STER | Trauma | EA
532.091S | 10886982241122 | SAW BLADE PARALLEL 12MM/25MM/ 2MM SHORTENING 45 DEG CUT-STER | Trauma | EA
532.092S | 10886982241139 | SAW BLADE PARALLEL 12MM/25MM/ 2.5MM SHORTEN 45 DEG CUT-STER | Trauma | EA
532.093S | 10886982241146 | SAW BLADE PARALLEL 12MM/25MM/ 3MM SHORTENING 45 DEG CUT-STER | Trauma | EA
532.094S | 10886982241153 | SAW BLADE PARALLEL 12MM/25MM/ 4MM SHORTENING 45 DEG CUT-STER | Trauma | EA
532.095S | 10886982241160 | SAW BLADE PARALLEL 12MM/25MM/ 5MM SHORTENING 45 DEG CUT-STER | Trauma | EA
357.430 | 10886982196477 | TAP/REAMER FOR TROCHANTERIC FIXATION NAIL SCREW | Trauma | EA
02.211.042 | 10886982053725 | 2.7MM VA LCKNG SCREW SLF-TPNG WITH T8 STARDRIVE RECESS 42MM | Trauma | EA
02.211.044 | 10886982053732 | 2.7MM VA LCKNG SCREW SLF-TPNG WITH T8 STARDRIVE RECESS 44MM | Trauma | EA
02.211.046 | 10886982053749 | 2.7MM VA LCKNG SCREW SLF-TPNG WITH T8 STARDRIVE RECESS 46MM | Trauma | EA
02.211.048 | 10886982053756 | 2.7MM VA LCKNG SCREW SLF-TPNG WITH T8 STARDRIVE RECESS 48MM | Trauma | EA
02.211.050 | 10886982053763 | 2.7MM VA LCKNG SCREW SLF-TPNG WITH T8 STARDRIVE RECESS 50MM | Trauma | EA
02.211.052 | 10886982053770 | 2.7MM VA LCKNG SCREW SLF-TPNG WITH T8 STARDRIVE RECESS 52MM | Trauma | EA
02.211.054 | 10886982053787 | 2.7MM VA LCKNG SCREW SLF-TPNG WITH T8 STARDRIVE RECESS 54MM | Trauma | EA
02.211.056 | 10886982053794 | 2.7MM VA LCKNG SCREW SLF-TPNG WITH T8 STARDRIVE RECESS 56MM | Trauma | EA
02.211.058 | 10886982053800 | 2.7MM VA LCKNG SCREW SLF-TPNG WITH T8 STARDRIVE RECESS 58MM | Trauma | EA
02.211.060 | 10886982053817 | 2.7MM VA LCKNG SCREW SLF-TPNG WITH T8 STARDRIVE RECESS 60MM | Trauma | EA
SD324.205 | 10886982005311 | PROTECTION ALIGNMENT SLEEVE | Trauma | EA
SD311.69 | 10886982004284 | 7.3MM CANNULATED TAP MODIFIED/250MM LONG | Trauma | EA
SD03.100.141 | 10886982002693 | 6.0/3.5MM CANNULATED SLEEVE | Trauma | EA
SD03.100.142 | 10886982002709 | 3.5MM TROCAR/217MM LONG | Trauma | EA
SD03.100.140 | 10886982002686 | 6.0MM PROTECTION SLEEVE WITH HANDLE | Trauma | EA
60.111.486 | 10886982243225 | MODULE BIN 1/2 LGTH 1/2 HEIGHT FOR VA-LCP VLR RIM DIST RAD PL | Trauma | EA
03.111.900 | 10886982072580 | DRILL TEMPLATE F/2.7MM LCP ULNA OSTEOTOMY PL F/2.0MM | Trauma | EA
03.111.901 | 10886982072597 | DRILL TEMPLATE F/2.7MM LCP ULNA OSTEOTOMY PL F/2.5MM | Trauma | EA
03.111.902 | 10886982072603 | DRILL TEMPLATE F/2.7MM LCP ULNA OSTEOTOMY PL F/3.0MM | Trauma | EA
03.111.903 | 10886982072610 | DRILL TEMPLATE F/2.7MM LCP ULNA OSTEOTOMY PL F/4.0MM | Trauma | EA
03.111.904 | 10886982072627 | DRILL TEMPLATE F/2.7MM LCP ULNA OSTEOTOMY PL F/5.0MM | Trauma | EA
03.019.029 | 10886982069696 | DEPTH PROBE FOR MULTILOC HUMERAL NAILING SYSTEM | Trauma | EA
412.113S | 10886982210517 | 3.5MM TI LOCKING SCR SLF-TPNG W/STARDRIVE RECESS/34MM-STER | Trauma | EA
412.115S | 10886982210555 | 3.5MM TI LOCKING SCR SLF-TPNG W/STARDRIVE RECESS/36MM-STER | Trauma | EA
412.134S | 10886982210821 | 3.5MM TI LOCKING SCR SLF-TPNG W/STARDRIVE RECESS/44MM-STER | Trauma | EA
412.136S | 10886982210845 | 3.5MM TI LOCKING SCR SLF-TPNG W/STARDRIVE RECESS/46MM-STER | Trauma | EA
03.010.455 | 10886982068903 | 12.0MM TROCAR/PEEK FOR SUPRAPATELLAR | Trauma | EA
03.010.456 | 10886982068910 | 14.5MM TROCAR/PEEK FOR SUPRAPATELLAR | Trauma | EA
SD03.010.072 | 10886982002563 | LOCKING SCREW MEASURING DEVICE 0-100MM | Trauma | EA
SD319.008 | 10886982004963 | LOCKING SCREW MEASURING DEVICE 0-60MM | Trauma | EA
03.010.405 | 10886982068576 | RADIOLUCENT INSERTION HANDLE F/TROCHANTERIC FIXATION NAILS | Trauma | EA
03.010.474 | 10886982068958 | CONNECTING SCREW F/RADIOLUCENT INSERTION HANDLE F/TFN | Trauma | EA
60.116.556 | 10886982246844 | LABEL PACK F/3.0MM SCREWS AND INSTR F/MODULAR GC SYSTEM | Trauma | EA
60.116.560 | 10886982246875 | LABEL PACK F/4.5MM SCREWS AND INSTR F/MODULAR GC SYSTEM | Trauma | EA
60.116.561 | 10886982246882 | LABEL PACK F/5.0MM SCREWS AND INSTR F/MODULAR GC SYSTEM | Trauma | EA
60.116.565 | 10886982246929 | LABEL PACK F/TI MODULAR DISTAL FIBULA SET F/MODULAR GC SYSTEM | Trauma | EA
60.112.054 | 10886982243539 | LABEL PACK F/FIBULA MODULE BINS F/MODULAR GC SYSTEM | Trauma | EA
60.116.103 | 10886982244369 | 3.0MM SCREW RACK BLOCK F/SCR RACK SHELL F/MODULAR GC SYS | Trauma | EA
60.116.106 | 10886982244390 | 4.5MM SCREW RACK BLOCK F/SCR RACK SHELL F/MODULAR GC SYS | Trauma | EA
60.116.107 | 10886982244406 | 5.0MM SCREW RACK BLOCK F/SCR RACK SHELL F/MODULAR GC SYS | Trauma | EA
60.116.025 | 10886982243881 | INSTRUMENT BIN F/2.4MM CANN SCREWS F/SCREW MODULE SHELL | Trauma | EA
60.112.051 | 10886982243508 | MODULE BIN F/POSTLAT FIBULA PLATES 1/2 LENGTH 1/2 HEIGHT | Trauma | EA
60.112.052 | 10886982243515 | MODULE BIN F/LATERAL FIBULA PLATES 1/2 LENGTH 1/2 HEIGHT | Trauma | EA
60.112.053 | 10886982243522 | MODULE BIN F/LAT OR POSTLAT FIBULA PL FULL LGTH 1/2 HGHT | Trauma | EA
07.704.003S | 10886982131607 | NORIAN DRILLABLE INJECT 3CC-STERILE | Trauma | EA
07.704.005S | 10886982131614 | NORIAN DRILLABLE INJECT 5CC-STERILE | Trauma | EA
07.704.010S | 10886982131621 | NORIAN DRILLABLE INJECT 10CC-STERILE | Trauma | EA
07.704.103S | 10886982131638 | NORIAN DRILLABLE FAST SET PUTTY 3CC-STERILE | Trauma | EA
07.704.105S | 10886982131645 | NORIAN DRILLABLE FAST SET PUTTY 5CC-STERILE | Trauma | EA
07.704.110S | 10886982131652 | NORIAN DRILLABLE FAST SET PUTTY 10CC-STERILE | Trauma | EA
SD338.302 | 10886982005472 | DHS/DCS ONE-STEP INSERTION WRENCH/EXTENDED FLATS | Trauma | EA
03.402.710 | 10886982080219 | CANAL FINDER FOR RADIAL HEAD PROSTHESIS | Trauma | EA
03.402.744 | 10886982080479 | CONVEX IMPACTOR FOR RADIAL HEAD PROSTHESIS | Trauma | EA
09.402.028S | 10886982132628 | 28MM COCR RADIAL HEAD STANDARD HEIGHT/14.0MM-STERILE | Trauma | EA
09.402.218S | 10886982132635 | 18MM COCR RADIAL HEAD 2MM HT EXTENSION/13.5MM-STER | Trauma | EA
09.402.220S | 10886982132642 | 20MM COCR RADIAL HEAD 2MM HT EXTENSION/14.0MM-STER | Trauma | EA
09.402.222S | 10886982132659 | 22MM COCR RADIAL HEAD 2MM HT EXTENSION/14.5MM-STER | Trauma | EA
09.402.224S | 10886982132666 | 24MM COCR RADIAL HEAD 2MM HT EXTENSION/15.0MM-STER | Trauma | EA
09.402.226S | 10886982132673 | 26MM COCR RADIAL HEAD 2MM HT EXTENSION/15.5MM-STER | Trauma | EA
09.402.228S | 10886982132680 | 28MM COCR RADIAL HEAD 2MM HT EXTENSION/16.0MM-STER | Trauma | EA
09.402.418S | 10886982132697 | 18MM COCR RADIAL HEAD 4MM HT EXTENSION/15.5MM-STER | Trauma | EA
09.402.420S | 10886982132703 | 20MM COCR RADIAL HEAD 4MM HT EXTENSION/16.0MM-STER | Trauma | EA
09.402.422S | 10886982132710 | 22MM COCR RADIAL HEAD 4MM HT EXTENSION/16.5MM-STER | Trauma | EA
09.402.424S | 10886982132727 | 24MM COCR RADIAL HEAD 4MM HT EXTENSION/17.0MM-STER | Trauma | EA
09.402.426S | 10886982132734 | 26MM COCR RADIAL HEAD 4MM HT EXTENSION/17.5MM-STER | Trauma | EA
09.402.428S | 10886982132741 | 28MM COCR RADIAL HEAD 4MM HT EXTENSION/18.0MM-STER | Trauma | EA
09.402.618S | 10886982132758 | 18MM COCR RADIAL HEAD 6MM HT EXTENSION/17.5MM-STER | Trauma | EA
09.402.620S | 10886982132765 | 20MM COCR RADIAL HEAD 6MM HT EXTENSION/18.0MM-STER | Trauma | EA
09.402.622S | 10886982132772 | 22MM COCR RADIAL HEAD 6MM HT EXTENSION/18.5MM-STER | Trauma | EA
09.402.624S | 10886982132789 | 24MM COCR RADIAL HEAD 6MM HT EXTENSION/19.0MM-STER | Trauma | EA
09.402.626S | 10886982132796 | 26MM COCR RADIAL HEAD 6MM HT EXTENSION/19.5MM-STER | Trauma | EA
09.402.628S | 10886982132802 | 28MM COCR RADIAL HEAD 6MM HT EXTENSION/20.0MM-STER | Trauma | EA
03.100.090 | 10886982070975 | IN-SITU BENDING PLIERS FOR USE W/PELVIC RECON PLATES | Trauma | EA
03.100.091 | 10886982070982 | IN-SITU BENDING & TWISTING HANDLE/STRAIGHT | Trauma | EA
03.100.092 | 10886982070999 | IN-SITU BENDING & TWISTING HANDLE/90Â° | Trauma | EA
03.100.093 | 10886982071002 | IN-SITU BENDING & TWISTING HANDLE/120Â° | Trauma | EA
03.402.006 | 10886982079862 | 6MM STRAIGHT TRIAL RADIAL STEM 24MM | Trauma | EA
03.402.007 | 10886982079879 | 7MM STRAIGHT TRIAL RADIAL STEM 26MM | Trauma | EA
03.402.008 | 10886982079886 | 8MM STRAIGHT TRIAL RADIAL STEM 28MM | Trauma | EA
03.402.009 | 10886982079893 | 9MM STRAIGHT TRIAL RADIAL STEM 30MM | Trauma | EA
03.402.010 | 10886982079909 | 10MM STRAIGHT TRIAL RADIAL STEM/32MM | Trauma | EA
03.402.018 | 10886982079916 | 18MM TRIAL RADIAL HEAD STANDARD HEIGHT/11.5MM | Trauma | EA
03.402.020 | 10886982079923 | 20MM TRIAL RADIAL HEAD STANDARD HEIGHT/12.0MM | Trauma | EA
03.402.022 | 10886982079930 | 22MM TRIAL RADIAL HEAD STANDARD HEIGHT/12.5MM | Trauma | EA
03.402.024 | 10886982079947 | 24MM TRIAL RADIAL HEAD STANDARD HEIGHT/13.0MM | Trauma | EA
03.402.026 | 10886982079954 | 26MM TRIAL RADIAL HEAD STANDARD HEIGHT/13.5MM | Trauma | EA
03.402.028 | 10886982079961 | 28MM TRIAL RADIAL HEAD STANDARD HEIGHT/14.0MM | Trauma | EA
03.402.218 | 10886982080028 | 18MM TRIAL RADIAL HEAD 2MM HT EXTENSION/13.5MM | Trauma | EA
03.402.220 | 10886982080035 | 20MM TRIAL RADIAL HEAD 2MM HT EXTENSION/14.0MM | Trauma | EA
03.402.222 | 10886982080042 | 22MM TRIAL RADIAL HEAD 2MM HT EXTENSION/14.5MM | Trauma | EA
03.402.224 | 10886982080059 | 24MM TRIAL RADIAL HEAD 2MM HT EXTENSION/15.0MM | Trauma | EA
03.402.226 | 10886982080066 | 26MM TRIAL RADIAL HEAD 2MM HT EXTENSION/15.5MM | Trauma | EA
03.402.228 | 10886982080073 | 28MM TRIAL RADIAL HEAD 2MM HT EXTENSION/16.0MM | Trauma | EA
03.402.418 | 10886982080080 | 18MM TRIAL RADIAL HEAD 4MM HT EXTENSION/15.5MM | Trauma | EA
03.402.420 | 10886982080097 | 20MM TRIAL RADIAL HEAD 4MM HT EXTENSION/16.0MM | Trauma | EA
03.402.424 | 10886982080110 | 24MM TRIAL RADIAL HEAD 4MM HT EXTENSION/17.0MM | Trauma | EA
03.402.426 | 10886982080127 | 26MM TRIAL RADIAL HEAD 4MM HT EXTENSION/17.5MM | Trauma | EA
03.402.428 | 10886982080134 | 28MM TRIAL RADIAL HEAD 4MM HT EXTENSION/18.0MM | Trauma | EA
03.402.618 | 10886982080141 | 18MM TRIAL RADIAL HEAD 6MM HT EXTENSION/17.5MM | Trauma | EA
03.402.620 | 10886982080158 | 20MM TRIAL RADIAL HEAD 6MM HT EXTENSION/18.0MM | Trauma | EA
03.402.622 | 10886982080165 | 22MM TRIAL RADIAL HEAD 6MM HT EXTENSION/18.5MM | Trauma | EA
03.402.624 | 10886982080172 | 24MM TRIAL RADIAL HEAD 6MM HT EXTENSION/19.0MM | Trauma | EA
03.402.422 | 10886982080103 | 22MM TRIAL RADIAL HEAD 4MM HT EXTENSION/16.5MM | Trauma | EA
SD310.230 | 10886982003973 | 2.5 DRILL BIT WITH QUICK COUPLING/180MM | Trauma | EA
03.402.626 | 10886982080189 | 26MM TRIAL RADIAL HEAD 6MM HT EXTENSION/19.5MM | Trauma | EA
03.402.628 | 10886982080196 | 28MM TRIAL RADIAL HEAD 6MM HT EXTENSION/20.0MM | Trauma | EA
03.402.701 | 10886982080202 | SIZING DISH FOR RADIAL HEAD PROSTHESIS | Trauma | EA
03.402.711 | 10886982080226 | PLANER FOR RADIAL HEAD PROSTHESIS | Trauma | EA
03.402.712 | 10886982080233 | OFFSET PLANER FOR RADIAL HEAD PROSTHESIS | Trauma | EA
03.402.716 | 10886982080240 | 6MM BROACH/STRAIGHT TIP FOR RADIAL HEAD PROSTHESIS | Trauma | EA
03.402.717 | 10886982080257 | 7MM BROACH/STRAIGHT TIP FOR RADIAL HEAD PROSTHESIS | Trauma | EA
03.402.718 | 10886982080264 | 8MM BROACH/STRAIGHT TIP FOR RADIAL HEAD PROSTHESIS | Trauma | EA
03.402.719 | 10886982080271 | 9MM BROACH/STRAIGHT TIP FOR RADIAL HEAD PROSTHESIS | Trauma | EA
03.402.720 | 10886982080288 | 10MM BROACH/STRAIGHT TIP FOR RADIAL HEAD PROSTHESIS | Trauma | EA
03.402.721 | 10886982080295 | 6MM BROACH/CURVED TIP FOR RADIAL HEAD PROSTHESIS | Trauma | EA
03.402.722 | 10886982080301 | 7MM BROACH/CURVED TIP FOR RADIAL HEAD PROSTHESIS | Trauma | EA
03.402.723 | 10886982080318 | 8MM BROACH/CURVED TIP FOR RADIAL HEAD PROSTHESIS | Trauma | EA
03.402.724 | 10886982080325 | 9MM BROACH/CURVED TIP FOR RADIAL HEAD PROSTHESIS | Trauma | EA
03.402.725 | 10886982080332 | 10MM BROACH/CURVED TIP FOR RADIAL HEAD PROSTHESIS | Trauma | EA
03.402.726 | 10886982080349 | 6MM OFFSET BROACH/STRAIGHT TIP FOR RADIAL HEAD PROSTHESIS | Trauma | EA
03.402.727 | 10886982080356 | 7MM OFFSET BROACH/STRAIGHT TIP FOR RADIAL HEAD PROSTHESIS | Trauma | EA
03.402.728 | 10886982080363 | 8MM OFFSET BROACH/STRAIGHT TIP FOR RADIAL HEAD PROSTHESIS | Trauma | EA
03.402.729 | 10886982080370 | 9MM OFFSET BROACH/STRAIGHT TIP FOR RADIAL HEAD PROSTHESIS | Trauma | EA
03.402.730 | 10886982080387 | 10MM OFFSET BROACH/STRGHT TIP FOR RADIAL HEAD PROSTHESIS | Trauma | EA
03.402.731 | 10886982080394 | 6MM OFFSET BROACH/CURVED TIP FOR RADIAL HEAD PROSTHESIS | Trauma | EA
03.402.732 | 10886982080400 | 7MM OFFSET BROACH/CURVED TIP FOR RADIAL HEAD PROSTHESIS | Trauma | EA
03.402.733 | 10886982080417 | 8MM OFFSET BROACH/CURVED TIP FOR RADIAL HEAD PROSTHESIS | Trauma | EA
03.402.734 | 10886982080424 | 9MM OFFSET BROACH/CURVED TIP FOR RADIAL HEAD PROSTHESIS | Trauma | EA
03.402.735 | 10886982080431 | 10MM OFFSET BROACH/CURVED TIP FOR RADIAL HEAD PROSTHESIS | Trauma | EA
03.402.740 | 10886982080448 | STEM INSERTER/EXTRACTOR FOR RADIAL HEAD PROSTHESIS | Trauma | EA
03.402.741 | 10886982080455 | OFFSET STEM INSERTER/EXTRACTOR FOR RADIAL HEAD PROSTHESIS | Trauma | EA
530.796 | 10886982240316 | QUICK COUPLING FOR PINS Ã3.2MM | Trauma | EA
530.791 | 10886982240262 | QUICK COUPLING FOR K-WIRES AND PINS Ã1.5 - 4.0MM | Trauma | EA
68.001.620 | 10886982251510 | WASHING BASKET/FULL SIZE 1/1 FOR BATTERY POWER LINE II SET | Trauma | EA
530.690 | 10886982240118 | BATTERY CASING FOR BATTERY POWER LINE II | Trauma | EA
530.660 | 10886982240071 | INSERTION SHIELD FOR BATTERY POWER LINE II | Trauma | EA
530.630 | 10886982240057 | BATTERY FOR BATTERY POWER LINE II | Trauma | EA
530.705 | 10886982240125 | BATTERY REAMER/DRILL II | Trauma | EA
530.710 | 10886982240132 | BATTERY OSCILLATOR II | Trauma | EA
530.715 | 10886982240149 | BATTERY RECIPROCATOR II | Trauma | EA
02.206.210 | 10886982050885 | 3.5MM CRTX SCREW/LOW PROF HD SELF-TAPPING/STAR DRIVE/10MM | Trauma | EA
02.206.212 | 10886982050908 | 3.5MM CRTX SCREW/LOW PROF HD SELF-TAPPING/STAR DRIVE/12MM | Trauma | EA
02.206.214 | 10886982050922 | 3.5MM CRTX SCREW/LOW PROF HD SELF-TAPPING/STAR DRIVE/14MM | Trauma | EA
02.206.216 | 10886982050946 | 3.5MM CRTX SCREW/LOW PROF HD SELF-TAPPING/STAR DRIVE/16MM | Trauma | EA
02.206.218 | 10886982050960 | 3.5MM CRTX SCREW/LOW PROF HD SELF-TAPPING/STAR DRIVE/18MM | Trauma | EA
02.206.220 | 10886982050984 | 3.5MM CRTX SCREW/LOW PROF HD SELF-TAPPING/STAR DRIVE/20MM | Trauma | EA
02.206.222 | 10886982051004 | 3.5MM CRTX SCREW/LOW PROF HD SELF-TAPPING/STAR DRIVE/22MM | Trauma | EA
02.206.224 | 10886982051028 | 3.5MM CRTX SCREW/LOW PROF HD SELF-TAPPING/STAR DRIVE/24MM | Trauma | EA
02.206.226 | 10886982051042 | 3.5MM CRTX SCREW/LOW PROF HD SELF-TAPPING/STAR DRIVE/26MM | Trauma | EA
02.206.228 | 10886982051066 | 3.5MM CRTX SCREW/LOW PROF HD SELF-TAPPING/STAR DRIVE/28MM | Trauma | EA
02.206.230 | 10886982051080 | 3.5MM CRTX SCREW/LOW PROF HD SELF-TAPPING/STAR DRIVE/30MM | Trauma | EA
02.206.232 | 10886982051103 | 3.5MM CRTX SCREW/LOW PROF HD SELF-TAPPING/STAR DRIVE/32MM | Trauma | EA
02.206.234 | 10886982051127 | 3.5MM CRTX SCREW/LOW PROF HD SELF-TAPPING/STAR DRIVE/34MM | Trauma | EA
02.206.236 | 10886982051141 | 3.5MM CRTX SCREW/LOW PROF HD SELF-TAPPING/STAR DRIVE/36MM | Trauma | EA
02.206.238 | 10886982051165 | 3.5MM CRTX SCREW/LOW PROF HD SELF-TAPPING/STAR DRIVE/38MM | Trauma | EA
02.206.240 | 10886982051189 | 3.5MM CRTX SCREW/LOW PROF HD SELF-TAPPING/STAR DRIVE/40MM | Trauma | EA
02.206.242 | 10886982051202 | 3.5MM CRTX SCREW/LOW PROF HD SELF-TAPPING/STAR DRIVE/42MM | Trauma | EA
02.206.244 | 10886982051226 | 3.5MM CRTX SCREW/LOW PROF HD SELF-TAPPING/STAR DRIVE/44MM | Trauma | EA
02.206.245 | 10886982051240 | 3.5MM CRTX SCREW/LOW PROF HD SELF-TAPPING/STAR DRIVE/45MM | Trauma | EA
02.206.246 | 10886982051264 | 3.5MM CRTX SCREW/LOW PROF HD SELF-TAPPING/STAR DRIVE/46MM | Trauma | EA
02.206.248 | 10886982051288 | 3.5MM CRTX SCREW/LOW PROF HD SELF-TAPPING/STAR DRIVE/48MM | Trauma | EA
02.206.250 | 10886982051301 | 3.5MM CRTX SCREW/LOW PROF HD SELF-TAPPING/STAR DRIVE/50MM | Trauma | EA
02.206.252 | 10886982051325 | 3.5MM CRTX SCREW/LOW PROF HD SELF-TAPPING/STAR DRIVE/52MM | Trauma | EA
02.206.254 | 10886982051349 | 3.5MM CRTX SCREW/LOW PROF HD SELF-TAPPING/STAR DRIVE/54MM | Trauma | EA
02.206.255 | 10886982051363 | 3.5MM CRTX SCREW/LOW PROF HD SELF-TAPPING/STAR DRIVE/55MM | Trauma | EA
02.206.256 | 10886982051387 | 3.5MM CRTX SCREW/LOW PROF HD SELF-TAPPING/STAR DRIVE/56MM | Trauma | EA
02.206.258 | 10886982051400 | 3.5MM CRTX SCREW/LOW PROF HD SELF-TAPPING/STAR DRIVE/58MM | Trauma | EA
02.206.260 | 10886982051424 | 3.5MM CRTX SCREW/LOW PROF HD SELF-TAPPING/STAR DRIVE/60MM | Trauma | EA
02.206.262 | 10886982051448 | 3.5MM CRTX SCREW/LOW PROF HD SELF-TAPPING/STAR DRIVE/62MM | Trauma | EA
02.206.264 | 10886982051462 | 3.5MM CRTX SCREW/LOW PROF HD SELF-TAPPING/STAR DRIVE/64MM | Trauma | EA
02.206.265 | 10886982051486 | 3.5MM CRTX SCREW/LOW PROF HD SELF-TAPPING/STAR DRIVE/65MM | Trauma | EA
02.206.266 | 10886982051509 | 3.5MM CRTX SCREW/LOW PROF HD SELF-TAPPING/STAR DRIVE/66MM | Trauma | EA
02.206.268 | 10886982051523 | 3.5MM CRTX SCREW/LOW PROF HD SELF-TAPPING/STAR DRIVE/68MM | Trauma | EA
02.206.270 | 10886982051547 | 3.5MM CRTX SCREW/LOW PROF HD SELF-TAPPING/STAR DRIVE/70MM | Trauma | EA
02.206.275 | 10886982051561 | 3.5MM CRTX SCREW/LOW PROF HD SELF-TAPPING/STAR DRIVE/75MM | Trauma | EA
02.206.280 | 10886982051585 | 3.5MM CRTX SCREW/LOW PROF HD SELF-TAPPING/STAR DRIVE/80MM | Trauma | EA
02.206.285 | 10886982051608 | 3.5MM CRTX SCREW/LOW PROF HD SELF-TAPPING/STAR DRIVE/85MM | Trauma | EA
02.206.290 | 10886982051622 | 3.5MM CRTX SCREW/LOW PROF HD SELF-TAPPING/STAR DRIVE/90MM | Trauma | EA
02.206.295 | 10886982051646 | 3.5MM CRTX SCREW/LOW PROF HD SELF-TAPPING/STAR DRIVE/95MM | Trauma | EA
02.206.300 | 10886982051660 | 3.5MM CRTX SCREW/LOW PROF HD SELF-TAPPING/STAR DRIVE/100MM | Trauma | EA
02.206.305 | 10886982051684 | 3.5MM CRTX SCREW/LOW PROF HD SELF-TAPPING/STAR DRIVE/105MM | Trauma | EA
02.206.310 | 10886982051707 | 3.5MM CRTX SCREW/LOW PROF HD SELF-TAPPING/STAR DRIVE/110MM | Trauma | EA
02.206.042 | 10886982050366 | 3.5MM CRTX SCREW/LOW PROF HD SELF-TAPPING/HEX DRIVE/42MM | Trauma | EA
02.206.044 | 10886982050380 | 3.5MM CRTX SCREW/LOW PROF HD SELF-TAPPING/HEX DRIVE/44MM | Trauma | EA
02.206.045 | 10886982050403 | 3.5MM CRTX SCREW/LOW PROF HD SELF-TAPPING/HEX DRIVE/45MM | Trauma | EA
02.206.046 | 10886982050427 | 3.5MM CRTX SCREW/LOW PROF HD SELF-TAPPING/HEX DRIVE/46MM | Trauma | EA
02.206.048 | 10886982050441 | 3.5MM CRTX SCREW/LOW PROF HD SELF-TAPPING/HEX DRIVE/48MM | Trauma | EA
02.206.050 | 10886982050465 | 3.5MM CRTX SCREW/LOW PROF HD SELF-TAPPING/HEX DRIVE/50MM | Trauma | EA
02.206.052 | 10886982050489 | 3.5MM CRTX SCREW/LOW PROF HD SELF-TAPPING/HEX DRIVE/52MM | Trauma | EA
02.206.054 | 10886982050502 | 3.5MM CRTX SCREW/LOW PROF HD SELF-TAPPING/HEX DRIVE/54MM | Trauma | EA
02.206.055 | 10886982050526 | 3.5MM CRTX SCREW/LOW PROF HD SELF-TAPPING/HEX DRIVE/55MM | Trauma | EA
02.206.056 | 10886982050540 | 3.5MM CRTX SCREW/LOW PROF HD SELF-TAPPING/HEX DRIVE/56MM | Trauma | EA
02.206.058 | 10886982050564 | 3.5MM CRTX SCREW/LOW PROF HD SELF-TAPPING/HEX DRIVE/58MM | Trauma | EA
02.206.060 | 10886982050588 | 3.5MM CRTX SCREW/LOW PROF HD SELF-TAPPING/HEX DRIVE/60MM | Trauma | EA
02.206.062 | 10886982050601 | 3.5MM CRTX SCREW/LOW PROF HD SELF-TAPPING/HEX DRIVE/62MM | Trauma | EA
02.206.064 | 10886982050625 | 3.5MM CRTX SCREW/LOW PROF HD SELF-TAPPING/HEX DRIVE/64MM | Trauma | EA
02.206.065 | 10886982050649 | 3.5MM CRTX SCREW/LOW PROF HD SELF-TAPPING/HEX DRIVE/65MM | Trauma | EA
02.206.066 | 10886982050663 | 3.5MM CRTX SCREW/LOW PROF HD SELF-TAPPING/HEX DRIVE/66MM | Trauma | EA
02.206.068 | 10886982050687 | 3.5MM CRTX SCREW/LOW PROF HD SELF-TAPPING/HEX DRIVE/68MM | Trauma | EA
02.206.070 | 10886982050700 | 3.5MM CRTX SCREW/LOW PROF HD SELF-TAPPING/HEX DRIVE/70MM | Trauma | EA
02.206.075 | 10886982050724 | 3.5MM CRTX SCREW/LOW PROF HD SELF-TAPPING/HEX DRIVE/75MM | Trauma | EA
02.206.080 | 10886982050748 | 3.5MM CRTX SCREW/LOW PROF HD SELF-TAPPING/HEX DRIVE/80MM | Trauma | EA
02.206.085 | 10886982050762 | 3.5MM CRTX SCREW/LOW PROF HD SELF-TAPPING/HEX DRIVE/85MM | Trauma | EA
02.206.090 | 10886982050786 | 3.5MM CRTX SCREW/LOW PROF HD SELF-TAPPING/HEX DRIVE/90MM | Trauma | EA
02.206.095 | 10886982050809 | 3.5MM CRTX SCREW/LOW PROF HD SELF-TAPPING/HEX DRIVE/95MM | Trauma | EA
02.206.100 | 10886982050823 | 3.5MM CRTX SCREW/LOW PROF HD SELF-TAPPING/HEX DRIVE/100MM | Trauma | EA
02.206.105 | 10886982050847 | 3.5MM CRTX SCREW/LOW PROF HD SELF-TAPPING/HEX DRIVE/105MM | Trauma | EA
02.206.110 | 10886982050861 | 3.5MM CRTX SCREW/LOW PROF HD SELF-TAPPING/HEX DRIVE/110MM | Trauma | EA
02.206.010 | 10886982050045 | 3.5MM CRTX SCREW/LOW PROF HD SELF-TAPPING/HEX DRIVE/10MM | Trauma | EA
02.206.012 | 10886982050069 | 3.5MM CRTX SCREW/LOW PROF HD SELF-TAPPING/HEX DRIVE/12MM | Trauma | EA
02.206.014 | 10886982050083 | 3.5MM CRTX SCREW/LOW PROF HD SELF-TAPPING/HEX DRIVE/14MM | Trauma | EA
02.206.016 | 10886982050106 | 3.5MM CRTX SCREW/LOW PROF HD SELF-TAPPING/HEX DRIVE/16MM | Trauma | EA
02.206.018 | 10886982050120 | 3.5MM CRTX SCREW/LOW PROF HD SELF-TAPPING/HEX DRIVE/18MM | Trauma | EA
02.206.020 | 10886982050144 | 3.5MM CRTX SCREW/LOW PROF HD SELF-TAPPING/HEX DRIVE/20MM | Trauma | EA
02.206.022 | 10886982050168 | 3.5MM CRTX SCREW/LOW PROF HD SELF-TAPPING/HEX DRIVE/22MM | Trauma | EA
02.206.024 | 10886982050182 | 3.5MM CRTX SCREW/LOW PROF HD SELF-TAPPING/HEX DRIVE/24MM | Trauma | EA
02.206.026 | 10886982050205 | 3.5MM CRTX SCREW/LOW PROF HD SELF-TAPPING/HEX DRIVE/26MM | Trauma | EA
02.206.028 | 10886982050229 | 3.5MM CRTX SCREW/LOW PROF HD SELF-TAPPING/HEX DRIVE/28MM | Trauma | EA
02.206.030 | 10886982050243 | 3.5MM CRTX SCREW/LOW PROF HD SELF-TAPPING/HEX DRIVE/30MM | Trauma | EA
02.206.032 | 10886982050267 | 3.5MM CRTX SCREW/LOW PROF HD SELF-TAPPING/HEX DRIVE/32MM | Trauma | EA
02.206.034 | 10886982050281 | 3.5MM CRTX SCREW/LOW PROF HD SELF-TAPPING/HEX DRIVE/34MM | Trauma | EA
02.206.036 | 10886982050304 | 3.5MM CRTX SCREW/LOW PROF HD SELF-TAPPING/HEX DRIVE/36MM | Trauma | EA
02.206.038 | 10886982050328 | 3.5MM CRTX SCREW/LOW PROF HD SELF-TAPPING/HEX DRIVE/38MM | Trauma | EA
02.206.040 | 10886982050342 | 3.5MM CRTX SCREW/LOW PROF HD SELF-TAPPING/HEX DRIVE/40MM | Trauma | EA
H69 | 10886982001672 | QUICK COUPLING SLEEVE | Trauma | EA
H70 | 10886982001689 | SPRING | Trauma | EA
H71 | 10886982001696 | SWIRLING CAP | Trauma | EA
03.108.033 | 10886982071743 | PEDIATRIC LCP HIP PLATE GUIDING BLOCK FOR 2.7MM SCREWS | Trauma | EA
03.108.034 | 10886982071750 | POSITIONING DEVICE F/GUIDING BLOCK FOR 2.7MM SCREWS | Trauma | EA
03.108.036 | 10886982071767 | 2.0MM THREADED DRILL GUIDE FOR 2.7MM PEDIATRIC LCP HIP PL | Trauma | EA
03.108.037 | 10886982071774 | DIRECT MEASURING DEVICE FOR 2.0MM KIRSCHNER WIRES | Trauma | EA
03.108.039 | 10886982071781 | OSTEOTOMY MEASURING DEVICE FOR 2.7MM PEDIATRIC LCP HIP PL | Trauma | EA
02.108.410 | 10886982030016 | PEDIATRIC LCP CONDYLAR PLATE 3.5MM/90Â°/3 HOLES | Trauma | EA
02.108.411 | 10886982030030 | PEDIATRIC LCP CONDYLAR PLATE 3.5MM/90Â°/5 HOLES | Trauma | EA
02.108.412 | 10886982030054 | PEDIATRIC LCP CONDYLAR PLATE 3.5MM/90Â°/7 HOLES | Trauma | EA
02.108.420 | 10886982030092 | PEDIATRIC LCP CONDYLAR PLATE 5.0MM/90Â°/3 HOLES | Trauma | EA
02.108.421 | 10886982030115 | PEDIATRIC LCP CONDYLAR PLATE 5.0MM/90Â°/5 HOLES | Trauma | EA
02.108.422 | 10886982030139 | PEDIATRIC LCP CONDYLAR PLATE 5.0MM/90Â°/7 HOLES | Trauma | EA
03.107.408 | 10886982071477 | TMPL F/2.7/3.5 VA-LCP XARTICLR PROX ULNA PL 8H/RT/157MM | Trauma | EA
03.107.508 | 10886982071491 | TMPL F/2.7/3.5 VA-LCP XARTICLR PROX ULNA PL 8H/LT/157MM | Trauma | EA
SD310.190 | 10886982003959 | Ã2.0MM DRILL BIT 40MM CALIBRATION | Trauma | EA
04.032.000S | 10886982094766 | 125Â° SET SCREW FOR TI TROCH FIXATION NAIL - STERILE | Trauma | EA
04.032.001S | 10886982094773 | 130Â° SET SCREW FOR TI TROCH FIXATION NAIL - STERILE | Trauma | EA
04.032.002S | 10886982094780 | 135Â° SET SCREW FOR TI TROCH FIXATION NAIL - STERILE | Trauma | EA
03.010.477 | 10886982068972 | 5.0MM HEX SCREWDRIVER SHAFT W/ 6MM HEX COUPLING | Trauma | EA
SD397.730 | 10886982006707 | Ã8.0MM STRAIGHT BALL SPIKE | Trauma | EA
SD351.718 | 10886982005533 | DEPTH GAUGE 5MM INCREMENTS | Trauma | EA
SD351.719 | 10886982005540 | DEPTH GAUGE EXTENSION TUBE WITH ANGLES | Trauma | EA
2520 | 10886982171979 | SYNTHES VETERINARY PRICE LIST 2011-2012 | Trauma | EA
03.019.040 | 10886982069764 | 2.5MM K-WIRE SLEEVE FOR MULTILOC HUMERAL NAILING SYS | Trauma | EA
SD311.440 | 10886982004260 | EXTENDED T-HANDLE WITH QC | Trauma | EA
60.116.147 | 10886982244604 | INSERTION TRAY FOR TIBIA NAIL-EX | Trauma | EA
60.116.148 | 10886982244611 | INSERTION TRAY FOR TIBIA NAIL- EX/WITH SUPRAPATELLAR INST | Trauma | EA
60.116.149 | 10886982244628 | LOCKING TRAY FOR EX NAILS | Trauma | EA
02.118.575S | 10886982039798 | 2.7MM METAPHYSEAL SCREW SLF-TPNG/T8 STRDRV 75MM-STER | Trauma | EA
02.118.580S | 10886982039811 | 2.7MM METAPHYSEAL SCREW SLF-TPNG/T8 STRDRV 80MM-STER | Trauma | EA
04.118.575S | 10886982109378 | 2.7MM TI METAPHYSEAL SCREW SLF-TPNG/T8 STRDRV 75MM - STER | Trauma | EA
04.118.580S | 10886982109392 | 2.7MM TI METAPHYSEAL SCREW SLF-TPNG/T8 STRDRV 80MM - STER | Trauma | EA
60.116.018 | 10886982243812 | SUPPORT BRACKET KIT FOR TRAYS FOR MODULAR GRAPHIC CASES | Trauma | EA
60.116.019 | 20886982243826 | SUPPORT POSTS FOR SCREW RACK F/MODULAR GRAPHIC CASES | Trauma | OP
SD314.230 | 10886982004833 | CANNULATED 4.0MM HEXAGONAL SCREWDRIVER/190MM LONG W/QC | Trauma | EA
61.110.020 | 10886982249937 | SMALL FRAGMENT LCP SCREW SET GRAPHIC CASE | Trauma | EA
61.110.021 | 10886982249944 | SMALL FRAGMENT LCP INSTRUMENT & PLATE SET GRAPHIC CASE | Trauma | EA
61.110.022 | 10886982249951 | LARGE FRAGMENT LCP SCREW SET GRAPHIC CASE | Trauma | EA
61.111.903 | 10886982250018 | 1/3 INSTRUMENT TRAY F/2.7MM LCP ULNA OSTEOTOMY SYSTEM | Trauma | EA
61.111.904 | 10886982250025 | 2/3 LENGTH INSTR TRAY F/2.7MM LCP ULNA OSTEOTOMY SYSTEM | Trauma | EA
61.112.040 | 10886982250032 | CLAVICLE INSTRUMENT TRAY FOR MODULAR SYSTEM | Trauma | EA
SD357.395 | 10886982006103 | 13.0MM TAPERED DRILL BIT LARGE QC/465MM | Trauma | EA
61.010.401 | 10886982249661 | SUPRAPATELLAR INSTRUMENT GRAPHIC CASE | Trauma | EA
61.108.032 | 10886982249821 | PEDIATRIC LCP PLATE SYSTEM IMPLANT SET GRAPHIC CASE | Trauma | EA
61.108.036 | 10886982249869 | PEDIATRIC LCP PLATES-RACK F/3.5MM/4.5MM & 5.0MM SCREWS | Trauma | EA
61.108.037 | 10886982249876 | PEDIATRIC LCP PLATE SYSTEM 2.7MM-GRAPHIC CASE | Trauma | EA
61.108.038 | 10886982249883 | PEDIATRIC LCP PLATE SYSTEM RACK F/2.7MM SCREWS | Trauma | EA
61.108.041 | 10886982249890 | PEDIATRIC LCP PLATE SYSTEM INSTRUMENT SET GRAPHIC CASE | Trauma | EA
61.116.023 | 10886982250223 | INSTRUMENT TRAY F/3.5MM CRTX/ LCKNG & 4.0MM CRTX/CANC SCREWS | Trauma | EA
61.116.026 | 10886982250230 | INSTRUMENT TRAY F/3.0MM CANN SCREWS F/MODULAR GC SYSTEM | Trauma | EA
61.116.027 | 10886982250247 | INSTRUMENT TRAY F/3.5/4.0MM CANNULATED SCREWS 1/3 LGTH | Trauma | EA
61.116.028 | 10886982250254 | INSTR TRAY F/2.4/2.7MM CRTX LCKNG/VA-LCP SCREWS 1/3 LGTH | Trauma | EA
61.116.029 | 10886982250261 | INSTR TRAY F/2.7 CRTX/LOCK/VAL 3.5 CRTX/LOCK 4.0 CANC SCREWS | Trauma | EA
61.116.031 | 10886982250278 | INSTRUMENT TRAY F/SMALL FRAG PLATE/WIRE INSTRUMENT 1/3 LGTH | Trauma | EA
61.116.032 | 10886982250285 | INSTRUMENT TRAY F/SMALL FRAG RETRACTOR/FORCEPS 1/3 LENGTH | Trauma | EA
61.116.033 | 10886982250292 | INSTRUMENT TRAY F/MINI FRAG GENERAL INSTR 1/3LGTH F/GC SYS | Trauma | EA
61.116.098 | 10886982250346 | LID FOR SCREW RACK SHELL F/MODULAR GRAPHIC CASE SYSTEM | Trauma | EA
61.116.100 | 10886982250353 | SCREW RACK SHELL FOR MODULAR GRAPHIC CASE SYSTEM | Trauma | EA
61.212.005 | 10886982250421 | SM FRAG LCP INSTR/IMPL SET GRAPHIC CASE W/O SCR RACK | Trauma | EA
61.212.006 | 10886982250438 | INSTRUMENT TRAY F/LCP SMALL FRAGMENT INSTR & IMPLANT SET | Trauma | EA
61.019.001 | 10886982249678 | GRAPHIC CASE FOR MULTILOC PROX HUMERAL NAIL INSTRUMENT SET | Trauma | EA
61.019.002 | 10886982249685 | LID F/MULTILOC PROX HUM NAIL INSTRUMENT SET GRAPHIC CASE | Trauma | EA
61.019.004 | 10886982249692 | SCREW RACK FOR MULTILOC HUMERAL NAILING SYSTEM | Trauma | EA
61.550.140 | 10886982250629 | GRAPHIC CASE FOR TRAUMA RECON SYSTEM | Trauma | EA
61.550.141 | 10886982250636 | LID FOR TRAUMA RECON SYSTEM GRAPHIC CASE | Trauma | EA
61.550.143 | 10886982250643 | INSERT TRAY FOR TRAUMA RECON SYSTEM GRAPHIC CASE | Trauma | EA
61.550.145 | 10886982250650 | GRAPHIC CASE FOR TRAUMA RECON JOINT SYSTEM | Trauma | EA
61.550.146 | 10886982250667 | LID FOR TRS JOINT SYSTEM GRAPHIC CASE | Trauma | EA
61.550.147 | 10886982250674 | INSERT TRAY FOR TRS JOINT SYS GRAPHIC CASE | Trauma | EA
61.550.170 | 10886982250681 | GRAPHIC CASE FOR BATTERY POWER LINE SYSTEM | Trauma | EA
61.550.171 | 10886982250698 | LID FOR BATTERY POWER LINE SYSTEM GRAPHIC CASE | Trauma | EA
61.231.001 | 10886982250445 | TRAY FOR 4.5MM VA-LCP CURVED CONDYLAR PLATES/6-12 HOLES | Trauma | EA
61.231.002 | 10886982250452 | TRAY FOR 4.5MM VA-LCP CURVED CONDYLAR PLATES/14-18 HOLES | Trauma | EA
61.231.003 | 10886982250469 | GRAPHIC CASE LID F/4.5MM VA- LCP CURVED CONDYLAR PLATE SET | Trauma | EA
61.231.004 | 10886982250476 | GRAPHIC CASE BASE F/4.5MM VA- LCP CURVED CONDYLAR PLATE SET | Trauma | EA
61.231.007 | 10886982250506 | GRAPHIC CSE LID F/4.5MM VA-LCP CRVD CONDYLAR AIMING INSTR SET | Trauma | EA
61.231.008 | 10886982250513 | GRAPHIC CSE BASE 4.5MM VA-LCP CRVD CONDYLAR AIMING INSTR SET | Trauma | EA
61.231.012 | 10886982250520 | FULL LENGTH TRAY F/4.5MM VA- LCP INSTRUMENT AND SCREW SET | Trauma | EA
61.231.013 | 10886982250537 | GRAPHIC CASE BASE F/4.5MM VA- LCP INSTRUMENT AND SCREW SET | Trauma | EA
61.231.014 | 10886982250544 | GRAPHIC CASE LID F/4.5MM VA- LCP INSTRUMENT AND SCREW SET | Trauma | EA
61.231.015 | 10886982250551 | GRAPHIC CASE FOR 4.5MM VA-LCP CURVED CONDYLAR PLATE SET | Trauma | EA
61.231.016 | 10886982250568 | GRAPHIC CASE FOR 4.5MM VA-LCP CURVED CONDYLAR AIMING INSTR | Trauma | EA
61.231.017 | 10886982250575 | GRAPHIC CASE FOR 4.5MM VA-LCP INSTRUMENT AND SCREW SET | Trauma | EA
61.231.018 | 10886982250582 | 1/3 TRAY FOR 4.5MM VA-LCP INSTR AND SCREW SET - TRAY 1 | Trauma | EA
61.231.019 | 10886982250599 | 1/3 TRAY FOR 4.5MM VA-LCP INSTR AND SCREW SET - TRAY 2 | Trauma | EA
61.113.001 | 10886982250049 | GRAPHIC CASE FOR 3.5MM LCP PERCUTANEOUS INSTRUMENT SYSTEM | Trauma | EA
61.113.002 | 10886982250056 | PROXIMAL HUMERUS AIMING ARM PULLOUT TRAY | Trauma | EA
61.111.469 | 10886982249968 | SCREW RACK FOR 2.4MM VA-LCP DSTL RADIUS SYS GRAPHIC CASE | Trauma | EA
61.111.471 | 10886982249982 | 2/3 INSTR TRAY FOR LCP AND VA-LCP DISTAL RADIUS SYSTEMS | Trauma | EA
61.111.472 | 10886982249999 | 1/3 INSTR TRAY FOR DSTL RADIUS FORCEPS AND BENDING PLIERS | Trauma | EA
61.111.473 | 10886982250001 | 1/3 INSTR TRAY FOR DSTL RAD RETRACTORS/HOOK/ELEVATORS | Trauma | EA
61.116.001 | 10886982250087 | GRAPHIC CASE/FULL LENGTH 4 BAY/F/MODULAR GC SYSTEM | Trauma | EA
61.116.002 | 10886982250094 | GRAPHIC CASE/FULL LENGTH 2 BAY/F/MODULAR GC SYSTEM | Trauma | EA
61.116.004 | 10886982250117 | GRAPHIC CASE/2/3 LENGTH 4 BAY/F/MODULAR GC SYSTEM | Trauma | EA
61.116.005 | 10886982250124 | GRAPHIC CASE/2/3 LENGTH 2 BAY/F/MODULAR GC SYSTEM | Trauma | EA
61.116.006 | 10886982250131 | GRAPHIC CASE/2/3 LENGTH 1 HIGH F/MODULAR GC SYSTEM | Trauma | EA
61.116.007 | 10886982250148 | AUXILIARY TRAY/2/3 LENGTH 1/2 WIDTH/F/MODULAR GC SYSTEM | Trauma | EA
61.116.010 | 10886982250155 | GENERAL INSTRUMENT TRAY/2/3 LENGTH F/MODULAR GC SYSTEM | Trauma | EA
61.116.014 | 10886982250162 | SUPPORT SCREWS F/TRAYS & SCR RACKS F/FULL LGTH GRAPHIC CASE | Trauma | EA
61.116.020 | 10886982250193 | INSTRUMENT TRAY F/2.4MM CRTX/ VAL SCREWS FOR MODULAR GC SYS | Trauma | EA
61.116.021 | 10886982250209 | INSTRUMENT TRAY F/2.4MM CRTX/ LCKNG SCREWS 1/3 LGTH F/GC SYS | Trauma | EA
61.116.022 | 10886982250216 | INSTRUMENT TRAY F/2.7MM CRTX/ LOCKING/VAL SCREWS F/GC SYS | Trauma | EA
SD03.100.143 | 10886982002716 | 8.0MM PROTECTION SLEEVE DOUBLE POINTED 220MM LONG | Trauma | EA
SD03.100.144 | 10886982002723 | 8.0MM/2.5MM DRILL SLEEVE 220MM LONG | Trauma | EA
SD314.113 | 10886982004673 | T15 CANNULATED SCREWDRIVER W/TEAR DROP HANDLE/265MM LONG | Trauma | EA
SD398.755 | 10886982006851 | PERCUTANEOUS ARM SHORT TIP/LOW PROFILE | Trauma | EA
SD398.754 | 10886982006844 | PERCUTANEOUS ARM SHORT TIP | Trauma | EA
03.111.751 | 10886982072573 | SOFT TISSUE ATTCHMT/J-SHAPED F/BONE REDUCTION FORCEPS | Trauma | EA
03.111.750 | 10886982072566 | SOFT TISSUE BONE REDUCTION FORCEPS WITH BALL TIPS | Trauma | EA
03.010.484 | 10886982069023 | CONNECTING SCREW FOR RADIOLUCENT AIMING ARMS | Trauma | EA
SD312.240 | 10886982258175 | 2.0MM/2.7MM DOUBLE DRILL SLEEVE | Trauma | EA
SD317.021 | 10886982258182 | 1.1MM DRILL BIT, 4.0MM STOP STRYKER QC, 60MM LONG | Trauma | EA
SD310.506 | 10886982258199 | 1.8MM CALIBRATED DRILL BIT QC/110MM LONG | Trauma | EA
2525 | 10886982258205 | DEPUY SYNTHES VET PRICE LIST 2013-2014 | Trauma | EA
02.231.022S | 10886982258373 | 5.0MM VA POSITIONING PIN STERILE | Trauma | EA
SD309.066 | 10886982258380 | EXTENDED CONNECTOR/SCREW REMOVAL SHAFT/120MM LONG | Trauma | EA
1216 | 10886982258397 | BATTERY POWER LINE II USER'S MANUAL AND CHARTS | Trauma | EA
SD311.682 | 10886982258403 | CANNULATED TAP FOR 7.3MM SCREWS/CALIBRATED | Trauma | EA
68.001.625 | 10886982258458 | WASHING BASKET SIZE 1/2 FOR BATTERY POWER LINE II | Trauma | EA
SD03.010.094 | 10886982258595 | 2.7MM REAMING ROD PUSHER 450MM LONG | Trauma | EA
60.028.000 | 00190776028435 | DD - BASE MONOBLOC FLEXIBLE REAMER CASE | Trauma | EA
03.028.060 | 00190776028336 | DD- MONOBLOC FLEXIBLE REAMER 6.0MM - 385MM | Trauma | EA
03.028.065 | 00190776028343 | DD - MONOBLOC FLEXIBLE REAMER 6.5MM - 385MM | Trauma | EA
03.028.070 | 00190776028350 | DD - MONOBLOC FLEXIBLE REAMER 7.0MM - 385MM | Trauma | EA
03.028.075 | 00190776028367 | DD - MONOBLOC FLEXIBLE REAMER 7.5MM - 385MM | Trauma | EA
03.028.080 | 00190776028374 | DD - MONOBLOC FLEXIBLE REAMER 8.0MM - 385MM | Trauma | EA
60.028.001 | 00190776028442 | DD - LID MONOBLOC FLEXIBLE REAMER CASE | Trauma | EA
60.037.005 | 10886982260321 | BASIC OPENING TRAY FOR TFNA BASIC SET | Trauma | EA
60.037.006 | 10886982260338 | BASIC BLADE INSERTION TRAY FOR TFNA BASIC SET | Trauma | EA
60.037.007 | 10886982260345 | BASIC LOCKING TRAY FOR TFNA BASIC SET | Trauma | EA
60.037.008 | 10886982260352 | TFNA BASIC SCREW INSERTION & LOCKING TRAY | Trauma | EA
60.037.009 | 10886982260369 | TFNA REMOVAL INSTRUMENTS FOR TFNA BASIC SET | Trauma | EA
VP4301.12 | 10886982260376 | 3.5MM/2.7MM PANCARPAL ARTHRODESIS PLATE, 12 HOLES | Trauma | EA
SD03.311.004 | 10886982263087 | 8MM RATCHET WRENCH | Trauma | EA
SD03.501.001 | 10886982263094 | PLATE CLAMP | Trauma | EA
SD309.036 | 10886982263100 | EXTRACTION BOLT 4.5/5MM SCREWS | Trauma | EA
SD309.039 | 10886982263117 | EXTENDED REAMER TUBE | Trauma | EA
SD03.122.023 | 10886982263124 | BLADE IMPACTOR TIP | Trauma | EA
SD03.503.040 | 10886982263131 | MESH CUTTER | Trauma | EA
61.312.014 | 10886982263148 | MAXFRAME(TM) SHOULDER BOLT RACK | Trauma | EA
SD357.420 | 10886982263155 | NAIL EXTRACTION T-HANDLE | Trauma | EA
03.111.570 | 10886982263568 | TEMPLATE F/2.4/2.7MM VA-LCP 2-COL DRP NRW 6H HD/7H SHAFT | Trauma | EA
03.111.670 | 10886982263575 | TEMPLATE F/2.4/2.7MM VA-LCP 2-COL DRP STD 6H HD/7H SHAFT | Trauma | EA
03.111.690 | 10886982263582 | TEMPLATE F/2.4/2.7MM VA-LCP 2-COL DRP STD 6H HD/13H SHAFT | Trauma | EA
03.111.770 | 10886982263599 | TEMPLATE F/2.4/2.7MM VA-LCP 2-COL DRP WIDE 7H HD/7H SHAFT | Trauma | EA
03.111.121S | 10886982263605 | SIZING TEMPLATE SET F/VA-LCP 2-COL DSTL RAD PL XL STER | Trauma | EA
NA0528 | 10886982274120 | CARRY CASE FOR DRSK | Trauma | EA
NA0529 | 10886982274137 | INSERT FOR CARRY CASE DRSK | Trauma | EA
SD03.110.009 | 10886982274144 | 1.8MM THREADED DRILL GUIDE SHORT | Trauma | EA
SD03.110.010 | 10886982274151 | SET SCREW FOR PLATE HOLDER | Trauma | EA
60.033.011 | 10886982274168 | LABEL SHEET FRN OPEN/INSERT | Trauma | EA
03.168.008 | 10886982274427 | FEMORAL NECK SYSTEM INSERTION HANDLE | Trauma | EA
03.168.009 | 10886982274434 | INSERT FOR FNS INSERTION HANDLE | Trauma | EA
03.168.013 | 10886982274441 | PROTECTION SLEEVE FOR FNS INSERTION INSTRUMENTS | Trauma | EA
04.268.000S | 10886982274458 | FEMORAL NECK SYSTEM PLATE 2 HOLE - STERILE | Trauma | EA
03.168.016 | 10886982274465 | 3.5MM HEXAGONAL SCREWDRIVER SHAFT 241MM | Trauma | EA
03.168.002 | 10886982274472 | CORRECTION GUIDE FOR 3.2MM GUIDE WIRES | Trauma | EA
03.168.014 | 10886982274489 | T25 STARDRIVE SCREWDRIVER SHAFT 241MM | Trauma | EA
03.168.001 | 10886982274496 | 130 DEGREE ANGLED GUIDE FOR 3.2MM GUIDE WIRES | Trauma | EA
03.168.003 | 10886982274502 | DIRECT MEASURING DEVICE FOR 3.2MM GUIDE WIRES | Trauma | EA
03.168.010 | 10886982274519 | MULTIFUNCTION ROD FOR INSERTION INSTRUMENTS | Trauma | EA
03.168.015 | 10886982274526 | CYLINDER FOR INSERTION INSTRUMENTS | Trauma | EA
03.168.012 | 10886982274533 | DRILL STOP | Trauma | EA
03.168.017 | 10886982274540 | DEPTH GAUGE UP TO 100MM | Trauma | EA
04.168.000S | 10886982274557 | FEMORAL NECK SYSTEM PLATE 1 HOLE - STERILE | Trauma | EA
03.140.027 | 10886982274564 | LARGE CANNULATED HANDLE W/ QUICK COUPLING - 12MM HEX | Trauma | EA
04.168.475S | 10886982274571 | ANTIROTATION SCREW FOR FEMORAL NECK SYS 75MM LENGTH - STERILE | Trauma | EA
04.168.480S | 10886982274588 | ANTIROTATION SCREW FOR FEMORAL NECK SYS 80MM LENGTH - STERILE | Trauma | EA
04.168.485S | 10886982274595 | ANTIROTATION SCREW FOR FEMORAL NECK SYS 85MM LENGTH - STERILE | Trauma | EA
04.168.490S | 10886982274601 | ANTIROTATION SCREW FOR FEMORAL NECK SYS 90MM LENGTH - STERILE | Trauma | EA
04.168.495S | 10886982274618 | ANTIROTATION SCREW FOR FEMORAL NECK SYS 95MM LENGTH - STERILE | Trauma | EA
04.168.500S | 10886982274625 | ANTIROTATION SCREW FOR FEMORAL NECK SYS 100MM LENGTH - STER | Trauma | EA
04.168.505S | 10886982274632 | ANTIROTATION SCREW FOR FEMORAL NECK SYS 105MM LENGTH - STER | Trauma | EA
04.168.510S | 10886982274649 | ANTIROTATION SCREW FOR FEMORAL NECK SYS 110MM LENGTH - STER | Trauma | EA
04.168.515S | 10886982274656 | ANTIROTATION SCREW FOR FEMORAL NECK SYS 115MM LENGTH - STER | Trauma | EA
04.168.520S | 10886982274663 | ANTIROTATION SCREW FOR FEMORAL NECK SYS 120MM LENGTH - STER | Trauma | EA
04.168.525S | 10886982274670 | ANTIROTATION SCREW FOR FEMORAL NECK SYS 125MM LENGTH - STER | Trauma | EA
04.168.530S | 10886982274687 | ANTIROTATION SCREW FOR FEMORAL NECK SYS 130MM LENGTH - STER | Trauma | EA
04.168.275S | 10886982274694 | BOLT FOR FEMORAL NECK SYSTEM 75MM LENGTH - STERILE | Trauma | EA
03.168.011 | 10886982274700 | 4.3MM DRILL BIT LENGTH 413MM | Trauma | EA
03.168.004 | 10886982274717 | COMPLETE OPENING DRILL BIT/ REAMER ASSEMBLY | Trauma | EA
04.168.280S | 10886982274724 | BOLT FOR FEMORAL NECK SYSTEM 80MM LENGTH-STERILE | Trauma | EA
04.168.285S | 10886982274731 | BOLT FOR FEMORAL NECK SYSTEM 85MM LENGTH-STERILE | Trauma | EA
04.168.290S | 10886982274748 | BOLT FOR FEMORAL NECK SYSTEM 90MM LENGTH-STERILE | Trauma | EA
04.168.295S | 10886982274755 | BOLT FOR FEMORAL NECK SYSTEM 95MM LENGTH-STERILE | Trauma | EA
04.168.300S | 10886982274762 | BOLT FOR FEMORAL NECK SYSTEM 100MM LENGTH-STERILE | Trauma | EA
04.168.305S | 10886982274779 | BOLT FOR FEMORAL NECK SYSTEM 105MM LENGTH-STERILE | Trauma | EA
04.168.310S | 10886982274786 | BOLT FOR FEMORAL NECK SYSTEM 110MM LENGTH-STERILE | Trauma | EA
04.168.315S | 10886982274793 | BOLT FOR FEMORAL NECK SYSTEM 115MM LENGTH-STERILE | Trauma | EA
04.168.320S | 10886982274809 | BOLT FOR FEMORAL NECK SYSTEM 120MM LENGTH-STERILE | Trauma | EA
04.168.325S | 10886982274816 | BOLT FOR FEMORAL NECK SYSTEM 125MM LENGTH-STERILE | Trauma | EA
04.168.330S | 10886982274823 | BOLT FOR FEMORAL NECK SYSTEM 130MM LENGTH-STERILE | Trauma | EA
SD393.650 | 10886982274830 | OFFSET DISTRACTOR | Trauma | EA
SD393.651 | 10886982274847 | ADJUSTABLE CLAMP | Trauma | EA
SD398.043 | 10886982274915 | REDUCTION FORCEPS WITH POINT 1 FLARED TIP | Trauma | EA
SD398.044 | 10886982274922 | REDUCTION FORCEPS WITH POINT 2 FLARED TIP | Trauma | EA
SD03.110.006 | 10886982281340 | DISTAL RADIUS PLATE HOLDER REVERSE | Trauma | EA
02.226.000S | 10886982057648 | 1.6MM THREADED GUIDE WIRE TROCAR POINT 220MM-STERILE | Trauma | EA
292.68S | 10886982180810 | 2.8MM THREADED GUIDE WIRE TROCAR POINT 300MM-STERILE | Trauma | EA
292.81S | 10886982181008 | 2.8MM GUIDE WIRE WITH FLUTES 300MM/150MM CALIBRATION-STER | Trauma | EA
01.010.201FE | 10886982019523 | SURELOCK INSTRUMENT SET FIELD EQUIPMENT | Trauma | EA
01.010.201 | 10886982019509 | SURELOCK INSTRUMENT SET | Trauma | EA
01.110.070E | 10886982021366 | 2.4MM VA-LCP DISTAL RADIUS SYSTEM INSTR & IMPL SET-EVAL | Trauma | EA
01.110.070 | 10886982021359 | 2.4MM VA-LCP DISTAL RADIUS SYSTEM INSTR & IMPLANT SET | Trauma | EA
01.110.071FE1 | 10886982021434 | 2.4MM TI VA-LCP DISTAL RADIUS SYSTEM INSTR & IMPL SET | Trauma | EA
01.110.071EPI | 10886982021427 | 2.4MM TI VA-LCP DISTAL RADIUS SYSTEM IMPLANT SET | Trauma | EA
01.110.071 | 10886982021403 | 2.4MM TI VA-LCP DISTAL RADIUS SYSTEM INSTR & IMPL SET | Trauma | EA
01.110.070EPI | 10886982021380 | 2.4MM VA-LCP DISTAL RADIUS SYSTEM IMPLANT SET | Trauma | EA
01.110.070EPA | 10886982021373 | 2.4MM VA-LCP DISTAL RADIUS SYSTEM INSTRUMENT SET | Trauma | EA
01.110.070FE1 | 10886982021397 | 2.4MM VA-LCP DISTAL RADIUS SYSTEM INSTR & IMPL SET | Trauma | EA
01.110.071E | 10886982021410 | 2.4MM TI VA-LCP DISTAL RADIUS SYSTEM INSTR & IMPL SET-EVAL | Trauma | EA
01.010.201E | 10886982019516 | SURELOCK INSTRUMENT SET-EVAL | Trauma | EA
60.112.045 | 10886982243461 | LCP TI DISTAL FIBULA SET SCREW RACK | Trauma | EA
60.112.044 | 10886982243454 | LCP TI DISTAL FIBULA SET GRAPHIC CASE | Trauma | EA
01.003.008FE | 10886982019059 | LATERAL ENTRY FEMORAL RECON NAIL UPGRADE IMPLANT SET | Trauma | EA
01.110.025 | 10886982020956 | LCP DIA-META VOLAR DISTAL RADIUS PLATE SET | Trauma | EA
SD314.301 | 10886982004864 | 8MM BALL HEX WITH QUICK CONNECT | Trauma | EA
01.110.026 | 10886982020970 | TI LCP DIA-META VOLAR DISTAL RADIUS PLATE SET | Trauma | EA
SRS-015-RPS | 10886982007858 | NORIAN DRILLABLE FAST SET PUTTY 15CC-STERILE | Trauma | EA
BBM3 | 10886982000088 | BONE VOID MODEL LARGE DEFECT | Trauma | EA
SD357.401 | 10886982006127 | Ã4.2MM DRILL STOP | Trauma | EA
01.110.025E | 10886982020963 | LCP DIA-META DISTAL RADIUS PLATE SET-EVAL | Trauma | EA
DEM-NDC | 10886982000224 | DEMO - NORIAN DRILLABLE CYLINDER WITH SCREW | Trauma | EA
03.200.007 | 10886982075819 | 2.5MM STARDRIVE/HEXAGONAL SCREWDRIVER SHAFT/T15 | Trauma | EA
03.200.004 | 10886982075802 | SMALL HANDLE F/SMALL FRAGMENT SCREWDRIVER SHAFT | Trauma | EA
03.200.009 | 10886982075826 | LARGE HANDLE F/SMALL FRAGMENT SCREWDRIVER SHAFT | Trauma | EA
03.306.011E | 10886982077752 | 8MM PROTECTIVE CAP | Trauma | EA
01.104.020E | 10886982020512 | 3.5MM TI LCP EXTRA-ARTICULAR DISTAL HUMERUS PLATE SET-EVAL | Trauma | EA
105.365E | 10886982135346 | CANNULATED PEDIATRIC OSTEOTOMY SYSTEM IMPLANT SET-EVAL | Trauma | EA
03.122.019 | 10886982074669 | CONNECTION SCREW | Trauma | EA
03.122.020 | 10886982074676 | INSERTION HANDLE FOR MODULAR PLATE | Trauma | EA
03.122.021 | 10886982074683 | AIMING ARM FOR MODULAR PLATE | Trauma | EA
03.122.022 | 10886982074690 | AIMING ARM FOR MODULAR PLATE- LONG | Trauma | EA
04.110.300E | 10886982100559 | 1.8MM TI KIRSCHNER WIRE TROCAR POINT 150MM | Trauma | EA
02.110.300E | 10886982030627 | 1.8MM KIRSCHNER WIRE TROCAR POINT 150MM | Trauma | EA
04.112.136S | 10886982103550 | 2.7MM/3.5MM TI LCP LAT DISTAL FIBULA PL 3H/RIGHT/73MM-STER | Trauma | EA
04.112.137S | 10886982103574 | 2.7MM/3.5MM TI LCP LAT DISTAL FIBULA PL 3H/LEFT/73MM-STER | Trauma | EA
04.112.138S | 10886982103598 | 2.7MM/3.5MM TI LCP LAT DISTAL FIBULA PL 4H/RIGHT/86MM-STER | Trauma | EA
04.112.139S | 10886982103611 | 2.7MM/3.5MM TI LCP LAT DISTAL FIBULA PL 4H/LEFT/86MM-STER | Trauma | EA
04.112.140S | 10886982103635 | 2.7MM/3.5MM TI LCP LAT DISTAL FIBULA PL 5H/RIGHT/99MM-STER | Trauma | EA
04.112.141S | 10886982103659 | 2.7MM/3.5MM TI LCP LAT DISTAL FIBULA PL 5H/LEFT/99MM-STER | Trauma | EA
04.112.142S | 10886982103673 | 2.7MM/3.5MM TI LCP LAT DISTAL FIBULA PL 6H/RIGHT/112MM-STER | Trauma | EA
04.112.143S | 10886982103697 | 2.7MM/3.5MM TI LCP LAT DISTAL FIBULA PL 6H/LEFT/112MM-STER | Trauma | EA
04.112.144S | 10886982103710 | 2.7MM/3.5MM TI LCP LAT DISTAL FIBULA PL 7H/RIGHT/125MM-STER | Trauma | EA
04.112.145S | 10886982103734 | 2.7MM/3.5MM TI LCP LAT DISTAL FIBULA PL 7H/LEFT/125MM-STER | Trauma | EA
04.112.146S | 10886982103758 | 2.7MM/3.5MM TI LCP LAT DISTAL FIBULA PL 8H/RIGHT/138MM-STER | Trauma | EA
04.112.147S | 10886982103772 | 2.7MM/3.5MM TI LCP LAT DISTAL FIBULA PL 8H/LEFT/138MM-STER | Trauma | EA
04.112.148S | 10886982103796 | 2.7MM/3.5MM TI LCP LAT DISTAL FIBULA PL 9H/RIGHT/151MM-STER | Trauma | EA
04.112.149S | 10886982103819 | 2.7MM/3.5MM TI LCP LAT DISTAL FIBULA PL 9H/LEFT/151MM-STER | Trauma | EA
04.112.150S | 10886982103833 | 2.7MM/3.5MM TI LCP LAT DISTAL FIBULA PL 10H/RIGHT/164MM-STER | Trauma | EA
04.112.151S | 10886982103857 | 2.7MM/3.5MM TI LCP LAT DISTAL FIBULA PL 10H/LEFT/164MM-STER | Trauma | EA
04.112.152S | 10886982103871 | 2.7MM/3.5MM TI LCP LAT DISTAL FIBULA PL 11H/RIGHT/177MM-STER | Trauma | EA
04.112.153S | 10886982103895 | 2.7MM/3.5MM TI LCP LAT DISTAL FIBULA PL 11H/LEFT/177MM-STER | Trauma | EA
04.112.154S | 10886982103918 | 2.7MM/3.5MM TI LCP LAT DISTAL FIBULA PL 12H/RIGHT/190MM-STER | Trauma | EA
04.112.155S | 10886982103932 | 2.7MM/3.5MM TI LCP LAT DISTAL FIBULA PL 12H/LEFT/190MM-STER | Trauma | EA
04.112.156S | 10886982103956 | 2.7MM/3.5MM TI LCP LAT DISTAL FIBULA PL 13H/RIGHT/203MM-STER | Trauma | EA
04.112.157S | 10886982103970 | 2.7MM/3.5MM TI LCP LAT DISTAL FIBULA PL 13H/LEFT/203MM-STER | Trauma | EA
04.112.158S | 10886982103994 | 2.7MM/3.5MM TI LCP LAT DISTAL FIBULA PL 14H/RIGHT/216MM-STER | Trauma | EA
04.112.159S | 10886982104014 | 2.7MM/3.5MM TI LCP LAT DISTAL FIBULA PL 14H/LEFT/216MM-STER | Trauma | EA
04.112.160S | 10886982104038 | 2.7MM/3.5MM TI LCP LAT DISTAL FIBULA PL 15H/RIGHT/229MM-STER | Trauma | EA
04.112.161S | 10886982104052 | 2.7MM/3.5MM TI LCP LAT DISTAL FIBULA PL 15H/LEFT/229MM-STER | Trauma | EA
60.226.025 | 10886982248404 | SCREW RACK LID FOR 2.4MM HEADLESS COMPRESSION SCREW | Trauma | EA
60.230.023 | 10886982248480 | 1.5MM HEADLESS COMP SCREW INSTR AND IMPLANT MODULE LID | Trauma | EA
68.108.015 | 10886982251572 | VARIO CASE TRAY FOR OSTEOTOMY GUIDING DEVICE | Trauma | EA
68.000.101 | 10886982251367 | VARIO CASE LID SIZE 1/1 | Trauma | EA
03.108.015/1 | 10886982071620 | ARM FOR OSTEOTOMY GUIDING DEVICE | Trauma | EA
03.108.015/2 | 10886982071637 | SLIDING CARRIAGE FOR OSTEOTOMY GUIDING DEVICE | Trauma | EA
03.108.015/3 | 10886982071644 | MEASURING SLEEVE FOR OSTEOTOMY GUIDING DEVICE | Trauma | EA
03.108.015/4 | 10886982071651 | DRILL SLEEVE FOR OSTEOTOMY GUIDING DEVICE | Trauma | EA
03.108.015/5 | 10886982071668 | FIXATION PIECE (A) FOR OSTEOTOMY GUIDING DEVICE | Trauma | EA
03.108.015/6 | 10886982071675 | FIXATION SCREW (A) FOR OSTEOTOMY GUIDING DEVICE | Trauma | EA
03.108.015/7 | 10886982071682 | SET SCREW (B) FOR OSTEOTOMY GUIDING DEVICE | Trauma | EA
03.108.015/8 | 10886982071699 | STOP SCREW (C) FOR OSTEOTOMY GUIDING DEVICE | Trauma | EA
519.124S | 10886982239075 | SAW BLADE 19MM WIDTH 90MM/1.27MM THICKNESS-STERILE | Trauma | EA
519.124 | 10886982239068 | SAW BLADE 19MM WIDTH 90MM/1.27MM THICKNESS | Trauma | EA
01.122.010 | 10886982024763 | MODULAR BLADE PLATE SYSTEM INSTRUMENT SET | Trauma | EA
01.122.011 | 10886982024794 | MODULAR BLADE PLATE SYSTEM IMPLANT SET | Trauma | EA
105.436 | 10886982135902 | LCPÂ® CANNULATED SCREW INSTRUMENT SET | Trauma | EA
SD313.350 | 10886982004550 | AIMING DEVICE FOR DISTAL HUMERUS PLATES | Trauma | EA
690.451 | 10886982253767 | LABEL SHEET F/MEDIUM EXTERNAL FIXATOR MR SAFE CLAMPS | Trauma | EA
105.643PIA | 10886982136794 | TI TROCHANTERIC FIXATION NAIL IMPLANT SET | Trauma | EA
105.515 | 10886982136299 | 2.4MM LCPÂ® DISTAL RADIUS PLATE INSTRUMENT AND IMPLANT SET | Trauma | EA
105.515PA | 10886982136312 | 2.4MM LCPÂ® DISTAL RADIUS PLATE INSTRUMENT SET-FULL | Trauma | EA
105.515PB | 10886982136329 | 2.4MM LCPÂ® DISTAL RADIUS PLATE INSTRUMENT UPGRADE SET | Trauma | EA
105.515PI | 10886982136343 | 2.4MM LCPÂ® DISTAL RADIUS PLATE IMPLANT SET | Trauma | EA
145.434 | 10886982139931 | SMALL FRAGMENT LCPÂ® INSTR AND TI IMPL SET W/SLF-TPNG SCREWS | Trauma | EA
145.434E | 10886982139948 | SM FRAGMENT LCPÂ® INSTR/TI IMPL SET W/SLF-TPNG SCREWS-EVAL | Trauma | EA
145.434PA | 10886982139962 | SMALL FRAGMENT LCPÂ® INSTRUMENT SET-FULL | Trauma | EA
145.434PB | 10886982139979 | SMALL FRAGMENT LCPÂ® INSTRUMENT SET-PARTIAL | Trauma | EA
145.434PI2 | 10886982140005 | SMALL FRAGMENT TI LCPÂ® IMPLANT SET-PARTIAL | Trauma | EA
145.434PI | 10886982139993 | SMALL FRAGMENT TI LCPÂ® IMPLANT SET | Trauma | EA
SRS-003-FSP | 10886982007735 | SRS FAST SET PUTTY 3CC BONE VOID FILLER-STERILE | Trauma | EA
SRS-005-FSP | 10886982007773 | SRS FAST SET PUTTY 5CC BONE VOID FILLER-STERILE | Trauma | EA
SRS-010-FSP | 10886982007810 | SRS FAST SET PUTTY 10CC BONE VOID FILLER-STERILE | Trauma | EA
SRS-015-FSP | 10886982007841 | SRS FAST SET PUTTY 15CC BONE VOID FILLER-STERILE | Trauma | EA
105.907 | 10886982137456 | COLLINEAR REDUCTION CLAMP SET | Trauma | EA
105.907E | 10886982137463 | COLLINEAR REDUCTION CLAMP SET- EVAL | Trauma | EA
01.123.604 | 10886982024923 | 4.5MM TI LCPÂ® PROXIMAL TIBIA PLATE SET | Trauma | EA
01.123.604E | 10886982024930 | 4.5MM TI LCPÂ® PROXIMAL TIBIA PLATE SET-EVAL | Trauma | EA
01.223.604E | 10886982025937 | PERIARTICULAR LCPÂ® PLATING SYSTEM INSTR/TI SCREW SET-EVAL | Trauma | EA
105.387 | 10886982135421 | LCPÂ® DHHS(TM) IMPLANT SET | Trauma | EA
105.388 | 10886982135469 | LCPÂ® DHHS(TM) BASIC SET | Trauma | EA
105.387E | 10886982135445 | LCPÂ® DHHS(TM) IMPLANT SET-EVAL | Trauma | EA
105.388E | 10886982135483 | LCPÂ® DHHS(TM) BASIC SET-EVAL | Trauma | EA
105.387D | 10886982135438 | LCPÂ® DHHS(TM) IMPLANT SET-DEMO | Trauma | EA
105.388D | 10886982135476 | LCPÂ® DHHS(TM) BASIC SET-DEMO | Trauma | EA
105.387SS | 10886982135452 | LCPÂ® DHHS(TM) IMPLANT SET- SALES SAMPLE | Trauma | EA
105.388SS | 10886982135506 | LCPÂ® DHHS(TM) BASIC SET- SALES SAMPLE | Trauma | EA
456.415 | 10886982258304 | 11MM/130 DEG TI CANN TROCH FIXATION NAIL 340MM/LEFT | Trauma | EA
456.416 | 10886982258298 | 11MM/130 DEG TI CANN TROCH FIXATION NAIL 360MM/RIGHT | Trauma | EA
456.417 | 10886982258281 | 11MM/130 DEG TI CANN TROCH FIXATION NAIL 360MM/LEFT | Trauma | EA
456.418 | 10886982258274 | 11MM/130 DEG TI CANN TROCH FIXATION NAIL 380MM/RIGHT | Trauma | EA
456.419 | 10886982258267 | 11MM/130 DEG TI CANN TROCH FIXATION NAIL 380MM/LEFT | Trauma | EA
456.420 | 10886982258250 | 11MM/130 DEG TI CANN TROCH FIXATION NAIL 400MM/RIGHT | Trauma | EA
456.421 | 10886982258243 | 11MM/130 DEG TI CANN TROCH FIXATION NAIL 400MM/LEFT | Trauma | EA
456.422 | 10886982258236 | 11MM/130 DEG TI CANN TROCH FIXATION NAIL 420MM/RIGHT | Trauma | EA
456.423 | 10886982258229 | 11MM/130 DEG TI CANN TROCH FIXATION NAIL 420MM/LEFT | Trauma | EA
456.424 | 10886982258212 | 11MM/130 DEG TI CANN TROCH FIXATION NAIL 440MM/RIGHT | Trauma | EA
105.175E | 10886982134288 | 2.4MM CANNULATED SCREW INSTRUMENT & IMPLANT SET-EVAL | Trauma | EA
105.175PA | 10886982134295 | 2.4MM CANNULATED SCREW INSTRUMENT SET | Trauma | EA
01.001.300 | 10886982018670 | HUMERAL NAIL-EX INSTRUMENT AND TI IMPLANT SET | Trauma | EA
01.001.300SS | 10886982018731 | HUMERAL NAIL-EX INSTRUMENT AND TI IMPLANT SET-SALES SAMPLE | Trauma | EA
01.001.300PA | 10886982018724 | HUMERAL NAIL-EX INSTRUMENT SET | Trauma | EA
01.001.300E | 10886982018717 | HUMERAL NAIL-EX INSTRUMENT AND TI IMPLANT SET-EVAL | Trauma | EA
146.400 | 10886982140555 | LRG FRAG LCPÂ® INSTR & TI IMPL SET W/4.0 & 5.0MM LOCKING SCR | Trauma | EA
146.402 | 10886982140609 | LARGE FRAGMENT TI LCPÂ® PLATE SET | Trauma | EA
146.403 | 10886982140616 | LARGE FRAGMENT TI LCPÂ® SCREW SET | Trauma | EA
146.405 | 10886982140623 | LRG FRAG LCPÂ® INSTR & TI IMPL SET W/5.0MM LOCKING SCREWS | Trauma | EA
146.400PA | 10886982140579 | LARGE FRAGMENT LCPÂ® INSTRUMENT SET-FULL | Trauma | EA
146.400PB | 10886982140586 | LARGE FRAGMENT LCPÂ® INSTRUMENT SET-PARTIAL | Trauma | EA
146.400PI | 10886982140593 | LARGE FRAGMENT TI LCPÂ® IMPLANT SET | Trauma | EA
146.400E | 10886982140562 | LRG FRAG LCPÂ® INSTR & TI IMPL SET W/4.0 & 5.0 LCKNG SCR-EVAL | Trauma | EA
150.001 | 10886982140630 | COMPARTMENTAL PRESSURE MONITORING SYSTEM | Trauma | EA
150.001PI | 10886982140661 | COMPARTMENTAL PRESSURE MONITORING SYSTEM-PROBE | Trauma | EA
150.001PA | 10886982140654 | COMPARTMENTAL PRESSURE MONITOR/CABLE/CARRYING CASE | Trauma | EA
150.001D | 10886982140647 | COMPARTMENTAL PRESSURE MONITORING SYSTEM-DEMO | Trauma | EA
105.17PIA | 10886982134257 | 3.0MM CANNULATED SCREW IMPLANT SET-PARTIAL | Trauma | EA
105.242PIA | 10886982134813 | 3.5MM LCPÂ® PROXIMAL TIBIA PLATE IMPLANT SET-PARTIAL | Trauma | EA
105.242PA | 10886982134790 | 3.5MM LCPÂ® PROXIMAL TIBIA PLATE INSTRUMENT SET | Trauma | EA
01.302.602 | 10886982027108 | MEDIUM EXTERNAL FIXATOR SET W/ SELF-DRILLING SCHANZ SCREWS | Trauma | EA
01.302.604 | 10886982027153 | MEDIUM EXTERNAL FIXATOR SET W/ TI SELF-DRILLING SCHANZ SCREWS | Trauma | EA
01.302.602SS | 10886982027146 | MEDIUM EX FIX SET W/SLF-DRLG SCHANZ SCREWS-SALE SAMPLES | Trauma | EA
01.302.602PIA | 10886982027139 | MEDIUM EXTERNAL FIXATOR IMPLANT SET-PARTIAL | Trauma | EA
01.302.602PA | 10886982027122 | MEDIUM EXTERNAL FIXATOR INSTRUMENT SET | Trauma | EA
01.302.602E | 10886982027115 | MEDIUM EXTERNAL FIXATOR SET W/ SLF-DRLG SCHANZ SCREWS-EVAL | Trauma | EA
105.242PI | 10886982134806 | 3.5MM LCPÂ® PROXIMAL TIBIA PLATE IMPLANT SET | Trauma | EA
115.953PIA | 10886982138538 | DISTAL RADIUS FIXATOR IMPLANT SET W/SLF-DRLG SCHANZ SCREWS | Trauma | EA
115.720PIA | 10886982138286 | LARGE EXTERNAL FIXATOR IMPLANT SET W/SLF-DRLG SCHANZ SCREWS | Trauma | EA
115.755PIA | 10886982138385 | SMALL EXTERNAL FIXATOR IMPLANT SET W/SLF-DRLG SCHANZ SCREWS | Trauma | EA
01.106.902 | 10886982020574 | LCPÂ® METAPHYSEAL PLATE SET | Trauma | EA
01.106.904 | 10886982020611 | TI LCPÂ® METAPHYSEAL PLATE SET | Trauma | EA
01.106.902PI | 10886982020604 | LCPÂ® METAPHYSEAL PLATE IMPLANT SET | Trauma | EA
01.106.904PI | 10886982020628 | TI LCPÂ® METAPHYSEAL PLATE IMPLANT SET | Trauma | EA
01.106.902PA | 10886982020598 | LCPÂ® METAPHYSEAL PLATE INSTRUMENT SET | Trauma | EA
01.106.902E | 10886982020581 | LCPÂ® METAPHYSEAL PLATE SET- EVAL | Trauma | EA
01.004.300 | 10886982019103 | TIBIAL NAIL-EX INSTRUMENT /IMPLANT SET | Trauma | EA
01.004.300SS | 10886982019189 | TIBIAL NAIL-EX SALES SAMPLE SET | Trauma | EA
01.004.300E | 10886982019158 | TIBIAL NAIL-EX SET-EVAL | Trauma | EA
323.048 | 10886982190673 | AIMING GUIDE-RIGHT FOR LCPÂ® MEDIAL DISTAL TIBIA PLATES | Trauma | EA
323.049 | 10886982190680 | AIMING GUIDE-LEFT FOR LCPÂ® MEDIAL DISTAL TIBIA PLATES | Trauma | EA
306.465 | 10886982185396 | LABEL SHEET FOR TI LCPÂ® DISTAL RADIUS T-PLATES | Trauma | EA
441.625TM | 10886982222183 | TI LOCKING CALCANEAL PLATE LONG-LEFT | Trauma | EA
690.571 | 10886982254634 | LID FOR BATTERY POWER LINE SET GRAPHIC CASE | Trauma | EA
690.572 | 10886982254641 | ATTACHMENT RACK FOR BATTERY POWER LINE SET GRAPHIC CASE | Trauma | EA
690.573 | 10886982254658 | INSERT TRAY FOR BATTERY POWER LINE SET GRAPHIC CASE | Trauma | EA
441.622TM | 10886982222121 | TI LOCKING CALCANEAL PLATE SHORT-RIGHT | Trauma | EA
441.623TM | 10886982222145 | TI LOCKING CALCANEAL PLATE SHORT-LEFT | Trauma | EA
441.624TM | 10886982222169 | TI LOCKING CALCANEAL PLATE LONG-RIGHT | Trauma | EA
05.001.001 | 10886982128157 | STANDARD CONSOLE WITHOUT IRRIGATION F/ELECTRIC PEN DRV | Trauma | EA
05.001.096 | 10886982129161 | 7.0MM PROTECTIVE SLEEVE FOR TREPAN BURR FOR PEN DRIVE | Trauma | EA
05.001.097 | 10886982129185 | 12.0MM PROTECTIVE SLEEVE FOR TREPAN BURR FOR PEN DRIVE | Trauma | EA
690.815 | 10886982255037 | LABEL SHEET FOR UNIVERSAL NAIL GRAPHIC CASE | Trauma | EA
01.108.000E | 10886982020758 | TOMOFIXÂ® INSTRUMENT AND IMPLANT SET-EVAL | Trauma | EA
01.108.000 | 10886982020741 | TOMOFIXÂ® INSTRUMENT AND IMPLANT SET | Trauma | EA
105.434PCMB | 10886982135858 | SMALL FRAGMENT LCPÂ® INSTRUMENT AND IMPLANT SET-PARTIAL | Trauma | EA
01.109.604 | 10886982020925 | 3.5MM TI LCPÂ® LONG PROXIMAL HUMERUS PLATE IMPLANT SET | Trauma | EA
01.109.602 | 10886982020895 | 3.5MM LCPÂ® LONG PROXIMAL HUMERUS PLATE IMPLANT SET | Trauma | EA
01.104.004 | 10886982020406 | 3.5MM TI LCP ELBOW SYSTEM SET | Trauma | EA
01.104.004PA | 10886982020420 | 3.5MM TI LCP ELBOW SYSTEM INSTRUMENT SET | Trauma | EA
01.104.004E | 10886982020413 | 3.5MM TI LCP ELBOW SYSTEM SET-EVAL | Trauma | EA
01.104.000PA | 10886982020383 | 3.5MM LCP ELBOW SYSTEM INSTRUMENT SET | Trauma | EA
01.104.000 | 10886982020369 | 3.5MM LCP ELBOW SYSTEM | Trauma | EA
SD357.012 | 10886982005731 | COUPLING SCREW DRIVING CAP | Trauma | EA
01.225.602PB | 10886982025975 | LCPÂ® PERIPROSTHETIC SYSTEM GRAPHIC CASE SET | Trauma | EA
01.225.602PI | 10886982025982 | LCPÂ® PERIPROSTHETIC SYSTEM IMPLANT SET | Trauma | EA
01.225.602PA | 10886982025968 | LCPÂ® PERIPROSTHETIC SYSTEM INSTRUMENT SET | Trauma | EA
01.225.604PI | 10886982026026 | TI LCPÂ® PERIPROSTHETIC SYSTEM IMPLANT SET | Trauma | EA
145.434PCMB | 10886982139986 | SMALL FRAGMENT LCPÂ® INSTRUMENT AND TI IMPLANT SET-PARTIAL | Trauma | EA
01.225.602 | 10886982025944 | LCPÂ® PERIPROSTHETIC SYSTEM | Trauma | EA
01.225.604 | 10886982026002 | TI LCPÂ® PERIPROSTHETIC SYSTEM | Trauma | EA
01.225.602E | 10886982025951 | LCPÂ® PERIPROSTHETIC SYSTEM SET-EVAL | Trauma | EA
150.119JR | 10886982140739 | BATTERY POWER LINE SET JOINT REPLACEMENT | Trauma | EA
150.119TR | 10886982140777 | BATTERY POWER LINE SET TRAUMA | Trauma | EA
294.769SHA | 10886982181817 | 4.0MM/2.5MM SLF-DRLG SCHANZ SCREW 80MM/HA COATING-STERILE | Trauma | EA
294.772SHA | 10886982181879 | 4.0MM/3.0MM SLF-DRLG SCHANZ SCREW 100MM/HA COATING-STERILE | Trauma | EA
294.774SHA | 10886982181916 | 4.0MM SELF-DRILLING SCHANZ SCREW 60MM/HA COATING-STERILE | Trauma | EA
494.772SHA | 10886982236432 | 4.0MM/3.0MM TI SLF-DRLG SCHANZ SCREW 100MM/HA COATING-STERILE | Trauma | EA
01.123.604PA | 10886982024947 | 4.5MM TI LCPÂ® PROXIMAL TIBIA PLATE SET-GRAPHIC CASE PROMO | Trauma | EA
01.123.604PB | 10886982024954 | 4.5MM TI LCPÂ® PROXIMAL TIBIA PLATE INSTRUMENT SET | Trauma | EA
01.123.604PI | 10886982024961 | 4.5MM TI LCPÂ® PROXIMAL TIBIA PLATE IMPLANT SET | Trauma | EA
292.50E | 10886982180599 | 1.0MM KIRSCHNER WIRE TROCAR POINTS ON BOTH ENDS 150MM | Trauma | EA
292.52E | 10886982180612 | 1.25MM KIRSCHNER WIRE TROCAR POINTS ON BOTH ENDS 150MM | Trauma | EA
292.56E | 10886982180636 | 1.6MM KIRSCHNER WIRE TROCAR POINTS ON BOTH ENDS 150MM | Trauma | EA
292.58E | 10886982180650 | 2.0MM KIRSCHNER WIRE TROCAR POINTS ON BOTH ENDS 150MM | Trauma | EA
292.73E | 10886982180933 | 1.6MM KIRSCHNER WIRE W/15MM THREADED TROCAR POINT 150MM | Trauma | EA
03.100.103 | 10886982071019 | STRAIGHT FORCEPS WITH RATCHET FOR LOW PROFILE PELVIC SYSTEM | Trauma | EA
03.100.104 | 10886982071026 | BENT FORCEPS WITH RATCHET FOR LOW PROFILE PELVIC SYSTEM | Trauma | EA
03.100.026 | 10886982070753 | PELVIC BONE FORCEPS WITH DUAL SERRATED JAWS | Trauma | EA
314.745 | 10886982189059 | RIA TUBE ASSEMBLY MIN 360MM LENGTH FOR USE W/314.742 | Trauma | EA
314.746 | 10886982189073 | RIA TUBE ASSEMBLY MIN 520MM LENGTH FOR USE W/314.743 | Trauma | EA
392.178E | 10886982198648 | PROTECTIVE CAPS FOR 1.6MM KIRSCHNER WIRES | Trauma | EA
392.179E | 10886982198662 | PROTECTIVE CAPS FOR 2.0MM KIRSCHNER WIRES | Trauma | EA
04.200.065 | 10886982115881 | 3.5MM TI STARDRIVE CORTEX SCREW SELF-TAPPING 65MM | Trauma | EA
04.200.070 | 10886982115898 | 3.5MM TI STARDRIVE CORTEX SCREW SELF-TAPPING 70MM | Trauma | EA
04.200.075 | 10886982115904 | 3.5MM TI STARDRIVE CORTEX SCREW SELF-TAPPING 75MM | Trauma | EA
04.200.080 | 10886982115911 | 3.5MM TI STARDRIVE CORTEX SCREW SELF-TAPPING 80MM | Trauma | EA
04.200.085 | 10886982115928 | 3.5MM TI STARDRIVE CORTEX SCREW SELF-TAPPING 85MM | Trauma | EA
04.200.090 | 10886982115935 | 3.5MM TI STARDRIVE CORTEX SCREW SELF-TAPPING 90MM | Trauma | EA
04.200.095 | 10886982115942 | 3.5MM TI STARDRIVE CORTEX SCREW SELF-TAPPING 95MM | Trauma | EA
04.200.100 | 10886982115959 | 3.5MM TI STARDRIVE CORTEX SCREW SELF-TAPPING 100MM | Trauma | EA
04.200.105 | 10886982115966 | 3.5MM TI STARDRIVE CORTEX SCREW SELF-TAPPING 105MM | Trauma | EA
04.200.110 | 10886982115973 | 3.5MM TI STARDRIVE CORTEX SCREW SELF-TAPPING 110MM | Trauma | EA
04.200.115 | 10886982115980 | 3.5MM TI STARDRIVE CORTEX SCREW SELF-TAPPING 115MM | Trauma | EA
04.200.120 | 10886982115997 | 3.5MM TI STARDRIVE CORTEX SCREW SELF-TAPPING 120MM | Trauma | EA
04.200.125 | 10886982116000 | 3.5MM TI STARDRIVE CORTEX SCREW SELF-TAPPING 125MM | Trauma | EA
04.200.130 | 10886982116017 | 3.5MM TI STARDRIVE CORTEX SCREW SELF-TAPPING 130MM | Trauma | EA
04.200.135 | 10886982116024 | 3.5MM TI STARDRIVE CORTEX SCREW SELF-TAPPING 135MM | Trauma | EA
04.200.140 | 10886982116031 | 3.5MM TI STARDRIVE CORTEX SCREW SELF-TAPPING 140MM | Trauma | EA
04.200.145 | 10886982116048 | 3.5MM TI STARDRIVE CORTEX SCREW SELF-TAPPING 145MM | Trauma | EA
04.200.150 | 10886982116055 | 3.5MM TI STARDRIVE CORTEX SCREW SELF-TAPPING 150MM | Trauma | EA
145.242PI | 10886982139764 | 3.5MM TI LCPÂ® PROXIMAL TIBIA PLATE IMPLANT SET | Trauma | EA
145.242PIA | 10886982139771 | 3.5MM TI LCPÂ® PROXIMAL TIBIA PLATE IMPLANT SET-PARTIAL | Trauma | EA
145.242PA | 10886982139757 | 3.5MM TI LCPÂ® PROXIMAL TIBIA PLATE INSTRUMENT SET | Trauma | EA
05.001.073 | 10886982128942 | IRRIGATION NOZZLE FOR EPD OSCILLATING SAW ATTACHMENT | Trauma | EA
01.109.602E | 10886982020901 | 3.5MM LCPÂ® LONG PROXIMAL HUMERUS PLATE IMPLANT SET-EVAL | Trauma | EA
01.109.604E | 10886982020932 | 3.5MM TI LCPÂ® LONG PROXIMAL HUMERUS PLATE IMPLANT SET-EVAL | Trauma | EA
01.109.602PA | 10886982020918 | GRAPHIC CASE F/3.5MM LCPÂ® LONG PROXIMAL HUMERUS PLATE SET | Trauma | EA
01.109.604PA | 10886982020949 | GRAPHIC CASE F/3.5MM TI LCPÂ® LONG PROXIMAL HUMERUS PL SET | Trauma | EA
05.001.041 | 10886982128591 | CONTRA ANGLE ATTACHMENT FOR ELECTRIC PEN DRIVE | Trauma | EA
530.605LN | 10886982239976 | BATTERY REAMER/DRILL LOANER | Trauma | EA
530.610LN | 10886982239990 | BATTERY OSCILLATOR LOANER | Trauma | EA
530.615LN | 10886982240019 | BATTERY RECIPROCATOR LOANER | Trauma | EA
530.680LN | 10886982240095 | BATTERY CASING LOANER | Trauma | EA
150.119PI | 10886982140760 | BATTERY POWER LINE AND ATTACHMENTS SET | Trauma | EA
150.16PI | 10886982140821 | COMPACT AIR DRIVE II AND ATTACHMENTS SET | Trauma | EA
01.104.000PI | 10886982020390 | 3.5MM LCPÂ® DISTAL HUMERUS IMPLANT SET | Trauma | EA
01.104.004PI | 10886982020437 | 3.5MM TI LCPÂ® DISTAL HUMERUS IMPLANT SET | Trauma | EA
150.119LN | 10886982140746 | BATTERY POWER LINE SET LOANER | Trauma | EA
150.119PA | 10886982140753 | BATTERY POWER LINE GRAPHIC BATTERY CHARGER SET | Trauma | EA
150.16PA | 10886982140814 | COMPACT AIR DRIVE II GRAPHIC CASE AND AIR HOSE SET | Trauma | EA
105.309PA | 10886982135018 | REAMER/IRRIGATOR/ASPIRATOR INSTRUMENT SET | Trauma | EA
105.309SS | 10886982135025 | REAMER/IRRIGATOR/ASPIRATOR INSTRUMENT SET-SALES SAMPLE | Trauma | EA
105.309E | 10886982135001 | REAMER/IRRIGATOR/ASPIRATOR INSTRUMENT SET | Trauma | EA
01.013.300 | 10886982019530 | RETROGRADE/ANTEGRADE FEMORAL NAIL-EX INSTR/TI IMPLANT SET | Trauma | EA
01.013.303 | 10886982019585 | RETROGRADE/ANTEGRADE FEMORAL NAIL-EX INSTRUMENT SET | Trauma | EA
01.013.300E | 10886982019547 | RETROGRADE/ANTEGRADE FEMORAL NAIL INSTR/TI IMPL SET-EVAL | Trauma | EA
01.013.304 | 10886982019653 | RETROGRADE/ANTEGRADE FEMORAL NAIL-EX TI IMPLANT SET | Trauma | EA
01.013.300PA | 10886982019554 | RETROGRADE/ANTEGRADE FEMORAL NAIL-EX INSTRUMENT SET | Trauma | EA
01.013.300PI | 10886982019561 | RETROGRADE/ANTEGRADE FEMORAL NAIL-EX TI IMPLANT SET | Trauma | EA
01.013.300SS | 10886982019578 | RETROGRADE/ANTEGRADE FEMORAL NAIL-EX INSTR/TI IMPL SET-SS | Trauma | EA
01.004.300PI | 10886982019172 | TIBIAL NAIL-EX IMPLANT SET | Trauma | EA
01.004.300PA | 10886982019165 | TIBIAL NAIL-EX INSTRUMENT SET | Trauma | EA
01.004.303 | 10886982019196 | TIBIAL NAIL-EX INSTRUMENT SET | Trauma | EA
01.004.304 | 10886982019240 | TIBIAL NAIL-EX IMPLANT SET | Trauma | EA
01.225.604E | 10886982026019 | TI LCPÂ® PERIPROSTHETIC SYSTEM SET-EVAL | Trauma | EA
690.491 | 10886982254108 | GRAPHIC CASE F/LCPÂ® LARGE FRAGMENT/PERIARTICULAR INSTR | Trauma | EA
690.492 | 10886982254115 | GRAPHIC CASE FOR LCPÂ® LARGE FRAGMENT/PERIARTICULAR SCREWS | Trauma | EA
690.816 | 10886982255044 | SELF-STICK LABEL F/SCREWS LARGE FRAGMENT PERIARTICULAR | Trauma | EA
690.817 | 10886982255051 | SELF-STICK LABEL PERIARTICULAR TI INSTR AND SCR GRAPHIC CASE | Trauma | EA
690.818 | 10886982255068 | SELF-STICK LABEL PERIARTICULAR SCREW RACK 690.301.30 | Trauma | EA
395.683 | 10886982200525 | 4.0MM CURVED CARBON FIBER ROD 180Â° ANGLE 235MM SPAN | Trauma | EA
390.042 | 10886982198075 | SMALL ADJUSTABLE CLAMP-MR SAFE NON-SPANNING SMALL EX FIX | Trauma | EA
03.226.001 | 10886982077011 | COMBINED SCREWDRIVER/SLEEVE- 3.0MM HEADLESS COMPRESSION SCR | Trauma | EA
SRS-003-FRS | 10886982007728 | NORIAN DRILLABLE ROTARY MIX 3CC-STERILE | Trauma | EA
SRS-005-FRS | 10886982007766 | NORIAN DRILLABLE ROTARY MIX 5CC-STERILE | Trauma | EA
SRS-010-FRS | 10886982007803 | NORIAN DRILLABLE ROTARY MIX 10CC-STERILE | Trauma | EA
SRS-003-RPS | 10886982007759 | NORIAN DRILLABLE FAST SET PUTTY 3CC-STERILE | Trauma | EA
SRS-005-RPS | 10886982007797 | NORIAN DRILLABLE FAST SET PUTTY 5CC-STERILE | Trauma | EA
SRS-010-RPS | 10886982007834 | NORIAN DRILLABLE FAST SET PUTTY 10CC-STERILE | Trauma | EA
115.400PCMB | 10886982138019 | LARGE FRAG LCPÂ® COMBINED INSTR & IMPLANT INTRODUCTORY SET | Trauma | EA
145.471E | 10886982140289 | LISS INSTRUMENT AND 5.0MM TI LOCKING SCREW SET-EVAL | Trauma | EA
145.472E | 10886982140326 | TI LCP (LISS) PROX LAT TIB PL & INSERTION GUIDE SET - EVAL | Trauma | EA
145.473E | 10886982140371 | TI LCP (LISS) DISTAL FEMUR PL & INSERTION GUIDE SET-EVAL | Trauma | EA
105.072PA | 10886982133809 | BASIC PERCUTANEOUS INSTRUMENT SET | Trauma | EA
105.072 | 10886982133786 | BASIC PERCUTANEOUS INSTRUMENT SET | Trauma | EA
105.072SS | 10886982133816 | BASIC PERCUTANEOUS INSTRUMENT- SALES SAMPLE SET | Trauma | EA
105.072E | 10886982133793 | BASIC PERCUTANEOUS INSTRUMENT SET-EVAL | Trauma | EA
01.007.001 | 10886982019349 | ORTHOPEDIC TRAUMA SCREWDRIVER SET | Trauma | EA
690.551 | 10886982254535 | GRAPHIC CASE W/SCREW RACK FOR TI LOCKING CALCANEAL PLATE SET | Trauma | EA
690.553 | 10886982254559 | GRAPHIC CASE FOR TI LOCKING CALCANEAL PLATE SET | Trauma | EA
690.556 | 10886982254580 | IMPLANT TRAY FOR TI LOCKING CALCANEAL PLATE SET | Trauma | EA
690.557 | 10886982254597 | SCREW RACK FOR TI LOCKING CALCANEAL PLATE SET | Trauma | EA
01.106.002 | 10886982020529 | LOCKING CALCANEAL PLATE AND INSTRUMENT SET | Trauma | EA
145.515E | 10886982140463 | 2.4MM TI LCPÂ® DISTAL RADIUS PLATE INSTR AND IMPL SET-EVAL | Trauma | EA
105.515E | 10886982136305 | 2.4MM LCPÂ® DISTAL RADIUS INSTR AND IMPLANT SET-EVAL | Trauma | EA
690.581 | 10886982254733 | LID FOR ELECTRIC PEN DRIVE GRAPHIC CASE | Trauma | EA
690.582 | 10886982254740 | ATTACHMENT RACK FOR ELECTRIC PEN DRIVE GRAPHIC CASE | Trauma | EA
690.584 | 10886982254764 | INSERT TRAY FOR 90,000 RPM PEN FOR EPD GRAPHIC CASE | Trauma | EA
VP1343.03 | 10886982008985 | 3.5MM T-PLATE 3 HOLES HEAD/ 3 HOLES SHAFT-RIGHT ANGLE | Trauma | EA
105.175PI | 10886982134301 | 2.4MM CANNULATED SCREW IMPLANT SET | Trauma | EA
117.885E | 10886982138644 | PERCUTANEOUS GUIDING SYSTEM- EVAL | Trauma | EA
VP1010.03 | 10886982008190 | 2.0MM STRAIGHT PLATE 3 HOLES/17MM | Trauma | EA
VP1061.07 | 10886982008305 | 4.5MM NARROW LENGTHENING PLATE 8 HOLES/175MM | Trauma | EA
VP1071.03 | 10886982008329 | 4.5MM BROAD LENGTHENING PLATE 8 HOLES/135MM | Trauma | EA
VP1071.05 | 10886982008343 | 4.5MM BROAD LENGTHENING PLATE 8 HOLES/155MM | Trauma | EA
VP1071.06 | 10886982008350 | 4.5MM BROAD LENGTHENING PLATE 8 HOLES/165MM | Trauma | EA
VP1072.05 | 10886982008367 | 4.5MM BROAD LENGTHENING PLATE 10 HOLES/179MM | Trauma | EA
VP1072.07 | 10886982008381 | 4.5MM BROAD LENGTHENING PLATE 10 HOLES/199MM | Trauma | EA
VP1072.08 | 10886982008398 | 4.5MM BROAD LENGTHENING PLATE 10 HOLES/209MM | Trauma | EA
VP1072.12 | 10886982008435 | 4.5MM BROAD LENGTHENING PLATE 10 HOLES/249MM | Trauma | EA
VP1220.06 | 10886982008459 | 2.7MM RECONSTRUCTION PLATE 6 HOLES/48MM | Trauma | EA
VP1220.10 | 10886982008473 | 2.7MM RECONSTRUCTION PLATE 10 HOLES/80MM | Trauma | EA
VP1220.12 | 10886982008480 | 2.7MM RECONSTRUCTION PLATE 12 HOLES/96MM | Trauma | EA
VP1220.14 | 10886982008497 | 2.7MM RECONSTRUCTION PLATE 14 HOLES/112MM | Trauma | EA
VP1220.16 | 10886982008503 | 2.7MM RECONSTRUCTION PLATE 16 HOLES/128MM | Trauma | EA
VP1220.18 | 10886982008510 | 2.7MM RECONSTRUCTION PLATE 18 HOLES/144MM | Trauma | EA
VP1220.20 | 10886982008527 | 2.7MM RECONSTRUCTION PLATE 20 HOLES/160MM | Trauma | EA
VP1220.22 | 10886982008534 | 2.7MM RECONSTRUCTION PLATE 22 HOLES/176MM | Trauma | EA
VP1220.24 | 10886982008541 | 2.7MM RECONSTRUCTION PLATE 24 HOLES/192MM | Trauma | EA
VP1231.06 | 10886982008718 | 3.5MM CURVED RECONSTRUCTION PLATE 6 HOLES | Trauma | EA
VP1231.08 | 10886982008725 | 3.5MM CURVED RECONSTRUCTION PLATE 8 HOLES | Trauma | EA
VP1231.10 | 10886982008732 | 3.5MM CURVED RECONSTRUCTION PLATE 10 HOLES | Trauma | EA
VP1231.12 | 10886982008749 | 3.5MM CURVED RECONSTRUCTION PLATE 12 HOLES | Trauma | EA
VP1231.14 | 10886982008756 | 3.5MM CURVED RECONSTRUCTION PLATE 14 HOLES | Trauma | EA
VP1231.16 | 10886982008763 | 3.5MM CURVED RECONSTRUCTION PLATE 16 HOLES | Trauma | EA
VP1231.18 | 10886982008770 | 3.5MM CURVED RECONSTRUCTION PLATE 18 HOLES | Trauma | EA
VP1343.05 | 10886982008992 | 3.5MM T-PLATE 3 HOLES HEAD/ 5 HOLES SHAFT-RIGHT ANGLE | Trauma | EA
VP1344.04 | 10886982009005 | 3.5MM T-PLATE 4 HOLES HEAD/ 4 HOLES SHAFT-RIGHT ANGLE | Trauma | EA
VP1344.06 | 10886982009012 | 3.5MM T-PLATE 4 HOLES HEAD/ 6 HOLES SHAFT-RIGHT ANGLE | Trauma | EA
VP1344.07 | 10886982009029 | 3.5MM T-PLATE 4 HOLES HEAD/ 7 HOLES SHAFT-RIGHT ANGLE | Trauma | EA
VP1344.08 | 10886982009036 | 3.5MM T-PLATE 4 HOLES HEAD/ 8 HOLES SHAFT-RIGHT ANGLE | Trauma | EA
VP1344.09 | 10886982009043 | 3.5MM T-PLATE 4 HOLES HEAD/ 9 HOLES SHAFT-RIGHT ANGLE | Trauma | EA
VP1410.04 | 10886982009203 | 1.5MM H-PLATE 4 HOLES/4.2MM | Trauma | EA
VP1420.04 | 10886982009210 | 2.0MM H-PLATE 4 HOLES/6MM | Trauma | EA
422.302 | 10886982215628 | TI PROXIMAL TIBIA LISS PLATE 7 HOLES/180MM-RIGHT | Trauma | EA
422.303 | 10886982215635 | TI PROXIMAL TIBIA LISS PLATE 7 HOLES/180MM-LEFT | Trauma | EA
422.306 | 10886982215666 | TI PROXIMAL TIBIA LISS PLATE 11 HOLES/260MM-RIGHT | Trauma | EA
422.307 | 10886982215673 | TI PROXIMAL TIBIA LISS PLATE 11 HOLES/260MM-LEFT | Trauma | EA
422.330 | 10886982215703 | TI PROXIMAL TIBIA LISS PLATE 16 HOLES/360MM-RIGHT | Trauma | EA
422.331 | 10886982215710 | TI PROXIMAL TIBIA LISS PLATE 16 HOLES/360MM-LEFT | Trauma | EA
422.342 | 10886982215741 | TI DISTAL FEMUR LISS PLATE 7 HOLES/196MM-RIGHT | Trauma | EA
422.343 | 10886982215758 | TI DISTAL FEMUR LISS PLATE 7 HOLES/196MM-LEFT | Trauma | EA
422.346 | 10886982215789 | TI DISTAL FEMUR LISS PLATE 11 HOLES/276MM-RIGHT | Trauma | EA
422.347 | 10886982215796 | TI DISTAL FEMUR LISS PLATE 11 HOLES/276MM-LEFT | Trauma | EA
115.760E | 10886982138415 | NON SPANNING MODULE FOR SMALL EXTERNAL FXTR METRO EVAL SET | Trauma | EA
115.760 | 10886982138408 | NON-SPANNING MODULE FOR SMALL EXTERNAL FIXATOR SET | Trauma | EA
01.006.002E | 10886982019301 | 4.5MM LCP(TM) CURVED CONDYLAR PLATES IMPLANT SET-EVAL | Trauma | EA
01.006.002 | 10886982019295 | 4.5MM LCP(TM) CURVED CONDYLAR PLATES IMPLANT SET | Trauma | EA
01.006.002PB | 10886982019325 | 4.5MM LCP(TM) CURVED CONDYLAR PLATE GRAPHIC CASE | Trauma | EA
01.006.002PI | 10886982019332 | 4.5MM LCP(TM) CURVED CONDYLAR PLATE IMPLANT SET | Trauma | EA
SD310.009 | 10886982003829 | 4.2MM THREE-FLUTED DRILL BIT QC/220MM | Trauma | EA
01.301.200 | 10886982027078 | TRAVELING TRACTION SET STANDARD | Trauma | EA
01.301.100 | 10886982027047 | TRAVELING TRACTION SET EXTENDED LENGTH | Trauma | EA
442.458TM | 10886982222725 | TIMO LCP(TM) VOLAR DISTAL RAD PLATE EXTRA-ARTICULAR/RIGHT | Trauma | EA
442.459TM | 10886982222732 | TIMO LCP(TM) VOLAR DISTAL RAD PL EXTRA-ARTICULAR/RT LONG | Trauma | EA
442.461TM | 10886982222749 | TIMO LCP(TM) VOLAR DISTAL RAD PLATE EXTRA-ARTICULAR/LEFT | Trauma | EA
442.462TM | 10886982222756 | TIMO LCP(TM) VOLAR DISTAL RAD PL EXTRA-ARTICULAR/LEFT LONG | Trauma | EA
442.464TM | 10886982222763 | TIMO LCP(TM) VOLAR DISTAL RAD PL EXTRA-ARTICULAR/4H HD RIGHT | Trauma | EA
442.465TM | 10886982222770 | TIMO LCP(TM) VOLAR DISTAL RAD PL EXTRA-ARTIC/4H HD RIGHT LNG | Trauma | EA
442.467TM | 10886982222787 | TIMO LCP(TM) VOLAR DISTAL RAD PL EXTRA-ARTICULAR/4H HD LEFT | Trauma | EA
442.468TM | 10886982222794 | TIMO LCP(TM) VOLAR DISTAL RAD PL EXTRA-ARTIC/4H HD LT LNG | Trauma | EA
145.515PIM | 10886982140517 | 2.4MM TI LCP(TM) DISTAL RADIUS PLATE IMPLANT SET PARTIAL | Trauma | EA
105.515PIM | 10886982136350 | 2.4MM LCP(TM) DISTAL RADIUS PL IMPLANT SET PARTIAL | Trauma | EA
105.515PCMB | 10886982136336 | 2.4MM LCP(TM) DISTAL RADIUS PL INSTR & IMPLANT SET PARTIAL | Trauma | EA
145.515PCMB | 10886982140494 | 2.4MM TI LCP(TM) DISTAL RADIUS PL INSTR & IMPLANT SET PARTIAL | Trauma | EA
VS201.042 | 10886982013545 | 2.0MM CORTEX SCREW 42MM | Trauma | EA
VS201.044 | 10886982013552 | 2.0MM CORTEX SCREW 44MM | Trauma | EA
VS201.046 | 10886982013569 | 2.0MM CORTEX SCREW 46MM | Trauma | EA
VS302.075 | 10886982015426 | 3.5MM CORTEX SCREW SELF-TAPPING 75MM | Trauma | EA
VS302.080 | 10886982015433 | 3.5MM CORTEX SCREW SELF-TAPPING 80MM | Trauma | EA
VS302.085 | 10886982015440 | 3.5MM CORTEX SCREW SELF-TAPPING 85MM | Trauma | EA
VS302.090 | 10886982015457 | 3.5MM CORTEX SCREW SELF-TAPPING 90MM | Trauma | EA
VS302.095 | 10886982015464 | 3.5MM CORTEX SCREW SELF-TAPPING 95MM | Trauma | EA
VS302.100 | 10886982015471 | 3.5MM CORTEX SCREW SELF-TAPPING 100MM | Trauma | EA
VS302.105 | 10886982015488 | 3.5MM CORTEX SCREW SELF-TAPPING 105MM | Trauma | EA
VS302.110 | 10886982015495 | 3.5MM CORTEX SCREW SELF-TAPPING 110MM | Trauma | EA
440.048S | 10886982220264 | 4.5MM TI LCP(TM) PROXIMAL TIBIA PL 16 H/298MM RT-STERILE | Trauma | EA
440.049S | 10886982220271 | 4.5MM TI LCP(TM) PROXIMAL TIBIA PL 16 H/298MM LT-STERILE | Trauma | EA
440.052S | 10886982220295 | 4.5MM TI LCP(TM) PROXIMAL TIBIA PL 18 H/334MM RT-STERILE | Trauma | EA
440.053S | 10886982220301 | 4.5MM TI LCP(TM) PROXIMAL TIBIA PL 18 H/334MM LT-STERILE | Trauma | EA
440.054S | 10886982220318 | 4.5MM TI LCP(TM) PROXIMAL TIBIA PL 20 H/370MM RT-STERILE | Trauma | EA
440.055S | 10886982220325 | 4.5MM TI LCP(TM) PROXIMAL TIBIA PL 20 H/370MM LT-STERILE | Trauma | EA
01.100.012 | 10886982020185 | 3.5MM LOW PROFILE RECONSTRUCTION PLATE TRAY | Trauma | EA
01.100.002 | 10886982020116 | 3.5MM LOW PROFILE PELVIC SYS IMPLANT SET | Trauma | EA
01.100.022 | 10886982020215 | 3.5MM WIDE ANGLE LOW PROFILE RECONSTRUCTION PLATE TRAY | Trauma | EA
01.100.013 | 10886982020192 | 3.5MM LOW PROFILE PELVIC SYS INSTRUMENT SET | Trauma | EA
01.100.032 | 10886982020222 | 3.5MM LOW PROFILE RECONSTRUCTION J-PLATE TRAY | Trauma | EA
01.100.112 | 10886982020260 | 3.5MM LOW PROFILE PELVIC SYS SCREW TRAY W/LOCKING SCREWS | Trauma | EA
01.100.142 | 10886982020291 | 3.5MM LOW PROFILE PELVIC SYS SCREW TRAY W/O LOCKING SCREWS | Trauma | EA
01.100.122 | 10886982020277 | 3.5MM LOW PROFILE PELVIC SYS SCREW RACK F/LOCKING SCREWS | Trauma | EA
VS202.007 | 10886982013583 | 2.0MM CORTEX SCREW SELF-TAPPING 7MM | Trauma | EA
VS202.009 | 10886982013606 | 2.0MM CORTEX SCREW SELF-TAPPING 9MM | Trauma | EA
VS202.011 | 10886982013620 | 2.0MM CORTEX SCREW SELF-TAPPING 11MM | Trauma | EA
VS202.013 | 10886982013644 | 2.0MM CORTEX SCREW SELF-TAPPING 13MM | Trauma | EA
01.311.000EP3 | 10886982027221 | DISTRACTION OSTEOGENESIS SYSTEM EARNED PRODUCT CASE SET | Trauma | EA
01.311.000EP2 | 10886982027214 | DISTRACTION OSTEOGENESIS SYSTEM EARNED PRODUCT IMPL SET | Trauma | EA
01.311.000EP1 | 10886982027207 | DISTRACTION OSTEOGENESIS SYS EARNED PRODUCT INSTR SET | Trauma | EA
01.311.000FE | 10886982027238 | DISTRACTION OSTEOGENESIS SYSTEM FIELD EQUIPMENT SET | Trauma | EA
01.311.000 | 10886982027184 | DISTRACTION OSTEOGENESIS SYSTEM IMPL/INSTR SET | Trauma | EA
01.311.000E | 10886982027191 | DISTRACTION OSTEOGENESIS SYSTEM SET-EVAL | Trauma | EA
150.16VTE | 10886982140845 | COMPACT AIR DRIVE II SET VETERINARY-EVAL | Trauma | EA
01.225.602VTE | 10886982025999 | LCP PERIPROSTHETIC SYSTEM SET VETERINARY-EVAL | Trauma | EA
105.971VTE | 10886982137739 | SCREW REMOVAL SET VETERINARY-EVAL | Trauma | EA
145.401VTE | 10886982139924 | LOCKING RECONSTRUCTION PLATE SET VETERINARY-EVAL | Trauma | EA
VP2031.02 | 10886982009371 | 2.7MM DCP(TM) PLATE 2 HOLES/26MM | Trauma | EA
135.296 | 10886982138989 | MINIMALLY INVASIVE REDUCTION INSTRUMENT SET/LARGE | Trauma | EA
105.643EPIB | 10886982136763 | TI TROCHANTERIC FIXATION LONG NAIL IMPLANT SET | Trauma | EA
105.388PA | 10886982135490 | LCP(TM) DHHS(TM) BASIC SET EARNED PRODUCT SET | Trauma | EA
419.952S | 10886982214782 | TI SPHERICAL WASHER SM OVAL FOR 6.5/7.3MM CANN SCREW-STER | Trauma | EA
690.574.04 | 20886982254662 | GROMMETS FOR ATTACHMENT RACK FOR BPL GRAPHIC CASE-4 PACK | Trauma | P4
105.434EPIB | 10886982135827 | SMALL FRAGMENT LCP(TM) IMPLANT SET-PARTIAL #2 | Trauma | EA
145.434EPIB | 10886982139955 | SMALL FRAGMENT TI LCP(TM) IMPLANT SET-PARTIAL #2 | Trauma | EA
115.400EPIA | 10886982137982 | LARGE FRAG LCP(TM) IMPLANT EARNED PRODUCT SET | Trauma | EA
105.221EPIB | 10886982134677 | LCP(TM) CONDYLAR IMPLANTS EARNED PRODUCT SET B | Trauma | EA
105.222EPIB | 10886982134738 | LCKNG PROXIMAL TIBIA IMPLANTS EARNED PRODUCT SET B | Trauma | EA
01.001.580E | 10886982018762 | ELECTRIC PEN DRIVE EVALUATION SET | Trauma | EA
01.001.585 | 10886982018809 | ELECTRIC PEN DRIVE ORTHO TRAUMA BURR SET | Trauma | EA
01.001.586 | 10886982018816 | ELECTRIC PEN DRIVE ORTHO TRAUMA SAW BLADE SET | Trauma | EA
103.517 | 10886982133151 | SMALL FRAGMENT LOCKING SCREW SET-VETERINARY | Trauma | EA
103.518 | 10886982133175 | SMALL FRAGMENT STANDARD SCREW SET-VETERINARY | Trauma | EA
103.515 | 10886982133106 | SMALL FRAGMENT SCREW SET VETERINARY | Trauma | EA
01.100.132 | 10886982020284 | 3.5MM LOW PROFILE PELVIC SYS STRDRV SCR TRAY W/O LCKNG SCRS | Trauma | EA
01.100.042 | 10886982020239 | 3.5MM LOCKING LOW PROFILE RECONSTRUCTION PLATE TRAY | Trauma | EA
01.100.003 | 10886982020123 | 3.5MM LOW PROFILE PELVIC SYS REDUCTION INSTRUMENT SET | Trauma | EA
01.100.004 | 10886982020147 | 3.5MM LOW PROFILE PELVIC SYS RETRACTOR SET | Trauma | EA
03.311.873 | 10886982079268 | CARBON FIBER 5/8 RING 130MM DIAMETER | Trauma | EA
03.311.875 | 10886982079282 | CARBON FIBER 5/8 RING 150MM DIAMETER | Trauma | EA
03.311.808 | 10886982079107 | CARBON FIBER HALF RING 80MM DIAMETER | Trauma | EA
03.311.811 | 10886982079121 | CARBON FIBER HALF RING 110MM DIAMETER | Trauma | EA
03.311.813 | 10886982079145 | CARBON FIBER HALF RING 130MM DIAMETER | Trauma | EA
03.311.815 | 10886982079169 | CARBON FIBER HALF RING 150MM DIAMETER | Trauma | EA
03.311.822 | 10886982079206 | CARBON FIBER HALF RING 220MM DIAMETER | Trauma | EA
03.311.824 | 10886982079213 | CARBON FIBER HALF RING 240MM DIAMETER | Trauma | EA
103.512 | 10886982133069 | TPLO PLATE VETERINARY SET | Trauma | EA
04.030.030S | 10886982092182 | 10MM TI CANN LATERAL ENTRY FEMORAL NAIL-EX/300MM/RT-STER | Trauma | EA
04.030.031S | 10886982092199 | 10MM TI CANN LATERAL ENTRY FEMORAL NAIL-EX/300MM/LT-STER | Trauma | EA
04.030.032S | 10886982092205 | 10MM TI CANN LATERAL ENTRY FEMORAL NAIL-EX/320MM/RT-STER | Trauma | EA
04.030.033S | 10886982092212 | 10MM TI CANN LATERAL ENTRY FEMORAL NAIL-EX/320MM/LT-STER | Trauma | EA
04.030.034S | 10886982092229 | 10MM TI CANN LATERAL ENTRY FEMORAL NAIL-EX/340MM/RT-STER | Trauma | EA
04.030.035S | 10886982092236 | 10MM TI CANN LATERAL ENTRY FEMORAL NAIL-EX/340MM/LT-STER | Trauma | EA
04.030.036S | 10886982092243 | 10MM TI CANN LATERAL ENTRY FEMORAL NAIL-EX/360MM/RT-STER | Trauma | EA
04.030.037S | 10886982092250 | 10MM TI CANN LATERAL ENTRY FEMORAL NAIL-EX/360MM/LT-STER | Trauma | EA
04.030.038S | 10886982092267 | 10MM TI CANN LATERAL ENTRY FEMORAL NAIL-EX/380MM/RT-STER | Trauma | EA
04.030.039S | 10886982092274 | 10MM TI CANN LATERAL ENTRY FEMORAL NAIL-EX/380MM/LT-STER | Trauma | EA
04.030.040S | 10886982092281 | 10MM TI CANN LATERAL ENTRY FEMORAL NAIL-EX/400MM/RT-STER | Trauma | EA
04.030.041S | 10886982092298 | 10MM TI CANN LATERAL ENTRY FEMORAL NAIL-EX/400MM/LT-STER | Trauma | EA
04.030.430S | 10886982092984 | 14MM TI CANN LATERAL ENTRY FEMORAL NAIL-EX/300MM/RT-STER | Trauma | EA
04.030.431S | 10886982092991 | 14MM TI CANN LATERAL ENTRY FEMORAL NAIL-EX/300MM/LT-STER | Trauma | EA
04.030.432S | 10886982093004 | 14MM TI CANN LATERAL ENTRY FEMORAL NAIL-EX/320MM/RT-STER | Trauma | EA
04.030.042S | 10886982092304 | 10MM TI CANN LATERAL ENTRY FEMORAL NAIL-EX/420MM/RT-STER | Trauma | EA
04.030.433S | 10886982093011 | 14MM TI CANN LATERAL ENTRY FEMORAL NAIL-EX/320MM/LT-STER | Trauma | EA
04.030.043S | 10886982092311 | 10MM TI CANN LATERAL ENTRY FEMORAL NAIL-EX/420MM/LT-STER | Trauma | EA
04.030.434S | 10886982093028 | 14MM TI CANN LATERAL ENTRY FEMORAL NAIL-EX/340MM/RT-STER | Trauma | EA
04.030.435S | 10886982093035 | 14MM TI CANN LATERAL ENTRY FEMORAL NAIL-EX/340MM/LT-STER | Trauma | EA
04.030.044S | 10886982092328 | 10MM TI CANN LATERAL ENTRY FEMORAL NAIL-EX/440MM/RT-STER | Trauma | EA
04.030.436S | 10886982093042 | 14MM TI CANN LATERAL ENTRY FEMORAL NAIL-EX/360MM/RT-STER | Trauma | EA
04.030.437S | 10886982093059 | 14MM TI CANN LATERAL ENTRY FEMORAL NAIL-EX/360MM/LT-STER | Trauma | EA
04.030.045S | 10886982092335 | 10MM TI CANN LATERAL ENTRY FEMORAL NAIL-EX/440MM/LT-STER | Trauma | EA
04.030.438S | 10886982093066 | 14MM TI CANN LATERAL ENTRY FEMORAL NAIL-EX/380MM/RT-STER | Trauma | EA
04.030.439S | 10886982093073 | 14MM TI CANN LATERAL ENTRY FEMORAL NAIL-EX/380MM/LT-STER | Trauma | EA
04.030.046S | 10886982092342 | 10MM TI CANN LATERAL ENTRY FEMORAL NAIL-EX/460MM/RT-STER | Trauma | EA
04.030.440S | 10886982093080 | 14MM TI CANN LATERAL ENTRY FEMORAL NAIL-EX/400MM/RT-STER | Trauma | EA
04.030.047S | 10886982092359 | 10MM TI CANN LATERAL ENTRY FEMORAL NAIL-EX/460MM/LT-STER | Trauma | EA
04.030.048S | 10886982092366 | 10MM TI CANN LATERAL ENTRY FEMORAL NAIL-EX/480MM/RT-STER | Trauma | EA
04.030.441S | 10886982093097 | 14MM TI CANN LATERAL ENTRY FEMORAL NAIL-EX/400MM/LT-STER | Trauma | EA
04.030.442S | 10886982093103 | 14MM TI CANN LATERAL ENTRY FEMORAL NAIL-EX/420MM/RT-STER | Trauma | EA
04.030.443S | 10886982093110 | 14MM TI CANN LATERAL ENTRY FEMORAL NAIL-EX/420MM/LT-STER | Trauma | EA
04.030.444S | 10886982093127 | 14MM TI CANN LATERAL ENTRY FEMORAL NAIL-EX/440MM/RT-STER | Trauma | EA
04.030.445S | 10886982093134 | 14MM TI CANN LATERAL ENTRY FEMORAL NAIL-EX/440MM/LT-STER | Trauma | EA
04.030.049S | 10886982092373 | 10MM TI CANN LATERAL ENTRY FEMORAL NAIL-EX/480MM/LT-STER | Trauma | EA
04.030.446S | 10886982093141 | 14MM TI CANN LATERAL ENTRY FEMORAL NAIL-EX/460MM/RT-STER | Trauma | EA
04.030.447S | 10886982093158 | 14MM TI CANN LATERAL ENTRY FEMORAL NAIL-EX/460MM/LT-STER | Trauma | EA
04.030.448S | 10886982093165 | 14MM TI CANN LATERAL ENTRY FEMORAL NAIL-EX/480MM/RT-STER | Trauma | EA
04.030.449S | 10886982093172 | 14MM TI CANN LATERAL ENTRY FEMORAL NAIL-EX/480MM/LT-STER | Trauma | EA
04.030.130S | 10886982092380 | 11MM TI CANN LATERAL ENTRY FEMORAL NAIL-EX/300MM/RT-STER | Trauma | EA
04.030.131S | 10886982092397 | 11MM TI CANN LATERAL ENTRY FEMORAL NAIL-EX/300MM/LT-STER | Trauma | EA
04.030.132S | 10886982092403 | 11MM TI CANN LATERAL ENTRY FEMORAL NAIL-EX/320MM/RT-STER | Trauma | EA
04.030.133S | 10886982092410 | 11MM TI CANN LATERAL ENTRY FEMORAL NAIL-EX/320MM/LT-STER | Trauma | EA
04.030.134S | 10886982092427 | 11MM TI CANN LATERAL ENTRY FEMORAL NAIL-EX/340MM/RT-STER | Trauma | EA
04.030.135S | 10886982092434 | 11MM TI CANN LATERAL ENTRY FEMORAL NAIL-EX/340MM/LT-STER | Trauma | EA
04.030.630S | 10886982093387 | 16MM TI CANN LATERAL ENTRY FEMORAL NAIL-EX/300MM/RT-STER | Trauma | EA
04.030.631S | 10886982093394 | 16MM TI CANN LATERAL ENTRY FEMORAL NAIL-EX/300MM/LT-STER | Trauma | EA
04.030.632S | 10886982093400 | 16MM TI CANN LATERAL ENTRY FEMORAL NAIL-EX/320MM/RT-STER | Trauma | EA
04.030.633S | 10886982093417 | 16MM TI CANN LATERAL ENTRY FEMORAL NAIL-EX/320MM/LT-STER | Trauma | EA
04.030.634S | 10886982093424 | 16MM TI CANN LATERAL ENTRY FEMORAL NAIL-EX/340MM/RT-STER | Trauma | EA
04.030.136S | 10886982092441 | 11MM TI CANN LATERAL ENTRY FEMORAL NAIL-EX/360MM/RT-STER | Trauma | EA
04.030.635S | 10886982093431 | 16MM TI CANN LATERAL ENTRY FEMORAL NAIL-EX/340MM/LT-STER | Trauma | EA
04.030.636S | 10886982093448 | 16MM TI CANN LATERAL ENTRY FEMORAL NAIL-EX/360MM/RT-STER | Trauma | EA
04.030.137S | 10886982092458 | 11MM TI CANN LATERAL ENTRY FEMORAL NAIL-EX/360MM/LT-STER | Trauma | EA
04.030.637S | 10886982093455 | 16MM TI CANN LATERAL ENTRY FEMORAL NAIL-EX/360MM/LT-STER | Trauma | EA
04.030.638S | 10886982093462 | 16MM TI CANN LATERAL ENTRY FEMORAL NAIL-EX/380MM/RT-STER | Trauma | EA
04.030.639S | 10886982093479 | 16MM TI CANN LATERAL ENTRY FEMORAL NAIL-EX/380MM/LT-STER | Trauma | EA
04.030.138S | 10886982092465 | 11MM TI CANN LATERAL ENTRY FEMORAL NAIL-EX/380MM/RT-STER | Trauma | EA
04.030.640S | 10886982093486 | 16MM TI CANN LATERAL ENTRY FEMORAL NAIL-EX/400MM/RT-STER | Trauma | EA
04.030.641S | 10886982093493 | 16MM TI CANN LATERAL ENTRY FEMORAL NAIL-EX/400MM/LT-STER | Trauma | EA
04.030.139S | 10886982092472 | 11MM TI CANN LATERAL ENTRY FEMORAL NAIL-EX/380MM/LT-STER | Trauma | EA
04.030.642S | 10886982093509 | 16MM TI CANN LATERAL ENTRY FEMORAL NAIL-EX/420MM/RT-STER | Trauma | EA
04.030.643S | 10886982093516 | 16MM TI CANN LATERAL ENTRY FEMORAL NAIL-EX/420MM/LT-STER | Trauma | EA
04.030.140S | 10886982092489 | 11MM TI CANN LATERAL ENTRY FEMORAL NAIL-EX/400MM/RT-STER | Trauma | EA
04.030.644S | 10886982093523 | 16MM TI CANN LATERAL ENTRY FEMORAL NAIL-EX/440MM/RT-STER | Trauma | EA
04.030.645S | 10886982093530 | 16MM TI CANN LATERAL ENTRY FEMORAL NAIL-EX/440MM/LT-STER | Trauma | EA
04.030.141S | 10886982092496 | 11MM TI CANN LATERAL ENTRY FEMORAL NAIL-EX/400MM/LT-STER | Trauma | EA
04.030.646S | 10886982093547 | 16MM TI CANN LATERAL ENTRY FEMORAL NAIL-EX/460MM/RT-STER | Trauma | EA
04.030.647S | 10886982093554 | 16MM TI CANN LATERAL ENTRY FEMORAL NAIL-EX/460MM/LT-STER | Trauma | EA
04.030.142S | 10886982092502 | 11MM TI CANN LATERAL ENTRY FEMORAL NAIL-EX/420MM/RT-STER | Trauma | EA
04.030.143S | 10886982092519 | 11MM TI CANN LATERAL ENTRY FEMORAL NAIL-EX/420MM/LT-STER | Trauma | EA
04.030.648S | 10886982093561 | 16MM TI CANN LATERAL ENTRY FEMORAL NAIL-EX/480MM/RT-STER | Trauma | EA
04.030.649S | 10886982093578 | 16MM TI CANN LATERAL ENTRY FEMORAL NAIL-EX/480MM/LT-STER | Trauma | EA
04.030.144S | 10886982092526 | 11MM TI CANN LATERAL ENTRY FEMORAL NAIL-EX/440MM/RT-STER | Trauma | EA
04.030.145S | 10886982092533 | 11MM TI CANN LATERAL ENTRY FEMORAL NAIL-EX/440MM/LT-STER | Trauma | EA
04.030.146S | 10886982092540 | 11MM TI CANN LATERAL ENTRY FEMORAL NAIL-EX/460MM/RT-STER | Trauma | EA
04.030.147S | 10886982092557 | 11MM TI CANN LATERAL ENTRY FEMORAL NAIL-EX/460MM/LT-STER | Trauma | EA
04.030.148S | 10886982092564 | 11MM TI CANN LATERAL ENTRY FEMORAL NAIL-EX/480MM/RT-STER | Trauma | EA
04.030.149S | 10886982092571 | 11MM TI CANN LATERAL ENTRY FEMORAL NAIL-EX/480MM/LT-STER | Trauma | EA
04.030.230S | 10886982092588 | 12MM TI CANN LATERAL ENTRY FEMORAL NAIL-EX/300MM/RT-STER | Trauma | EA
04.030.231S | 10886982092595 | 12MM TI CANN LATERAL ENTRY FEMORAL NAIL-EX/300MM/LT-STER | Trauma | EA
04.030.232S | 10886982092601 | 12MM TI CANN LATERAL ENTRY FEMORAL NAIL-EX/320MM/RT-STER | Trauma | EA
04.030.233S | 10886982092618 | 12MM TI CANN LATERAL ENTRY FEMORAL NAIL-EX/320MM/LT-STER | Trauma | EA
04.030.234S | 10886982092625 | 12MM TI CANN LATERAL ENTRY FEMORAL NAIL-EX/340MM/RT-STER | Trauma | EA
04.030.235S | 10886982092632 | 12MM TI CANN LATERAL ENTRY FEMORAL NAIL-EX/340MM/LT-STER | Trauma | EA
04.030.236S | 10886982092649 | 12MM TI CANN LATERAL ENTRY FEMORAL NAIL-EX/360MM/RT-STER | Trauma | EA
04.030.237S | 10886982092656 | 12MM TI CANN LATERAL ENTRY FEMORAL NAIL-EX/360MM/LT-STER | Trauma | EA
04.030.238S | 10886982092663 | 12MM TI CANN LATERAL ENTRY FEMORAL NAIL-EX/380MM/RT-STER | Trauma | EA
04.030.530S | 10886982093189 | 15MM TI CANN LATERAL ENTRY FEMORAL NAIL-EX/300MM/RT-STER | Trauma | EA
04.030.531S | 10886982093196 | 15MM TI CANN LATERAL ENTRY FEMORAL NAIL-EX/300MM/LT-STER | Trauma | EA
04.030.239S | 10886982092670 | 12MM TI CANN LATERAL ENTRY FEMORAL NAIL-EX/380MM/LT-STER | Trauma | EA
04.030.240S | 10886982092687 | 12MM TI CANN LATERAL ENTRY FEMORAL NAIL-EX/400MM/RT-STER | Trauma | EA
04.030.532S | 10886982093202 | 15MM TI CANN LATERAL ENTRY FEMORAL NAIL-EX/320MM/RT-STER | Trauma | EA
04.030.533S | 10886982093219 | 15MM TI CANN LATERAL ENTRY FEMORAL NAIL-EX/320MM/LT-STER | Trauma | EA
04.030.241S | 10886982092694 | 12MM TI CANN LATERAL ENTRY FEMORAL NAIL-EX/400MM/LT-STER | Trauma | EA
04.030.534S | 10886982093226 | 15MM TI CANN LATERAL ENTRY FEMORAL NAIL-EX/340MM/RT-STER | Trauma | EA
04.030.242S | 10886982092700 | 12MM TI CANN LATERAL ENTRY FEMORAL NAIL-EX/420MM/RT-STER | Trauma | EA
04.030.535S | 10886982093233 | 15MM TI CANN LATERAL ENTRY FEMORAL NAIL-EX/340MM/LT-STER | Trauma | EA
04.030.536S | 10886982093240 | 15MM TI CANN LATERAL ENTRY FEMORAL NAIL-EX/360MM/RT-STER | Trauma | EA
04.030.243S | 10886982092717 | 12MM TI CANN LATERAL ENTRY FEMORAL NAIL-EX/420MM/LT-STER | Trauma | EA
04.030.537S | 10886982093257 | 15MM TI CANN LATERAL ENTRY FEMORAL NAIL-EX/360MM/LT-STER | Trauma | EA
04.030.538S | 10886982093264 | 15MM TI CANN LATERAL ENTRY FEMORAL NAIL-EX/380MM/RT-STER | Trauma | EA
04.030.539S | 10886982093271 | 15MM TI CANN LATERAL ENTRY FEMORAL NAIL-EX/380MM/LT-STER | Trauma | EA
04.030.540S | 10886982093288 | 15MM TI CANN LATERAL ENTRY FEMORAL NAIL-EX/400MM/RT-STER | Trauma | EA
04.030.244S | 10886982092724 | 12MM TI CANN LATERAL ENTRY FEMORAL NAIL-EX/440MM/RT-STER | Trauma | EA
04.030.541S | 10886982093295 | 15MM TI CANN LATERAL ENTRY FEMORAL NAIL-EX/400MM/LT-STER | Trauma | EA
04.030.245S | 10886982092731 | 12MM TI CANN LATERAL ENTRY FEMORAL NAIL-EX/440MM/LT-STER | Trauma | EA
04.030.542S | 10886982093301 | 15MM TI CANN LATERAL ENTRY FEMORAL NAIL-EX/420MM/RT-STER | Trauma | EA
04.030.246S | 10886982092748 | 12MM TI CANN LATERAL ENTRY FEMORAL NAIL-EX/460MM/RT-STER | Trauma | EA
04.030.247S | 10886982092755 | 12MM TI CANN LATERAL ENTRY FEMORAL NAIL-EX/460MM/LT-STER | Trauma | EA
04.030.248S | 10886982092762 | 12MM TI CANN LATERAL ENTRY FEMORAL NAIL-EX/480MM/RT-STER | Trauma | EA
04.030.249S | 10886982092779 | 12MM TI CANN LATERAL ENTRY FEMORAL NAIL-EX/480MM/LT-STER | Trauma | EA
04.030.543S | 10886982093318 | 15MM TI CANN LATERAL ENTRY FEMORAL NAIL-EX/420MM/LT-STER | Trauma | EA
04.030.544S | 10886982093325 | 15MM TI CANN LATERAL ENTRY FEMORAL NAIL-EX/440MM/RT-STER | Trauma | EA
04.030.545S | 10886982093332 | 15MM TI CANN LATERAL ENTRY FEMORAL NAIL-EX/440MM/LT-STER | Trauma | EA
04.030.546S | 10886982093349 | 15MM TI CANN LATERAL ENTRY FEMORAL NAIL-EX/460MM/RT-STER | Trauma | EA
04.030.547S | 10886982093356 | 15MM TI CANN LATERAL ENTRY FEMORAL NAIL-EX/460MM/LT-STER | Trauma | EA
04.030.548S | 10886982093363 | 15MM TI CANN LATERAL ENTRY FEMORAL NAIL-EX/480MM/RT-STER | Trauma | EA
04.030.549S | 10886982093370 | 15MM TI CANN LATERAL ENTRY FEMORAL NAIL-EX/480MM/LT-STER | Trauma | EA
04.030.330S | 10886982092786 | 13MM TI CANN LATERAL ENTRY FEMORAL NAIL-EX/300MM/RT-STER | Trauma | EA
04.030.331S | 10886982092793 | 13MM TI CANN LATERAL ENTRY FEMORAL NAIL-EX/300MM/LT-STER | Trauma | EA
04.030.332S | 10886982092809 | 13MM TI CANN LATERAL ENTRY FEMORAL NAIL-EX/320MM/RT-STER | Trauma | EA
04.030.333S | 10886982092816 | 13MM TI CANN LATERAL ENTRY FEMORAL NAIL-EX/320MM/LT-STER | Trauma | EA
04.030.334S | 10886982092823 | 13MM TI CANN LATERAL ENTRY FEMORAL NAIL-EX/340MM/RT-STER | Trauma | EA
04.030.335S | 10886982092830 | 13MM TI CANN LATERAL ENTRY FEMORAL NAIL-EX/340MM/LT-STER | Trauma | EA
04.030.336S | 10886982092847 | 13MM TI CANN LATERAL ENTRY FEMORAL NAIL-EX/360MM/RT-STER | Trauma | EA
04.030.337S | 10886982092854 | 13MM TI CANN LATERAL ENTRY FEMORAL NAIL-EX/360MM/LT-STER | Trauma | EA
04.030.338S | 10886982092861 | 13MM TI CANN LATERAL ENTRY FEMORAL NAIL-EX/380MM/RT-STER | Trauma | EA
04.030.339S | 10886982092878 | 13MM TI CANN LATERAL ENTRY FEMORAL NAIL-EX/380MM/LT-STER | Trauma | EA
04.030.340S | 10886982092885 | 13MM TI CANN LATERAL ENTRY FEMORAL NAIL-EX/400MM/RT-STER | Trauma | EA
04.030.341S | 10886982092892 | 13MM TI CANN LATERAL ENTRY FEMORAL NAIL-EX/400MM/LT-STER | Trauma | EA
04.030.930S | 10886982093585 | 9MM TI CANN LATERAL ENTRY FEMORAL NAIL-EX/300MM/RT-STER | Trauma | EA
04.030.342S | 10886982092908 | 13MM TI CANN LATERAL ENTRY FEMORAL NAIL-EX/420MM/RT-STER | Trauma | EA
04.030.931S | 10886982093592 | 9MM TI CANN LATERAL ENTRY FEMORAL NAIL-EX/300MM/LT-STER | Trauma | EA
04.030.343S | 10886982092915 | 13MM TI CANN LATERAL ENTRY FEMORAL NAIL-EX/420MM/LT-STER | Trauma | EA
04.030.932S | 10886982093608 | 9MM TI CANN LATERAL ENTRY FEMORAL NAIL-EX/320MM/RT-STER | Trauma | EA
04.030.933S | 10886982093615 | 9MM TI CANN LATERAL ENTRY FEMORAL NAIL-EX/320MM/LT-STER | Trauma | EA
04.030.344S | 10886982092922 | 13MM TI CANN LATERAL ENTRY FEMORAL NAIL-EX/440MM/RT-STER | Trauma | EA
04.030.934S | 10886982093622 | 9MM TI CANN LATERAL ENTRY FEMORAL NAIL-EX/340MM/RT-STER | Trauma | EA
04.030.935S | 10886982093639 | 9MM TI CANN LATERAL ENTRY FEMORAL NAIL-EX/340MM/LT-STER | Trauma | EA
04.030.936S | 10886982093646 | 9MM TI CANN LATERAL ENTRY FEMORAL NAIL-EX/360MM/RT-STER | Trauma | EA
04.030.345S | 10886982092939 | 13MM TI CANN LATERAL ENTRY FEMORAL NAIL-EX/440MM/LT-STER | Trauma | EA
04.030.937S | 10886982093653 | 9MM TI CANN LATERAL ENTRY FEMORAL NAIL-EX/360MM/LT-STER | Trauma | EA
04.030.938S | 10886982093660 | 9MM TI CANN LATERAL ENTRY FEMORAL NAIL-EX/380MM/RT-STER | Trauma | EA
04.030.346S | 10886982092946 | 13MM TI CANN LATERAL ENTRY FEMORAL NAIL-EX/460MM/RT-STER | Trauma | EA
04.030.939S | 10886982093677 | 9MM TI CANN LATERAL ENTRY FEMORAL NAIL-EX/380MM/LT-STER | Trauma | EA
04.030.347S | 10886982092953 | 13MM TI CANN LATERAL ENTRY FEMORAL NAIL-EX/460MM/LT-STER | Trauma | EA
04.030.940S | 10886982093684 | 9MM TI CANN LATERAL ENTRY FEMORAL NAIL-EX/400MM/RT-STER | Trauma | EA
04.030.941S | 10886982093691 | 9MM TI CANN LATERAL ENTRY FEMORAL NAIL-EX/400MM/LT-STER | Trauma | EA
04.030.348S | 10886982092960 | 13MM TI CANN LATERAL ENTRY FEMORAL NAIL-EX/480MM/RT-STER | Trauma | EA
04.030.942S | 10886982093707 | 9MM TI CANN LATERAL ENTRY FEMORAL NAIL-EX/420MM/RT-STER | Trauma | EA
04.030.943S | 10886982093714 | 9MM TI CANN LATERAL ENTRY FEMORAL NAIL-EX/420MM/LT-STER | Trauma | EA
04.030.349S | 10886982092977 | 13MM TI CANN LATERAL ENTRY FEMORAL NAIL-EX/480MM/LT-STER | Trauma | EA
04.030.944S | 10886982093721 | 9MM TI CANN LATERAL ENTRY FEMORAL NAIL-EX/440MM/RT-STER | Trauma | EA
04.030.945S | 10886982093738 | 9MM TI CANN LATERAL ENTRY FEMORAL NAIL-EX/440MM/LT-STER | Trauma | EA
04.030.946S | 10886982093745 | 9MM TI CANN LATERAL ENTRY FEMORAL NAIL-EX/460MM/RT-STER | Trauma | EA
04.030.947S | 10886982093752 | 9MM TI CANN LATERAL ENTRY FEMORAL NAIL-EX/460MM/LT-STER | Trauma | EA
04.030.948S | 10886982093769 | 9MM TI CANN LATERAL ENTRY FEMORAL NAIL-EX/480MM/RT-STER | Trauma | EA
04.030.949S | 10886982093776 | 9MM TI CANN LATERAL ENTRY FEMORAL NAIL-EX/480MM/LT-STER | Trauma | EA
105.273 | 10886982134967 | 4.5MM LCP(TM) PROXIMAL FEMUR HOOK PLATE SET | Trauma | EA
105.272 | 10886982134936 | 4.5MM LCP(TM) PROXIMAL FEMUR PLATE SET | Trauma | EA
01.301.100EPIA | 10886982027061 | TRAVELING TRACTION EXT. LENGTH GRAPHIC CASE/INSTR EARNED PROD | Trauma | EA
01.301.100EPCMB | 10886982027054 | TRAVELING TRACTION EXT. LENGTH GRAPHIC CASE/INSTR/IMPL SET | Trauma | EA
01.301.200EPIA | 10886982027092 | TRAVELING TRACTION STANDARD GRAPHIC CASE/INSTR EARNED PROD | Trauma | EA
01.301.200EPCMB | 10886982027085 | TRAVELING TRACTION STANDARD GRAPHIC CASE/INSTR/IMPL SET | Trauma | EA
390.020 | 10886982197917 | ADJUSTABLE WIRE/PIN CLAMP LOW-PROFILE | Trauma | EA
01.120.432 | 10886982024398 | 4.5MM LCP(TM) MEDIAL PROXIMAL TIBIA PLATE IMPLANT SET | Trauma | EA
01.120.434 | 10886982024435 | 4.5MM TI LCP(TM) MEDIAL PROXIMAL TIBIA PL IMPLANT SET | Trauma | EA
01.120.442 | 10886982024466 | 3.5MM LCP(TM) MEDIAL PROXIMAL TIBIA PLATE IMPLANT SET | Trauma | EA
103.501JC | 10886982133014 | SMALL FRAGMENT INSTRUMENT SET JC-VETERINARY | Trauma | EA
103.501 | 10886982132970 | SMALL FRAGMENT STANDARD INSTRUMENT SET-VETERINARY | Trauma | EA
103.502 | 10886982133021 | SMALL FRAGMENT LOCKING INSTRUMENT SET-VETERINARY | Trauma | EA
103.503 | 10886982133045 | SMALL FRAGMENT INSTRUMENT SET | Trauma | EA
18N | 10886982140944 | POWER SUPPLY FOR MAINTENANCE STATION 05.001.099 | Trauma | EA
18P | 10886982140951 | CORD FOR MAINTENANCE STATION 05.001.099 | Trauma | EA
145.472EPI | 10886982140333 | LISS PROXIMAL TIBIA EARNED IMPLANT PRODUCT SET | Trauma | EA
145.473EPI | 10886982140388 | LISS DISTAL FEMUR EARNED IMPLANT PRODUCT SET | Trauma | EA
103.502EPA | 10886982133038 | SMALL FRAGMENT LOCKING INSTRUMENT EARNED PRODUCT SET | Trauma | EA
103.501EPBJ | 10886982133007 | SMALL FRAGMENT STANDARD JC INSTRUMENT EARNED PRODUCT SET | Trauma | EA
01.006.002EPIA | 10886982019318 | 4.5MM LCP(TM) CURVED CONDYLAR PLATE IMPLANT SET | Trauma | EA
103.515EPA | 10886982133113 | SMALL FRAGMENT SCREW SET EARNED PRODUCT | Trauma | EA
103.517EPA | 10886982133168 | SMALL FRAGMENT LOCKING SCREW RACK EARNED PRODUCT SET | Trauma | EA
103.518EPA | 10886982133182 | SMALL FRAGMENT STANDARD SCREW RACK EARNED PRODUCT SET | Trauma | EA
103.501EPA | 10886982132987 | SMALL FRAGMENT STD INSTR SET- EARNED PRODUCT A | Trauma | EA
103.501EPB | 10886982132994 | SMALL FRAGMENT STD INSTR SET- EARNED PRODUCT B | Trauma | EA
04.104.004 | 10886982099525 | 3.5MM TI LCP(TM) EXTRA-ARTICLR DISTAL HUMERUS PL 4H/RIGHT | Trauma | EA
04.104.006 | 10886982099549 | 3.5MM TI LCP(TM) EXTRA-ARTICLR DISTAL HUMERUS PL 6H/RIGHT | Trauma | EA
04.104.008 | 10886982099563 | 3.5MM TI LCP(TM) EXTRA-ARTICLR DISTAL HUMERUS PL 8H/RIGHT | Trauma | EA
04.104.010 | 10886982099587 | 3.5MM TI LCP(TM) EXTRA-ARTICLR DISTAL HUMERUS PL 10H/RIGHT | Trauma | EA
04.104.012 | 10886982099600 | 3.5MM TI LCP(TM) EXTRA-ARTICLR DISTAL HUMERUS PL 12H/RIGHT | Trauma | EA
04.104.014 | 10886982099624 | 3.5MM TI LCP(TM) EXTRA-ARTICLR DISTAL HUMERUS PL 14H/RIGHT | Trauma | EA
04.104.024 | 10886982099648 | 3.5MM TI LCP(TM) EXTRA-ARTICLR DISTAL HUMERUS PL 4H/LEFT | Trauma | EA
04.104.026 | 10886982099662 | 3.5MM TI LCP(TM) EXTRA-ARTICLR DISTAL HUMERUS PL 6H/LEFT | Trauma | EA
04.104.028 | 10886982099686 | 3.5MM TI LCP(TM) EXTRA-ARTICLR DISTAL HUMERUS PL 8H/LEFT | Trauma | EA
04.104.030 | 10886982099709 | 3.5MM TI LCP(TM) EXTRA-ARTICLR DISTAL HUMERUS PL 10H/LEFT | Trauma | EA
04.104.032 | 10886982099723 | 3.5MM TI LCP(TM) EXTRA-ARTICLR DISTAL HUMERUS PL 12H/LEFT | Trauma | EA
04.104.034 | 10886982099747 | 3.5MM TI LCP(TM) EXTRA-ARTICLR DISTAL HUMERUS PL 14H/LEFT | Trauma | EA
359.217.001 | 10886982197160 | CUTTING BOLT | Trauma | EA
359.217.002 | 10886982197177 | CUTTING SLEEVE | Trauma | EA
359.217.003 | 10886982197184 | STOP NUT | Trauma | EA
359.217.004 | 10886982197191 | HANDLE | Trauma | EA
02.226.010S | 10886982057679 | 3.0MM HEADLESS COMPRESSION SCR 10MM/SHORT THREAD-STERILE | Trauma | EA
02.226.012S | 10886982057716 | 3.0MM HEADLESS COMPRESSION SCR 12MM/SHORT THREAD-STERILE | Trauma | EA
04.226.010S | 10886982121394 | 3.0MM TI HEADLESS COMPRESSION SCREW 10MM/SHORT THREAD-STER | Trauma | EA
04.226.012S | 10886982121431 | 3.0MM TI HEADLESS COMPRESSION SCREW 12MM/SHORT THREAD-STER | Trauma | EA
04.226.014S | 10886982121479 | 3.0MM TI HEADLESS COMPRESSION SCREW 14MM/SHORT THREAD-STER | Trauma | EA
04.226.016S | 10886982121516 | 3.0MM TI HEADLESS COMPRESSION SCREW 16MM/SHORT THREAD-STER | Trauma | EA
04.226.018S | 10886982121554 | 3.0MM TI HEADLESS COMPRESSION SCREW 18MM/SHORT THREAD-STER | Trauma | EA
02.226.014S | 10886982057754 | 3.0MM HEADLESS COMPRESSION SCR 14MM/SHORT THREAD-STERILE | Trauma | EA
02.226.016S | 10886982057792 | 3.0MM HEADLESS COMPRESSION SCR 16MM/SHORT THREAD-STERILE | Trauma | EA
04.226.020S | 10886982121592 | 3.0MM TI HEADLESS COMPRESSION SCREW 20MM/SHORT THREAD-STER | Trauma | EA
02.226.018S | 10886982057839 | 3.0MM HEADLESS COMPRESSION SCR 18MM/SHORT THREAD-STERILE | Trauma | EA
02.226.020S | 10886982057877 | 3.0MM HEADLESS COMPRESSION SCR 20MM/SHORT THREAD-STERILE | Trauma | EA
04.226.022S | 10886982121639 | 3.0MM TI HEADLESS COMPRESSION SCREW 22MM/SHORT THREAD-STER | Trauma | EA
02.226.022S | 10886982057914 | 3.0MM HEADLESS COMPRESSION SCR 22MM/SHORT THREAD-STERILE | Trauma | EA
04.226.024S | 10886982121677 | 3.0MM TI HEADLESS COMPRESSION SCREW 24MM/SHORT THREAD-STER | Trauma | EA
04.226.026S | 10886982121714 | 3.0MM TI HEADLESS COMPRESSION SCREW 26MM/SHORT THREAD-STER | Trauma | EA
04.226.028S | 10886982121752 | 3.0MM TI HEADLESS COMPRESSION SCREW 28MM/SHORT THREAD-STER | Trauma | EA
04.226.030S | 10886982121790 | 3.0MM TI HEADLESS COMPRESSION SCREW 30MM/SHORT THREAD-STER | Trauma | EA
04.226.032S | 10886982121813 | 3.0MM TI HEADLESS COMPRESSION SCREW 32MM/SHORT THREAD-STER | Trauma | EA
04.226.034S | 10886982121837 | 3.0MM TI HEADLESS COMPRESSION SCREW 34MM/SHORT THREAD-STER | Trauma | EA
04.226.036S | 10886982121851 | 3.0MM TI HEADLESS COMPRESSION SCREW 36MM/SHORT THREAD-STER | Trauma | EA
04.226.038S | 10886982121875 | 3.0MM TI HEADLESS COMPRESSION SCREW 38MM/SHORT THREAD-STER | Trauma | EA
04.226.040S | 10886982121899 | 3.0MM TI HEADLESS COMPRESSION SCREW 40MM/SHORT THREAD-STER | Trauma | EA
02.226.024S | 10886982057952 | 3.0MM HEADLESS COMPRESSION SCR 24MM/SHORT THREAD-STERILE | Trauma | EA
02.226.026S | 10886982057990 | 3.0MM HEADLESS COMPRESSION SCR 26MM/SHORT THREAD-STERILE | Trauma | EA
02.226.028S | 10886982058034 | 3.0MM HEADLESS COMPRESSION SCR 28MM/SHORT THREAD-STERILE | Trauma | EA
02.226.030S | 10886982058072 | 3.0MM HEADLESS COMPRESSION SCR 30MM/SHORT THREAD-STERILE | Trauma | EA
02.226.032S | 10886982058096 | 3.0MM HEADLESS COMPRESSION SCR 32MM/SHORT THREAD-STERILE | Trauma | EA
02.226.034S | 10886982058119 | 3.0MM HEADLESS COMPRESSION SCR 34MM/SHORT THREAD-STERILE | Trauma | EA
02.226.036S | 10886982058133 | 3.0MM HEADLESS COMPRESSION SCR 36MM/SHORT THREAD-STERILE | Trauma | EA
02.226.038S | 10886982058157 | 3.0MM HEADLESS COMPRESSION SCR 38MM/SHORT THREAD-STERILE | Trauma | EA
02.226.040S | 10886982058171 | 3.0MM HEADLESS COMPRESSION SCR 40MM/SHORT THREAD-STERILE | Trauma | EA
105.272E | 10886982134943 | 4.5MM LCP(TM) PROXIMAL FEMUR PLATE SET-EVAL | Trauma | EA
105.272FE | 10886982134950 | 4.5MM LCP(TM) PROXIMAL FEMUR PLATE SET-FIELD EQUIPMENT | Trauma | EA
01.122.001 | 10886982024688 | 3.5MM LCP(TM) MEDIAL DISTAL TIBIA PL W/O TAB IMPLANT SET | Trauma | EA
01.122.001FE | 10886982024718 | 3.5MM LCP(TM) MEDIAL DISTAL TIBIA PL W/O TAB IMPL SET-F EQ | Trauma | EA
01.122.001E | 10886982024695 | 3.5MM LCP(TM) MEDIAL DISTAL TIBIA PL W/O TAB IMPL SET-EVAL | Trauma | EA
103.503VTE | 10886982133052 | SMALL FRAGMENT INSTRUMENT SET VETERINARY-EVAL | Trauma | EA
103.512VTE | 10886982133076 | TPLO PLATE SET VETERINARY-EVAL | Trauma | EA
103.515VTE | 10886982133120 | SMALL FRAGMENT SCREW SET VETERINARY-EVAL | Trauma | EA
01.122.001EP | 10886982024701 | 3.5MM LCP(TM) MEDIAL DISTAL TIBIA PL W/O TAB INSTR SET | Trauma | EA
01.100.004EPA | 10886982020154 | 3.5MM LOW PROFILE PELVIC SYS RETRACTOR SET | Trauma | EA
01.100.001FE | 10886982020109 | 3.5MM LOW PROFILE PELVIC SYS INSTR/IMPL FIELD EQUIPMENT SET | Trauma | EA
01.100.013EPA | 10886982020208 | 3.5MM LOW PROFILE PELVIC SYS INSTRUMENT SET | Trauma | EA
01.100.003EPA | 10886982020130 | 3.5MM LOW PROFILE PELVIC SYS REDUCTION INSTRUMENT SET | Trauma | EA
01.100.001E | 10886982020093 | 3.5MM LOW PROFILE PELVIC SYS INSTRUMENT/IMPLANT SET-EVAL | Trauma | EA
01.106.012 | 10886982020543 | LOCKING CALCANEAL PLATE AND SCREW INSTRUMENT & IMPLANT SET | Trauma | EA
01.106.012EPA | 10886982020567 | LOCKING CALCANEAL PL AND SCREW INSTR & IMPL EARNED PROD SET | Trauma | EA
01.106.002EPA | 10886982020536 | LOCKING CALCANEAL PLATE AND INSTR EARNED PRODUCT SET | Trauma | EA
01.106.012E | 10886982020550 | LOCKING CALCANEAL PLATE AND SCREW INSTR & IMPL SET-EVAL | Trauma | EA
03.122.010 | 10886982074584 | INSERT HANDLE F/4.5MM LCP POSTLATERAL PROX FEMUR PL-RT | Trauma | EA
03.122.012 | 10886982074607 | AIMING ARM FOR 4.5MM LCP POSTLATERAL PROX FEMUR PL-RT | Trauma | EA
03.122.013 | 10886982074614 | AIMING ARM FOR 4.5MM LCP POSTLATERAL PROX FEMUR PL-LT | Trauma | EA
03.122.011 | 10886982074591 | INSERT HANDLE F/4.5MM LCP POSTLATERAL PROX FEMUR PL-LT | Trauma | EA
03.122.016 | 10886982074645 | EXTENDED LOCKING NUT FOR PERCUTANEOUS INTERLOCKING BOLT | Trauma | EA
03.122.014 | 10886982074621 | 2.5MM PERCUTANEOUS WIRE GUIDE FOR 7.3MM SCREWS | Trauma | EA
03.122.015 | 10886982074638 | 2.5MM EXTENDED PERCUTANEOUS WIRE GUIDE FOR 5.0MM SCREWS | Trauma | EA
60.104.011 | 10886982242280 | 3.5MM LCP EXTRA-ARTICULAR DISTAL HUMERUS PL CASE LID | Trauma | EA
60.104.012 | 10886982242297 | 3.5MM LCP EXTRA-ARTICULAR DISTAL HUMERUS PL CASE TRAY | Trauma | EA
04.226.116S | 10886982121912 | 3.0MM TI HEADLESS COMPRESSION SCREW LNG-THRD/16MM-STERILE | Trauma | EA
04.226.118S | 10886982121950 | 3.0MM TI HEADLESS COMPRESSION SCREW LNG-THRD/18MM-STERILE | Trauma | EA
04.226.120S | 10886982121998 | 3.0MM TI HEADLESS COMPRESSION SCREW LNG-THRD/20MM-STERILE | Trauma | EA
04.226.122S | 10886982122032 | 3.0MM TI HEADLESS COMPRESSION SCREW LNG-THRD/22MM-STERILE | Trauma | EA
04.226.124S | 10886982122070 | 3.0MM TI HEADLESS COMPRESSION SCREW LNG-THRD/24MM-STERILE | Trauma | EA
04.226.126S | 10886982122117 | 3.0MM TI HEADLESS COMPRESSION SCREW LNG-THRD/26MM-STERILE | Trauma | EA
04.226.128S | 10886982122155 | 3.0MM TI HEADLESS COMPRESSION SCREW LNG-THRD/28MM-STERILE | Trauma | EA
04.226.130S | 10886982122193 | 3.0MM TI HEADLESS COMPRESSION SCREW LNG-THRD/30MM-STERILE | Trauma | EA
04.226.132S | 10886982122216 | 3.0MM TI HEADLESS COMPRESSION SCREW LNG-THRD/32MM-STERILE | Trauma | EA
04.226.134S | 10886982122230 | 3.0MM TI HEADLESS COMPRESSION SCREW LNG-THRD/34MM-STERILE | Trauma | EA
04.226.136S | 10886982122254 | 3.0MM TI HEADLESS COMPRESSION SCREW LNG-THRD/36MM-STERILE | Trauma | EA
04.226.138S | 10886982122278 | 3.0MM TI HEADLESS COMPRESSION SCREW LNG-THRD/38MM-STERILE | Trauma | EA
04.226.140S | 10886982122292 | 3.0MM TI HEADLESS COMPRESSION SCREW LNG-THRD/40MM-STERILE | Trauma | EA
02.226.116S | 10886982058195 | 3.0MM HEADLESS COMPRESSION SCREW LNG-THRD/16MM-STERILE | Trauma | EA
02.226.118S | 10886982058232 | 3.0MM HEADLESS COMPRESSION SCREW LNG-THRD/18MM-STERILE | Trauma | EA
02.226.120S | 10886982058270 | 3.0MM HEADLESS COMPRESSION SCREW LNG-THRD/20MM-STERILE | Trauma | EA
02.226.122S | 10886982058317 | 3.0MM HEADLESS COMPRESSION SCREW LNG-THRD/22MM-STERILE | Trauma | EA
02.226.124S | 10886982058355 | 3.0MM HEADLESS COMPRESSION SCREW LNG-THRD/24MM-STERILE | Trauma | EA
02.226.126S | 10886982058393 | 3.0MM HEADLESS COMPRESSION SCREW LNG-THRD/26MM-STERILE | Trauma | EA
02.226.128S | 10886982058430 | 3.0MM HEADLESS COMPRESSION SCREW LNG-THRD/28MM-STERILE | Trauma | EA
02.226.130S | 10886982058478 | 3.0MM HEADLESS COMPRESSION SCREW LNG-THRD/30MM-STERILE | Trauma | EA
02.226.132S | 10886982058492 | 3.0MM HEADLESS COMPRESSION SCREW LNG-THRD/32MM-STERILE | Trauma | EA
02.226.134S | 10886982058515 | 3.0MM HEADLESS COMPRESSION SCREW LNG-THRD/34MM-STERILE | Trauma | EA
02.226.136S | 10886982058539 | 3.0MM HEADLESS COMPRESSION SCREW LNG-THRD/36MM-STERILE | Trauma | EA
02.226.138S | 10886982058553 | 3.0MM HEADLESS COMPRESSION SCREW LNG-THRD/38MM-STERILE | Trauma | EA
02.226.140S | 10886982058577 | 3.0MM HEADLESS COMPRESSION SCREW LNG-THRD/40MM-STERILE | Trauma | EA
103.001 | 10886982132901 | CLAMP ROD INTERNAL FIXATOR (CRIF) IMPLANT SET | Trauma | EA
456.300 | 10886982226617 | 11.0MM TI HELICAL BLADE 75MM | Trauma | EA
456.310 | 10886982226815 | 11.0MM TI HELICAL BLADE 125MM | Trauma | EA
456.650 | 10886982228871 | 11.0MM TI HELICAL BLADE 130MM | Trauma | EA
105.954EPV | 10886982137616 | SMALL BATTERY DRIVE EARNED PRODUCT SET | Trauma | EA
03.311.009 | 10886982077851 | HYBRID TENSIONER | Trauma | EA
690.460 | 10886982253859 | HYBRID FIXATOR GRAPHIC CASE | Trauma | EA
01.008.003 | 10886982019400 | HINDFOOT ARTHRODESIS NAIL-EX INSTRUMENT SET | Trauma | EA
01.008.003FE | 10886982019448 | HINDFOOT ARTHRODESIS NAIL-EX SYSTEM FIELD EQUIPEMENT SET | Trauma | EA
01.008.003PA | 10886982019455 | HINDFOOT ARTHRODESIS NAIL-EX SYSTEM PROMOTIONAL INSTR SET | Trauma | EA
01.008.003E | 10886982019431 | HINDFOOT ARTHRODESIS NAIL-EX EVAL-SET | Trauma | EA
441.092 | 10886982221094 | 3.5MM TI LCP(TM) CLAVICLE HOOK PL 6H RIGHT-12MM HOOK DEPTH | Trauma | EA
441.093 | 10886982221100 | 3.5MM TI LCP(TM) CLAVICLE HOOK PL 6H LEFT-12MM HOOK DEPTH | Trauma | EA
441.102 | 10886982221155 | 3.5MM TI LCP(TM) CLAVICLE HOOK PL 7H RIGHT-12MM HOOK DEPTH | Trauma | EA
441.103 | 10886982221162 | 3.5MM TI LCP(TM) CLAVICLE HOOK PL 7H LEFT-12MM HOOK DEPTH | Trauma | EA
03.010.128 | 10886982067920 | RADIOLUCENT AIMING ARM F/TI CANNULATED TIBIAL NAIL-EX | Trauma | EA
05.001.000LN | 10886982128140 | STANDARD CONSOLE W/IRRIGATION FOR ELECTRIC PEN DRIVE/LOANER | Trauma | EA
05.001.010LN | 10886982128218 | ELECTRIC PEN DRIVE 60,000RPM/LOANER | Trauma | EA
05.001.012LN | 10886982128256 | HAND SWITCH FOR ELECTRIC PEN DRIVE/LOANER | Trauma | EA
05.001.020LN | 10886982128317 | CABLE 2M TO CONSOLE FOR ELECTRIC PEN DRIVE/LOANER | Trauma | EA
05.001.021LN | 10886982128331 | CABLE 4M TO CONSOLE FOR ELECTRIC PEN DRIVE/LOANER | Trauma | EA
05.001.025LN | 10886982128379 | CABLE 3M TO CONSOLE FOR ELECTRIC PEN DRIVE/LOANER | Trauma | EA
05.001.099LN | 10886982129222 | MAINTENANCE STATION FOR ELECTRIC PEN DRIVE/LOANER | Trauma | EA
511.770LN | 10886982237750 | TORQUE LIMITING ATTACHMENT 1.5NM/LOANER | Trauma | EA
511.771LN | 10886982237781 | TORQUE LIMITING ATTACHMENT 4NM/LOANER | Trauma | EA
511.773LN | 10886982237811 | TORQUE LIMITING ATTACHMENT 1.5NM/QUICK COUPLING/LOANER | Trauma | EA
511.774LN | 10886982237842 | TORQUE LIMITING ATTACHMENT 4NM FOR AO REAMING COUPLER/LOANER | Trauma | EA
511.776LN | 10886982237873 | TORQUE LIMITING ATTACHMENT 0.8NM/QUICK COUPLING/LOANER | Trauma | EA
01.023.101E | 10886982019783 | REMOVAL SET FOR PFN AND PFNA EVAL | Trauma | EA
01.240.404 | 10886982026996 | 5.0MM TI LOCKING SCR SLF-TPNG W/T25 STARDRIVE RECESS-SET | Trauma | EA
01.240.405 | 10886982027009 | 5.0MM TI CANNULATED LOCKING SCREW SET | Trauma | EA
01.240.407 | 10886982027023 | 6.5MM TI CANCELLOUS BONE SCREW SET | Trauma | EA
01.240.201EP1 | 10886982026828 | PERIARTICULAR LCP(TM) PLATING SYSTEM INSTR AND SCREW SET EP1 | Trauma | EA
01.240.201EP2 | 10886982026835 | PERIARTICULAR LCP(TM) PLATING SYSTEM INSTR AND SCREW SET EP2 | Trauma | EA
01.240.201EP3 | 10886982026842 | PERIARTICULAR LCP(TM) PLATING SYSTEM INSTR AND SCREW SET EP3 | Trauma | EA
01.240.202 | 10886982026866 | 4.0MM LOCKING SCR SLF-TPNG W/T25 STARDRIVE RECESS-SET | Trauma | EA
690.841 | 10886982255181 | LABEL SHEET FOR ORTHOPAEDIC CABLE SYSTEM GRAPHIC CASE | Trauma | EA
01.240.203 | 10886982026873 | 4.5MM CORTEX SCREW SET | Trauma | EA
01.240.204 | 10886982026880 | 5.0MM LOCKING SCREW SLF-TPNG W/T25 STARDRIVE RECESS-SET | Trauma | EA
01.240.207 | 10886982026910 | 6.5MM CANCELLOUS BONE SCREW SET | Trauma | EA
01.240.402 | 10886982026972 | 4.0MM TI LOCKING SCR SLF-TPNG W/T25 STARDRIVE RECESS-SET | Trauma | EA
01.240.403 | 10886982026989 | 4.5MM TI CORTEX SCREW SET | Trauma | EA
01.240.208 | 10886982026927 | PERIARTICULAR LCP(TM) PLATING SYSTEM/INSTRUMENT TRAY SET | Trauma | EA
01.240.401E | 10886982026965 | PERIARTICULAR LCP(TM) PLATING SYS W/5.0MM TI LCKNG SCR-EVAL | Trauma | EA
01.240.201 | 10886982026804 | PERIARTICULAR LCP(TM) PLATING SYS W/5.0MM LOCKING SCREW-SET | Trauma | EA
01.240.205 | 10886982026897 | 5.0MM/7.3MM CANNULATED LOCKING SCREW-SET | Trauma | EA
01.240.206 | 10886982026903 | 5.0MM CANNULATED CONICAL SCREW-SET | Trauma | EA
01.240.201E | 10886982026811 | PERIARTICULAR LCP(TM) PLATING SYS W/5.0MM LCKNG SCR-EVAL | Trauma | EA
01.240.401 | 10886982026958 | PERIARTICULAR LCP(TM) PLATING SYS W/5.0MM TI LCKNG SCREW-SET | Trauma | EA
01.240.406 | 10886982027016 | 5.0MM TI CANNULATED CONICAL SCREW-SET | Trauma | EA
03.025.075 | 10886982069986 | 2.9MM/5.0MM DRILL-REAMER QC/145MM FOR 4.0MM ASLS | Trauma | EA
03.025.076 | 10886982069993 | 3.9MM/6.0MM DRILL-REAMER QC/145MM FOR 5.0MM ASLS | Trauma | EA
03.025.077 | 10886982070005 | 4.9MM/7.0MM DRILL-REAMER QC/145MM FOR 6.0MM ASLS | Trauma | EA
03.025.092 | 10886982070043 | 8.0MM/3.2MM DRILL SLEEVE 145MM FOR 4.0MM ASLS | Trauma | EA
03.025.093 | 10886982070050 | 8.0MM/4.2MM DRILL SLEEVE 145MM FOR 5.0MM ASLS | Trauma | EA
03.025.094 | 10886982070067 | 8.0MM/5.0MM DRILL SLEEVE 145MM FOR 6.0MM ASLS | Trauma | EA
04.026.520S | 10886982091543 | 5.0MM TI ANGULAR STABLE LCKNG SCR T25 30MM F/IM NAILS-STER | Trauma | EA
04.026.624S | 10886982091857 | 6.0MM TI ANGULAR STABLE LCKNG SCR T25 34MM F/IM NAILS-STER | Trauma | EA
04.026.626S | 10886982091864 | 6.0MM TI ANGULAR STABLE LCKNG SCR T25 36MM F/IM NAILS-STER | Trauma | EA
04.026.628S | 10886982091871 | 6.0MM TI ANGULAR STABLE LCKNG SCR T25 38MM F/IM NAILS-STER | Trauma | EA
04.026.630S | 10886982091888 | 6.0MM TI ANGULAR STABLE LCKNG SCR T25 40MM F/IM NAILS-STER | Trauma | EA
04.026.632S | 10886982091895 | 6.0MM TI ANGULAR STABLE LCKNG SCR T25 42MM F/IM NAILS-STER | Trauma | EA
04.026.634S | 10886982091901 | 6.0MM TI ANGULAR STABLE LCKNG SCR T25 44MM F/IM NAILS-STER | Trauma | EA
04.026.622S | 10886982091840 | 6.0MM TI ANGULAR STABLE LCKNG SCR T25 32MM F/IM NAILS-STER | Trauma | EA
04.026.522S | 10886982091550 | 5.0MM TI ANGULAR STABLE LCKNG SCR T25 32MM F/IM NAILS-STER | Trauma | EA
04.026.636S | 10886982091918 | 6.0MM TI ANGULAR STABLE LCKNG SCR T25 46MM F/IM NAILS-STER | Trauma | EA
04.026.524S | 10886982091567 | 5.0MM TI ANGULAR STABLE LCKNG SCR T25 34MM F/IM NAILS-STER | Trauma | EA
04.026.526S | 10886982091574 | 5.0MM TI ANGULAR STABLE LCKNG SCR T25 36MM F/IM NAILS-STER | Trauma | EA
04.026.528S | 10886982091581 | 5.0MM TI ANGULAR STABLE LCKNG SCR T25 38MM F/IM NAILS-STER | Trauma | EA
04.026.530S | 10886982091598 | 5.0MM TI ANGULAR STABLE LCKNG SCR T25 40MM F/IM NAILS-STER | Trauma | EA
04.026.532S | 10886982091604 | 5.0MM TI ANGULAR STABLE LCKNG SCR T25 42MM F/IM NAILS-STER | Trauma | EA
04.026.638S | 10886982091925 | 6.0MM TI ANGULAR STABLE LCKNG SCR T25 48MM F/IM NAILS-STER | Trauma | EA
04.026.534S | 10886982091611 | 5.0MM TI ANGULAR STABLE LCKNG SCR T25 44MM F/IM NAILS-STER | Trauma | EA
04.026.536S | 10886982091628 | 5.0MM TI ANGULAR STABLE LCKNG SCR T25 46MM F/IM NAILS-STER | Trauma | EA
04.026.640S | 10886982091932 | 6.0MM TI ANGULAR STABLE LCKNG SCR T25 50MM F/IM NAILS-STER | Trauma | EA
04.026.538S | 10886982091635 | 5.0MM TI ANGULAR STABLE LCKNG SCR T25 48MM F/IM NAILS-STER | Trauma | EA
04.026.540S | 10886982091642 | 5.0MM TI ANGULAR STABLE LCKNG SCR T25 50MM F/IM NAILS-STER | Trauma | EA
04.026.542S | 10886982091659 | 5.0MM TI ANGULAR STABLE LCKNG SCR T25 52MM F/IM NAILS-STER | Trauma | EA
04.026.642S | 10886982091949 | 6.0MM TI ANGULAR STABLE LCKNG SCR T25 52MM F/IM NAILS-STER | Trauma | EA
04.026.544S | 10886982091666 | 5.0MM TI ANGULAR STABLE LCKNG SCR T25 54MM F/IM NAILS-STER | Trauma | EA
04.026.546S | 10886982091673 | 5.0MM TI ANGULAR STABLE LCKNG SCR T25 56MM F/IM NAILS-STER | Trauma | EA
04.026.644S | 10886982091956 | 6.0MM TI ANGULAR STABLE LCKNG SCR T25 54MM F/IM NAILS-STER | Trauma | EA
04.026.548S | 10886982091680 | 5.0MM TI ANGULAR STABLE LCKNG SCR T25 58MM F/IM NAILS-STER | Trauma | EA
04.026.550S | 10886982091697 | 5.0MM TI ANGULAR STABLE LCKNG SCR T25 60MM F/IM NAILS-STER | Trauma | EA
04.026.552S | 10886982091703 | 5.0MM TI ANGULAR STABLE LCKNG SCR T25 62MM F/IM NAILS-STER | Trauma | EA
04.026.554S | 10886982091710 | 5.0MM TI ANGULAR STABLE LCKNG SCR T25 64MM F/IM NAILS-STER | Trauma | EA
04.026.646S | 10886982091963 | 6.0MM TI ANGULAR STABLE LCKNG SCR T25 56MM F/IM NAILS-STER | Trauma | EA
04.026.556S | 10886982091727 | 5.0MM TI ANGULAR STABLE LCKNG SCR T25 66MM F/IM NAILS-STER | Trauma | EA
04.026.558S | 10886982091734 | 5.0MM TI ANGULAR STABLE LCKNG SCR T25 68MM F/IM NAILS-STER | Trauma | EA
04.026.648S | 10886982091970 | 6.0MM TI ANGULAR STABLE LCKNG SCR T25 58MM F/IM NAILS-STER | Trauma | EA
04.026.560S | 10886982091741 | 5.0MM TI ANGULAR STABLE LCKNG SCR T25 70MM F/IM NAILS-STER | Trauma | EA
04.026.562S | 10886982091758 | 5.0MM TI ANGULAR STABLE LCKNG SCR T25 72MM F/IM NAILS-STER | Trauma | EA
04.026.650S | 10886982091987 | 6.0MM TI ANGULAR STABLE LCKNG SCR T25 60MM F/IM NAILS-STER | Trauma | EA
04.026.564S | 10886982091765 | 5.0MM TI ANGULAR STABLE LCKNG SCR T25 74MM F/IM NAILS-STER | Trauma | EA
04.026.652S | 10886982091994 | 6.0MM TI ANGULAR STABLE LCKNG SCR T25 62MM F/IM NAILS-STER | Trauma | EA
04.026.566S | 10886982091772 | 5.0MM TI ANGULAR STABLE LCKNG SCR T25 76MM F/IM NAILS-STER | Trauma | EA
04.026.568S | 10886982091789 | 5.0MM TI ANGULAR STABLE LCKNG SCR T25 78MM F/IM NAILS-STER | Trauma | EA
04.026.570S | 10886982091796 | 5.0MM TI ANGULAR STABLE LCKNG SCR T25 80MM F/IM NAILS-STER | Trauma | EA
04.026.575S | 10886982091802 | 5.0MM TI ANGULAR STABLE LCKNG SCR T25 85MM F/IM NAILS-STER | Trauma | EA
04.026.654S | 10886982092007 | 6.0MM TI ANGULAR STABLE LCKNG SCR T25 64MM F/IM NAILS-STER | Trauma | EA
04.026.656S | 10886982092014 | 6.0MM TI ANGULAR STABLE LCKNG SCR T25 66MM F/IM NAILS-STER | Trauma | EA
04.026.580S | 10886982091819 | 5.0MM TI ANGULAR STABLE LCKNG SCR T25 90MM F/IM NAILS-STER | Trauma | EA
04.026.658S | 10886982092021 | 6.0MM TI ANGULAR STABLE LCKNG SCR T25 68MM F/IM NAILS-STER | Trauma | EA
04.026.585S | 10886982091826 | 5.0MM TI ANGULAR STABLE LCKNG SCR T25 95MM F/IM NAILS-STER | Trauma | EA
04.026.660S | 10886982092038 | 6.0MM TI ANGULAR STABLE LCKNG SCR T25 70MM F/IM NAILS-STER | Trauma | EA
04.026.590S | 10886982091833 | 5.0MM TI ANGULAR STABLE LCKNG SCR T25 100MM F/IM NAILS-STER | Trauma | EA
04.026.662S | 10886982092045 | 6.0MM TI ANGULAR STABLE LCKNG SCR T25 72MM F/IM NAILS-STER | Trauma | EA
04.026.664S | 10886982092052 | 6.0MM TI ANGULAR STABLE LCKNG SCR T25 74MM F/IM NAILS-STER | Trauma | EA
04.026.666S | 10886982092069 | 6.0MM TI ANGULAR STABLE LCKNG SCR T25 76MM F/IM NAILS-STER | Trauma | EA
04.026.668S | 10886982092076 | 6.0MM TI ANGULAR STABLE LCKNG SCR T25 78MM F/IM NAILS-STER | Trauma | EA
04.026.670S | 10886982092083 | 6.0MM TI ANGULAR STABLE LCKNG SCR T25 80MM F/IM NAILS-STER | Trauma | EA
04.026.675S | 10886982092090 | 6.0MM TI ANGULAR STABLE LCKNG SCR T25 85MM F/IM NAILS-STER | Trauma | EA
04.026.680S | 10886982092106 | 6.0MM TI ANGULAR STABLE LCKNG SCR T25 90MM F/IM NAILS-STER | Trauma | EA
04.026.685S | 10886982092113 | 6.0MM TI ANGULAR STABLE LCKNG SCR T25 95MM F/IM NAILS-STER | Trauma | EA
04.026.690S | 10886982092120 | 6.0MM TI ANGULAR STABLE LCKNG SCR T25 100MM F/IM NAILS-STER | Trauma | EA
04.026.695S | 10886982092137 | 6.0MM TI ANGULAR STABLE LCKNG SCR T25 105MM F/IM NAILS-STER | Trauma | EA
04.026.700S | 10886982092144 | 6.0MM TI ANGULAR STABLE LCKNG SCR T25 110MM F/IM NAILS-STER | Trauma | EA
04.026.705S | 10886982092151 | 6.0MM TI ANGULAR STABLE LCKNG SCR T25 115MM F/IM NAILS-STER | Trauma | EA
04.026.710S | 10886982092168 | 6.0MM TI ANGULAR STABLE LCKNG SCR T25 120MM F/IM NAILS-STER | Trauma | EA
04.026.416S | 10886982091260 | 4.0MM TI ANGULAR STABLE LCKNG SCR T25 26MM F/IM NAILS-STER | Trauma | EA
04.026.418S | 10886982091277 | 4.0MM TI ANGULAR STABLE LCKNG SCR T25 28MM F/IM NAILS-STER | Trauma | EA
04.026.420S | 10886982091284 | 4.0MM TI ANGULAR STABLE LCKNG SCR T25 30MM F/IM NAILS-STER | Trauma | EA
04.026.422S | 10886982091291 | 4.0MM TI ANGULAR STABLE LCKNG SCR T25 32MM F/IM NAILS-STER | Trauma | EA
04.026.424S | 10886982091307 | 4.0MM TI ANGULAR STABLE LCKNG SCR T25 34MM F/IM NAILS-STER | Trauma | EA
04.026.426S | 10886982091314 | 4.0MM TI ANGULAR STABLE LCKNG SCR T25 36MM F/IM NAILS-STER | Trauma | EA
04.026.428S | 10886982091321 | 4.0MM TI ANGULAR STABLE LCKNG SCR T25 38MM F/IM NAILS-STER | Trauma | EA
04.100.032S | 10886982099501 | LCP TI ANTERIOR ANKLE ARTHRO PLATE 6 HOLES/100MM-STERILE | Trauma | EA
04.100.033S | 10886982099518 | LCP TI ANTERIOR ANKLE ARTHRO PLATE 7 HOLES/116MM-STERILE | Trauma | EA
04.026.430S | 10886982091338 | 4.0MM TI ANGULAR STABLE LCKNG SCR T25 40MM F/IM NAILS-STER | Trauma | EA
04.026.432S | 10886982091345 | 4.0MM TI ANGULAR STABLE LCKNG SCR T25 42MM F/IM NAILS-STER | Trauma | EA
04.026.434S | 10886982091352 | 4.0MM TI ANGULAR STABLE LCKNG SCR T25 44MM F/IM NAILS-STER | Trauma | EA
04.026.436S | 10886982091369 | 4.0MM TI ANGULAR STABLE LCKNG SCR T25 46MM F/IM NAILS-STER | Trauma | EA
04.026.438S | 10886982091376 | 4.0MM TI ANGULAR STABLE LCKNG SCR T25 48MM F/IM NAILS-STER | Trauma | EA
04.026.440S | 10886982091383 | 4.0MM TI ANGULAR STABLE LCKNG SCR T25 50MM F/IM NAILS-STER | Trauma | EA
04.026.442S | 10886982091390 | 4.0MM TI ANGULAR STABLE LCKNG SCR T25 52MM F/IM NAILS-STER | Trauma | EA
04.026.444S | 10886982091406 | 4.0MM TI ANGULAR STABLE LCKNG SCR T25 54MM F/IM NAILS-STER | Trauma | EA
04.026.446S | 10886982091413 | 4.0MM TI ANGULAR STABLE LCKNG SCR T25 56MM F/IM NAILS-STER | Trauma | EA
04.026.448S | 10886982091420 | 4.0MM TI ANGULAR STABLE LCKNG SCR T25 58MM F/IM NAILS-STER | Trauma | EA
04.026.450S | 10886982091437 | 4.0MM TI ANGULAR STABLE LCKNG SCR T25 60MM F/IM NAILS-STER | Trauma | EA
04.026.452S | 10886982091444 | 4.0MM TI ANGULAR STABLE LCKNG SCR T25 62MM F/IM NAILS-STER | Trauma | EA
04.026.454S | 10886982091451 | 4.0MM TI ANGULAR STABLE LCKNG SCR T25 64MM F/IM NAILS-STER | Trauma | EA
04.026.456S | 10886982091468 | 4.0MM TI ANGULAR STABLE LCKNG SCR T25 66MM F/IM NAILS-STER | Trauma | EA
04.026.458S | 10886982091475 | 4.0MM TI ANGULAR STABLE LCKNG SCR T25 68MM F/IM NAILS-STER | Trauma | EA
04.026.460S | 10886982091482 | 4.0MM TI ANGULAR STABLE LCKNG SCR T25 70MM F/IM NAILS-STER | Trauma | EA
04.026.462S | 10886982091499 | 4.0MM TI ANGULAR STABLE LCKNG SCR T25 72MM F/IM NAILS-STER | Trauma | EA
04.026.464S | 10886982091505 | 4.0MM TI ANGULAR STABLE LCKNG SCR T25 74MM F/IM NAILS-STER | Trauma | EA
04.026.466S | 10886982091512 | 4.0MM TI ANGULAR STABLE LCKNG SCR T25 76MM F/IM NAILS-STER | Trauma | EA
04.026.468S | 10886982091529 | 4.0MM TI ANGULAR STABLE LCKNG SCR T25 78MM F/IM NAILS-STER | Trauma | EA
04.026.470S | 10886982091536 | 4.0MM TI ANGULAR STABLE LCKNG SCR T25 80MM F/IM NAILS-STER | Trauma | EA
511.791LN | 10886982238023 | QUICK COUPLING FOR K-WIRES LOANER | Trauma | EA
03.025.004 | 10886982069788 | 3.2MM TROCAR 160MM FOR 4.0MM ASLS | Trauma | EA
03.025.005 | 10886982069795 | 4.2MM TROCAR 160MM FOR 5.0MM ASLS | Trauma | EA
03.025.006 | 10886982069801 | 5.0MM TROCAR 160MM FOR 6.0MM ASLS | Trauma | EA
03.025.051 | 10886982069917 | EXTRACTOR HANDLE FOR 4.0MM/5.0MM/6.0MM ASLS SLEEVES | Trauma | EA
03.025.003 | 10886982069771 | LOCKING MANDRIL FOR USE WITH 03.025.051 | Trauma | EA
03.025.054 | 10886982069931 | EXTRACTOR TIP FOR 4.0MM ASLS SLEEVES | Trauma | EA
03.025.055 | 10886982069948 | EXTRACTOR TIP FOR 5.0MM ASLS SLEEVES | Trauma | EA
03.025.056 | 10886982069955 | EXTRACTOR TIP FOR 6.0MM ASLS SLEEVES | Trauma | EA
103.001EPA | 10886982132918 | CLAMP ROD INTERNAL FIXATOR (CRIF) IMPLANT SET | Trauma | EA
04.004.237SAB | 10886982083586 | 8MM TI CANN TIBIAL NAIL-EX GENTAMICIN COATED/285MM-STER | Trauma | EA
04.004.240SAB | 10886982083609 | 8MM TI CANN TIBIAL NAIL-EX GENTAMICIN COATED/300MM-STER | Trauma | EA
04.004.243SAB | 10886982083623 | 8MM TI CANN TIBIAL NAIL-EX GENTAMICIN COATED/315MM-STER | Trauma | EA
04.004.246SAB | 10886982083647 | 8MM TI CANN TIBIAL NAIL-EX GENTAMICIN COATED/330MM-STER | Trauma | EA
04.004.249SAB | 10886982083661 | 8MM TI CANN TIBIAL NAIL-EX GENTAMICIN COATED/345MM-STER | Trauma | EA
04.004.252SAB | 10886982083685 | 8MM TI CANN TIBIAL NAIL-EX GENTAMICIN COATED/360MM-STER | Trauma | EA
04.004.255SAB | 10886982083708 | 8MM TI CANN TIBIAL NAIL-EX GENTAMICIN COATED/375MM-STER | Trauma | EA
04.004.258SAB | 10886982083722 | 8MM TI CANN TIBIAL NAIL-EX GENTAMICIN COATED/390MM-STER | Trauma | EA
04.004.337SAB | 10886982083869 | 9MM TI CANN TIBIAL NAIL-EX GENTAMICIN COATED/285MM-STER | Trauma | EA
04.004.340SAB | 10886982083883 | 9MM TI CANN TIBIAL NAIL-EX GENTAMICIN COATED/300MM-STER | Trauma | EA
04.004.343SAB | 10886982083906 | 9MM TI CANN TIBIAL NAIL-EX GENTAMICIN COATED/315MM-STER | Trauma | EA
04.004.346SAB | 10886982083920 | 9MM TI CANN TIBIAL NAIL-EX GENTAMICIN COATED/330MM-STER | Trauma | EA
04.004.349SAB | 10886982083944 | 9MM TI CANN TIBIAL NAIL-EX GENTAMICIN COATED/345MM-STER | Trauma | EA
04.004.352SAB | 10886982083968 | 9MM TI CANN TIBIAL NAIL-EX GENTAMICIN COATED/360MM-STER | Trauma | EA
04.004.355SAB | 10886982083982 | 9MM TI CANN TIBIAL NAIL-EX GENTAMICIN COATED/375MM-STER | Trauma | EA
04.004.358SAB | 10886982084002 | 9MM TI CANN TIBIAL NAIL-EX GENTAMICIN COATED/390MM-STER | Trauma | EA
04.004.437SAB | 10886982084149 | 10MM TI CANN TIBIAL NAIL-EX GENTAMICIN COATED/285MM-STER | Trauma | EA
04.004.440SAB | 10886982084163 | 10MM TI CANN TIBIAL NAIL-EX GENTAMICIN COATED/300MM-STER | Trauma | EA
04.004.443SAB | 10886982084187 | 10MM TI CANN TIBIAL NAIL-EX GENTAMICIN COATED/315MM-STER | Trauma | EA
04.004.446SAB | 10886982084200 | 10MM TI CANN TIBIAL NAIL-EX GENTAMICIN COATED/330MM-STER | Trauma | EA
04.004.449SAB | 10886982084224 | 10MM TI CANN TIBIAL NAIL-EX GENTAMICIN COATED/345MM-STER | Trauma | EA
04.004.452SAB | 10886982084248 | 10MM TI CANN TIBIAL NAIL-EX GENTAMICIN COATED/360MM-STER | Trauma | EA
04.004.455SAB | 10886982084262 | 10MM TI CANN TIBIAL NAIL-EX GENTAMICIN COATED/375MM-STER | Trauma | EA
04.004.458SAB | 10886982084286 | 10MM TI CANN TIBIAL NAIL-EX GENTAMICIN COATED/390MM-STER | Trauma | EA
04.004.537SAB | 10886982084422 | 11MM TI CANN TIBIAL NAIL-EX GENTAMICIN COATED/285MM-STER | Trauma | EA
04.004.540SAB | 10886982084446 | 11MM TI CANN TIBIAL NAIL-EX GENTAMICIN COATED/300MM-STER | Trauma | EA
04.004.543SAB | 10886982084460 | 11MM TI CANN TIBIAL NAIL-EX GENTAMICIN COATED/315MM-STER | Trauma | EA
04.004.546SAB | 10886982084484 | 11MM TI CANN TIBIAL NAIL-EX GENTAMICIN COATED/330MM-STER | Trauma | EA
04.004.549SAB | 10886982084507 | 11MM TI CANN TIBIAL NAIL-EX GENTAMICIN COATED/345MM-STER | Trauma | EA
04.004.552SAB | 10886982084521 | 11MM TI CANN TIBIAL NAIL-EX GENTAMICIN COATED/360MM-STER | Trauma | EA
04.004.555SAB | 10886982084545 | 11MM TI CANN TIBIAL NAIL-EX GENTAMICIN COATED/375MM-STER | Trauma | EA
04.004.558SAB | 10886982084569 | 11MM TI CANN TIBIAL NAIL-EX GENTAMICIN COATED/390MM-STER | Trauma | EA
04.004.637SAB | 10886982084705 | 12MM TI CANN TIBIAL NAIL-EX GENTAMICIN COATED/285MM-STER | Trauma | EA
04.004.640SAB | 10886982084729 | 12MM TI CANN TIBIAL NAIL-EX GENTAMICIN COATED/300MM-STER | Trauma | EA
04.004.643SAB | 10886982084743 | 12MM TI CANN TIBIAL NAIL-EX GENTAMICIN COATED/315MM-STER | Trauma | EA
04.004.646SAB | 10886982084767 | 12MM TI CANN TIBIAL NAIL-EX GENTAMICIN COATED/330MM-STER | Trauma | EA
04.004.649SAB | 10886982084781 | 12MM TI CANN TIBIAL NAIL-EX GENTAMICIN COATED/345MM-STER | Trauma | EA
04.004.652SAB | 10886982084804 | 12MM TI CANN TIBIAL NAIL-EX GENTAMICIN COATED/360MM-STER | Trauma | EA
04.004.655SAB | 10886982084828 | 12MM TI CANN TIBIAL NAIL-EX GENTAMICIN COATED/375MM-STER | Trauma | EA
04.004.658SAB | 10886982084842 | 12MM TI CANN TIBIAL NAIL-EX GENTAMICIN COATED/390MM-STER | Trauma | EA
01.120.444E | 10886982024534 | 3.5MM TI LCP(TM) MEDIAL PROX TIBIA PLATE-EVAL SET | Trauma | EA
01.120.434E | 10886982024442 | 4.5MM TI LCP(TM) MEDIAL PROX TIBIA PLATE-EVAL SET | Trauma | EA
01.120.442E | 10886982024473 | 3.5MM LCP MEDIAL PROX TIBIA PLATE-EVAL SET | Trauma | EA
01.120.432E | 10886982024404 | 4.5MM LCP MEDIAL PROX TIBIA PLATE-EVAL SET | Trauma | EA
04.004.231SAB | 10886982083548 | 8MM TI CANN TIBIAL NAIL-EX GENTAMICIN COATED/255MM-STER | Trauma | EA
04.004.234SAB | 10886982083562 | 8MM TI CANN TIBIAL NAIL-EX GENTAMICIN COATED/270MM-STER | Trauma | EA
04.004.261SAB | 10886982083746 | 8MM TI CANN TIBIAL NAIL-EX GENTAMICIN COATED/405MM-STER | Trauma | EA
04.004.264SAB | 10886982083760 | 8MM TI CANN TIBIAL NAIL-EX GENTAMICIN COATED/420MM-STER | Trauma | EA
04.004.267SAB | 10886982083784 | 8MM TI CANN TIBIAL NAIL-EX GENTAMICIN COATED/435MM-STER | Trauma | EA
04.004.270SAB | 10886982083791 | 8MM TI CANN TIBIAL NAIL-EX GENTAMICIN COATED/450MM-STER | Trauma | EA
04.004.273SAB | 10886982083807 | 8MM TI CANN TIBIAL NAIL-EX GENTAMICIN COATED/465MM-STER | Trauma | EA
04.004.331SAB | 10886982083821 | 9MM TI CANN TIBIAL NAIL-EX GENTAMICIN COATED/255MM-STER | Trauma | EA
04.004.334SAB | 10886982083845 | 9MM TI CANN TIBIAL NAIL-EX GENTAMICIN COATED/270MM-STER | Trauma | EA
04.004.361SAB | 10886982084026 | 9MM TI CANN TIBIAL NAIL-EX GENTAMICIN COATED/405MM-STER | Trauma | EA
04.004.364SAB | 10886982084040 | 9MM TI CANN TIBIAL NAIL-EX GENTAMICIN COATED/420MM-STER | Trauma | EA
04.004.367SAB | 10886982084064 | 9MM TI CANN TIBIAL NAIL-EX GENTAMICIN COATED/435MM-STER | Trauma | EA
04.004.370SAB | 10886982084071 | 9MM TI CANN TIBIAL NAIL-EX GENTAMICIN COATED/450MM-STER | Trauma | EA
04.004.373SAB | 10886982084088 | 9MM TI CANN TIBIAL NAIL-EX GENTAMICIN COATED/465MM-STER | Trauma | EA
04.004.431SAB | 10886982084101 | 10MM TI CANN TIBIAL NAIL-EX GENTAMICIN COATED/255MM-STER | Trauma | EA
04.004.434SAB | 10886982084125 | 10MM TI CANN TIBIAL NAIL-EX GENTAMICIN COATED/270MM-STER | Trauma | EA
04.004.461SAB | 10886982084309 | 10MM TI CANN TIBIAL NAIL-EX GENTAMICIN COATED/405MM-STER | Trauma | EA
04.004.464SAB | 10886982084323 | 10MM TI CANN TIBIAL NAIL-EX GENTAMICIN COATED/420MM-STER | Trauma | EA
04.004.467SAB | 10886982084347 | 10MM TI CANN TIBIAL NAIL-EX GENTAMICIN COATED/435MM-STER | Trauma | EA
04.004.470SAB | 10886982084354 | 10MM TI CANN TIBIAL NAIL-EX GENTAMICIN COATED/450MM-STER | Trauma | EA
04.004.473SAB | 10886982084361 | 10MM TI CANN TIBIAL NAIL-EX GENTAMICIN COATED/465MM-STER | Trauma | EA
04.004.531SAB | 10886982084385 | 11MM TI CANN TIBIAL NAIL-EX GENTAMICIN COATED/255MM-STER | Trauma | EA
04.004.534SAB | 10886982084408 | 11MM TI CANN TIBIAL NAIL-EX GENTAMICIN COATED/270MM-STER | Trauma | EA
04.004.561SAB | 10886982084583 | 11MM TI CANN TIBIAL NAIL-EX GENTAMICIN COATED/405MM-STER | Trauma | EA
04.004.564SAB | 10886982084606 | 11MM TI CANN TIBIAL NAIL-EX GENTAMICIN COATED/420MM-STER | Trauma | EA
04.004.567SAB | 10886982084620 | 11MM TI CANN TIBIAL NAIL-EX GENTAMICIN COATED/435MM-STER | Trauma | EA
04.004.570SAB | 10886982084637 | 11MM TI CANN TIBIAL NAIL-EX GENTAMICIN COATED/450MM-STER | Trauma | EA
04.004.573SAB | 10886982084644 | 11MM TI CANN TIBIAL NAIL-EX GENTAMICIN COATED/465MM-STER | Trauma | EA
04.004.631SAB | 10886982084668 | 12MM TI CANN TIBIAL NAIL-EX GENTAMICIN COATED/255MM-STER | Trauma | EA
04.004.634SAB | 10886982084682 | 12MM TI CANN TIBIAL NAIL-EX GENTAMICIN COATED/270MM-STER | Trauma | EA
04.004.661SAB | 10886982084866 | 12MM TI CANN TIBIAL NAIL-EX GENTAMICIN COATED/405MM-STER | Trauma | EA
04.004.664SAB | 10886982084880 | 12MM TI CANN TIBIAL NAIL-EX GENTAMICIN COATED/420MM-STER | Trauma | EA
04.004.667SAB | 10886982084903 | 12MM TI CANN TIBIAL NAIL-EX GENTAMICIN COATED/435MM-STER | Trauma | EA
04.004.670SAB | 10886982084910 | 12MM TI CANN TIBIAL NAIL-EX GENTAMICIN COATED/450MM-STER | Trauma | EA
04.004.673SAB | 10886982084927 | 12MM TI CANN TIBIAL NAIL-EX GENTAMICIN COATED/465MM-STER | Trauma | EA
04.004.734SAB | 10886982084958 | 13MM TI CANN TIBIAL NAIL-EX GENTAMICIN COATED/270MM-STER | Trauma | EA
04.004.737SAB | 10886982084972 | 13MM TI CANN TIBIAL NAIL-EX GENTAMICIN COATED/285MM-STER | Trauma | EA
04.004.740SAB | 10886982084996 | 13MM TI CANN TIBIAL NAIL-EX GENTAMICIN COATED/300MM-STER | Trauma | EA
04.004.743SAB | 10886982085016 | 13MM TI CANN TIBIAL NAIL-EX GENTAMICIN COATED/315MM-STER | Trauma | EA
04.004.746SAB | 10886982085030 | 13MM TI CANN TIBIAL NAIL-EX GENTAMICIN COATED/330MM-STER | Trauma | EA
04.004.749SAB | 10886982085054 | 13MM TI CANN TIBIAL NAIL-EX GENTAMICIN COATED/345MM-STER | Trauma | EA
04.004.752SAB | 10886982085078 | 13MM TI CANN TIBIAL NAIL-EX GENTAMICIN COATED/360MM-STER | Trauma | EA
04.004.755SAB | 10886982085092 | 13MM TI CANN TIBIAL NAIL-EX GENTAMICIN COATED/375MM-STER | Trauma | EA
04.004.758SAB | 10886982085115 | 13MM TI CANN TIBIAL NAIL-EX GENTAMICIN COATED/390MM-STER | Trauma | EA
04.004.761SAB | 10886982085139 | 13MM TI CANN TIBIAL NAIL-EX GENTAMICIN COATED/405MM-STER | Trauma | EA
04.004.764SAB | 10886982085153 | 13MM TI CANN TIBIAL NAIL-EX GENTAMICIN COATED/420MM-STER | Trauma | EA
04.004.767SAB | 10886982085177 | 13MM TI CANN TIBIAL NAIL-EX GENTAMICIN COATED/435MM-STER | Trauma | EA
04.004.770SAB | 10886982085184 | 13MM TI CANN TIBIAL NAIL-EX GENTAMICIN COATED/450MM-STER | Trauma | EA
04.004.773SAB | 10886982085191 | 13MM TI CANN TIBIAL NAIL-EX GENTAMICIN COATED/465MM-STER | Trauma | EA
01.120.444 | 10886982024527 | 3.5MM TI LCP(TM) MEDIAL PROX TIBIA PLATE SET | Trauma | EA
01.120.442FE | 10886982024503 | LCP(TM) MEDIAL PROX TIBIA PL FIELD EQUIPMENT SET | Trauma | EA
01.120.442EPA | 10886982024480 | 3.5MM LCP(TM) MEDIAL PROX TIB PL-EARNED PRODUCT INSTR SET | Trauma | EA
01.120.442EPIA | 10886982024497 | 3.5MM LCP(TM) MEDIAL PROX TIB PL-EARNED PRODUCT IMPLANT SET | Trauma | EA
01.120.432EPIA | 10886982024411 | 4.5MM LCP(TM) MEDIAL PROX TIB PL-EARNED PRODUCT IMPL SET | Trauma | EA
01.120.434EPIA | 10886982024459 | 4.5MM TI LCP(TM) MEDIAL PROX TIB PL-EARNED PRODUCT IMPL SET | Trauma | EA
01.120.442FE1 | 10886982024510 | 3.5MM LCP(TM) MEDIAL PROX TIB PL-RGL FIELD EQUIPMENT SET | Trauma | EA
01.120.432FE1 | 10886982024428 | 4.5MM LCP(TM) MEDIAL PROX TIB PL-RGL FIELD EQUIPMENT SET | Trauma | EA
01.120.444EPIA | 10886982024541 | 3.5MM TI LCP(TM) MEDIAL PROX TIB PL-EARNED PRODUCT IMPL SET | Trauma | EA
352.227S | 10886982194398 | IRRIGATION/ASPIRATION TUBE FOR RIA-STERILE | Trauma | EA
02.100.304 | 10886982028761 | 3.5MM SPRING PLATE/4 HOLES | Trauma | EA
02.100.305 | 10886982028778 | 3.5MM SPRING PLATE/5 HOLES | Trauma | EA
02.100.306 | 10886982028785 | 3.5MM SPRING PLATE/6 HOLES | Trauma | EA
02.100.307 | 10886982028792 | 3.5MM SPRING PLATE/7 HOLES | Trauma | EA
02.100.309 | 10886982028815 | 3.5MM SPRING PLATE/9 HOLES | Trauma | EA
02.100.308 | 10886982028808 | 3.5MM SPRING PLATE/8 HOLES | Trauma | EA
02.100.310 | 10886982028822 | 3.5MM SPRING PLATE/10 HOLES | Trauma | EA
689.530 | 10886982251817 | LID FOR VARIO CASE-LARGE SURELOCK SYSTEM | Trauma | EA
68.010.200 | 10886982251534 | VARIO CASE FOR AIMING DEVICE W/O CONTENT W/O LID | Trauma | EA
105.273E | 10886982134974 | 4.5MM LCP(TM) PROXIMAL FEMUR HOOK PLATE SET-EVAL | Trauma | EA
01.122.002E | 10886982024732 | 3.5MM TI LCP(TM) MEDIAL DISTAL TIBIA PL W/O TAB IMPL SET-EVAL | Trauma | EA
01.122.002EP | 10886982024749 | 3.5MM TI LCP(TM) MEDIAL DISTAL TIBIA PL W/O TAB INSTR SET | Trauma | EA
01.122.002FE | 10886982024756 | 3.5MM TI LCP(TM) MEDIAL DISTAL TIBIA PL W/O TAB IMPL SET-FE | Trauma | EA
01.122.002 | 10886982024725 | 3.5MM TI LCP(TM) MEDIAL DISTAL TIBIA PL W/O TAB IMPLANT SET | Trauma | EA
01.104.010 | 10886982020444 | 3.5MM LCP(TM) EXTRA-ARTICULAR DISTAL HUMERUS PLATE SET | Trauma | EA
01.104.020 | 10886982020505 | 3.5MM TI LCP(TM) EXTRA-ARTICLR DISTAL HUMERUS PLATE SET | Trauma | EA
01.104.010E | 10886982020451 | 3.5MM LCP(TM) EXTRA-ARTICULAR DISTAL HUMERUS PLATE SET-EVAL | Trauma | EA
103.514 | 10886982133090 | SMALL FRAGMENT LC-DCP(TM) PLATE SET-VET | Trauma | EA
103.513 | 10886982133083 | SMALL FRAGMENT DCP(TM) PLATE SET-VET | Trauma | EA
03.100.048 | 10886982070951 | 6.0MM LCP(TM) ATTACHMENT PIN | Trauma | EA
530.400.006 | 10886982239846 | POWER CORD | Trauma | EA
01.124.001FE | 10886982025005 | 3.5MM LCP(TM) ANTEROLATERAL DISTAL TIBIA PL-IMPL SET | Trauma | EA
01.124.001EP | 10886982024992 | 3.5MM LCP(TM) ANTEROLATERAL DISTAL TIBIA PL-INSTR SET | Trauma | EA
01.124.001 | 10886982024978 | 3.5MM LCP(TM) ANTEROLATERAL DISTAL TIBIA PL-IMPLANT SET | Trauma | EA
01.226.002FE | 10886982026057 | 3.0MM HEADLESS COMPRESSION SCREW SET | Trauma | EA
01.226.004FE | 10886982026088 | 3.0MM TI HEADLESS COMPRESSION SCREW SET | Trauma | EA
01.124.001E | 10886982024985 | 3.5MM LCP(TM) ANTEROLATERAL DISTAL TIBIA PL-IMPL SET-EVAL | Trauma | EA
01.226.004E | 10886982026064 | 3.0MM TI HEADLESS COMPRESSION SCREW SET-EVAL | Trauma | EA
01.226.002E | 10886982026033 | 3.0MM HEADLESS COMPRESSION SCREW SET-EVAL | Trauma | EA
01.226.002EPI | 10886982026040 | 3.0MM HEADLESS COMPRESSION SCREW SET | Trauma | EA
01.226.004EPI | 10886982026071 | 3.0MM TI HEADLESS COMPRSSION SCREW SET | Trauma | EA
01.001.580 | 10886982018755 | ELECTRIC PEN DRIVE SET | Trauma | EA
01.001.581 | 10886982018793 | ELECTRIC PEN DRIVE HAND AND FOOT SET | Trauma | EA
01.001.580LN | 10886982018779 | ELECTRIC PEN DRIVE LOANER SET | Trauma | EA
01.100.150 | 10886982020307 | SOFT TISSUE SPREADER SET | Trauma | EA
103.002 | 10886982132932 | CLAMP ROD INTERNAL FIXATOR (CRIF) INSTRUMENT SET | Trauma | EA
141.684 | 10886982139054 | 2.4MM TI LCP(TM) RADIAL HEAD INSTRUMENT AND IMPLANT SET | Trauma | EA
141.684E | 10886982139061 | 2.4MM TI LCP(TM) RADIAL HEAD INSTRUMENT & IMPLANT SET-EVAL | Trauma | EA
141.682 | 10886982138996 | 2.4MM LCP RADIAL HEAD PLATE INSTRUMENT AND IMPLANT SET | Trauma | EA
141.682EPA | 10886982139016 | 2.4MM LCP(TM) RADIAL HEAD PL EARNED PRODUCT SET | Trauma | EA
141.682EPI | 10886982139023 | 2.4MM LCP(TM) RADIAL HEAD PL IMPLANT SET | Trauma | EA
141.682FE | 10886982139030 | 2.4MM LCP RADIAL HEAD PLATE INSTRUMENT AND IMPLANT-FE SET | Trauma | EA
141.684EPA | 10886982139078 | 2.4MM TI LCP(TM) RADIAL HEAD PLATE-EARNED PRODUCT SET | Trauma | EA
141.684EPI | 10886982139085 | 2.4MM TI LCP(TM) RADIAL HEAD IMPLANT SET | Trauma | EA
141.684FE | 10886982139092 | 2.4MM TI LCP(TM) RADIAL HEAD PLATE-SET | Trauma | EA
01.112.010 | 10886982022486 | 3.5MM LCP(TM) CLAVICLE HOOK TEMPLATES AND GRAPHIC CASE SET | Trauma | EA
01.112.010E | 10886982022493 | 3.5MM LCP(TM) CLAVICLE HOOK TEMPLATES & GRAPHIC CASE-EVAL | Trauma | EA
690.575 | 10886982254672 | GRAPHIC CASE FOR BATTERY POWER LINE RECIPROCATOR | Trauma | EA
690.576.04 | 20886982254686 | GROMMETS FOR ATTACHMENT RACK FOR SBD GRAPHIC CASE-4PACK | Trauma | P4
323.037 | 10886982190642 | INSERTION HANDLE FOR LCP EXTRA ARTICULAR DISTAL RADIUS PL/5H | Trauma | EA
323.036 | 10886982190635 | INSERTION HANDLE FOR LCP EXTRA ARTICULAR DISTAL RADIUS PL/4H | Trauma | EA
03.221.005 | 10886982076687 | CABLE CATCHER | Trauma | EA
01.030.003 | 10886982019943 | LATERAL ENTRY FEMORAL NAIL EX INSTRUMENT SET | Trauma | EA
01.030.003E | 10886982019950 | LATERAL ENTRY FEMORAL NAIL-EX INSTR/TI IMPLANT SET-EVAL | Trauma | EA
01.030.003FE | 10886982019974 | LATERAL ENTRY FEMORAL NAIL-EX INSTR/TI IMPLANT SET-FE | Trauma | EA
01.030.003EPA | 10886982019967 | LATERAL ENTRY FEMORAL NAIL-EX INSTRUMENT SET | Trauma | EA
01.240.409 | 10886982027030 | PERIARTICULAR LCP(TM) PLATING SYS W/4.0MM TI LCKNG SCREW-SET | Trauma | EA
01.240.209 | 10886982026934 | PERIARTICULAR LCP(TM) PLATING SYS W/4.0MM LOCKING SCREW-SET | Trauma | EA
SD357.014 | 10886982005755 | 8MM CANNULATED CURVED AWL | Trauma | EA
01.030.002 | 10886982019936 | LATERAL ENTRY FEMORAL NAIL-EX IMPLANT SET | Trauma | EA
60.110.033 | 10886982242679 | IMPLANT MODULE FOR LCP VOLAR DISTAL RADIUS INSTR & IMPL SET | Trauma | EA
60.110.034 | 10886982242686 | IMPLANT MODULE LID F/LCP VOLAR DISTAL RADIUS INSTR & IMPL SET | Trauma | EA
60.110.035 | 10886982242693 | SCREW RACK FOR LCP VOLAR DISTAL RADIUS INSTR & IMPL SET | Trauma | EA
60.110.036 | 10886982242709 | SCREW RACK LID FOR LCP VOLAR DISTAL RADIUS INSTR & IMPL SET | Trauma | EA
60.240.410 | 10886982248886 | SCREW RACK FOR TI 5.0MM LOCKING SCREWS W/HEX RECESS | Trauma | EA
04.031.018 | 10886982093868 | 5.0MM TI RECON SCREW W/T25 STARDRIVE 40MM | Trauma | EA
04.031.019 | 10886982093882 | 5.0MM TI RECON SCREW W/T25 STARDRIVE 45MM | Trauma | EA
04.031.018S | 10886982093875 | 5.0MM TI RECON SCREW W/T25 STARDRIVE 40MM-STERILE | Trauma | EA
04.031.019S | 10886982093899 | 5.0MM TI RECON SCREW W/T25 STARDRIVE 45MM-STERILE | Trauma | EA
01.120.335 | 10886982024350 | LCP DISTAL FEMUR PLATE SET | Trauma | EA
03.100.115 | 10886982071125 | CURVED CHISEL BLADE 5MM | Trauma | EA
68.224.000 | 10886982251640 | VARIO CASE FOR DHS BLADE INSTR | Trauma | EA
03.224.001 | 10886982076939 | INSERTION INSTRUMENT FOR DHS BLADES | Trauma | EA
03.224.003 | 10886982076946 | 10.5MM CANNULATED DRILL BIT | Trauma | EA
03.224.004 | 10886982076953 | T15 STARDRIVE SCREWDRIVER SHAFT FOR DHS BLADES | Trauma | EA
03.224.005 | 10886982076960 | EXTRACTION INSTRUMENT FOR DHS BLADES | Trauma | EA
03.224.006 | 10886982076977 | GIMLET FOR THE EXTRACTION OF DHS BLADES | Trauma | EA
03.224.007 | 10886982076984 | COUPLING SCREW FOR INSERTION OF DHS BLADES | Trauma | EA
03.224.008 | 10886982076991 | COUPLING SCREW FOR EXTRACTION OF DHS BLADES | Trauma | EA
03.010.124 | 10886982067906 | COMBINATION HAMMER 500 GRAMS | Trauma | EA
338.000 | 10886982193018 | 2.5MM DHS/DCS GUIDE WIRE W/THREADED TIP 230MM | Trauma | EA
02.224.065S | 10886982056160 | DHS BLADE/12.5MM THREAD 65MM-STERILE | Trauma | EA
02.224.070S | 10886982056177 | DHS BLADE/12.5MM THREAD 70MM-STERILE | Trauma | EA
02.224.075S | 10886982056184 | DHS BLADE/12.5MM THREAD 75MM-STERILE | Trauma | EA
02.224.080S | 10886982056191 | DHS BLADE/12.5MM THREAD 80MM-STERILE | Trauma | EA
02.224.085S | 10886982056207 | DHS BLADE/12.5MM THREAD 85MM-STERILE | Trauma | EA
02.224.090S | 10886982056214 | DHS BLADE/12.5MM THREAD 90MM-STERILE | Trauma | EA
02.224.095S | 10886982056221 | DHS BLADE/12.5MM THREAD 95MM-STERILE | Trauma | EA
02.224.100S | 10886982056238 | DHS BLADE/12.5MM THREAD 100MM-STERILE | Trauma | EA
02.224.105S | 10886982056245 | DHS BLADE/12.5MM THREAD 105MM-STERILE | Trauma | EA
02.224.110S | 10886982056252 | DHS BLADE/12.5MM THREAD 110MM-STERILE | Trauma | EA
02.224.115S | 10886982056269 | DHS BLADE/12.5MM THREAD 115MM-STERILE | Trauma | EA
02.224.120S | 10886982056276 | DHS BLADE/12.5MM THREAD 120MM-STERILE | Trauma | EA
02.224.125S | 10886982056283 | DHS BLADE/12.5MM THREAD 125MM-STERILE | Trauma | EA
02.224.130S | 10886982056290 | DHS BLADE/12.5MM THREAD 130MM-STERILE | Trauma | EA
02.224.135S | 10886982056306 | DHS BLADE/12.5MM THREAD 135MM-STERILE | Trauma | EA
02.224.140S | 10886982056313 | DHS BLADE/12.5MM THREAD 140MM-STERILE | Trauma | EA
02.224.145S | 10886982056320 | DHS BLADE/12.5MM THREAD 145MM-STERILE | Trauma | EA
68.000.100 | 10886982251350 | HANDPIECE SUPPORT FOR AUTOMATIC WASHER | Trauma | EA
04.210.106 | 10886982118387 | 2.4MM TI VA LOCKING SCREW STARDRIVE 6MM | Trauma | EA
292.001 | 10886982180261 | 2.6MM K-WIRE SPADE PT/500MM | Trauma | EA
01.112.006 | 10886982022462 | 3.5MM LC-DCP PLATE SET | Trauma | EA
01.112.008 | 10886982022479 | 3.5MM TI LC-DCP PLATE SET | Trauma | EA
04.026.715S | 10886982092175 | 6.0MM TI ANGULAR STABLE LCKNG SCR T25 125MM F/IM NAILS-STER | Trauma | EA
03.000.366S | 10886982065773 | BROACH FOR PEN DRIVE/MEDIUM PROXIMAL 27X6.5X5.5MM-STER | Trauma | EA
03.000.367S | 10886982065780 | BROACH FOR PEN DRIVE/MEDIUM DISTAL 18.5X7.5X7.5MM-STER | Trauma | EA
01.240.201FE | 10886982026859 | PERIARTICULAR LCP PLATING SYSTEM FIELD EQUIPMENT SET | Trauma | EA
01.008.004 | 10886982019462 | HINDFOOT ARTHRODESIS NAIL-EX IMPLANT SET | Trauma | EA
04.210.106S | 10886982118394 | 2.4MM TI VA LOCKING SCREW STARDRIVE 6MM-STERILE | Trauma | EA
04.210.108S | 10886982118424 | 2.4MM TI VA LOCKING SCREW STARDRIVE 8MM-STERILE | Trauma | EA
04.210.110S | 10886982118455 | 2.4MM TI VA LOCKING SCREW STARDRIVE 10MM-STERILE | Trauma | EA
04.210.112S | 10886982118486 | 2.4MM TI VA LOCKING SCREW STARDRIVE 12MM-STERILE | Trauma | EA
04.210.114S | 10886982118516 | 2.4MM TI VA LOCKING SCREW STARDRIVE 14MM-STERILE | Trauma | EA
04.210.116S | 10886982118530 | 2.4MM TI VA LOCKING SCREW STARDRIVE 16MM-STERILE | Trauma | EA
04.210.118S | 10886982118554 | 2.4MM TI VA LOCKING SCREW STARDRIVE 18MM-STERILE | Trauma | EA
04.210.120S | 10886982118578 | 2.4MM TI VA LOCKING SCREW STARDRIVE 20MM-STERILE | Trauma | EA
04.210.122S | 10886982118592 | 2.4MM TI VA LOCKING SCREW STARDRIVE 22MM-STERILE | Trauma | EA
04.210.124S | 10886982118615 | 2.4MM TI VA LOCKING SCREW STARDRIVE 24MM-STERILE | Trauma | EA
04.210.126S | 10886982118639 | 2.4MM TI VA LOCKING SCREW STARDRIVE 26MM-STERILE | Trauma | EA
04.210.128S | 10886982118653 | 2.4MM TI VA LOCKING SCREW STARDRIVE 28MM-STERILE | Trauma | EA
04.210.130S | 10886982118677 | 2.4MM TI VA LOCKING SCREW STARDRIVE 30MM-STERILE | Trauma | EA
02.210.106S | 10886982052803 | 2.4MM VA LOCKING SCREW STARDRIVE 6MM-STERILE | Trauma | EA
02.210.108S | 10886982052834 | 2.4MM VA LOCKING SCREW STARDRIVE 8MM-STERILE | Trauma | EA
02.210.110S | 10886982052865 | 2.4MM VA LOCKING SCREW STARDRIVE 10MM-STERILE | Trauma | EA
02.210.112S | 10886982052896 | 2.4MM VA LOCKING SCREW STARDRIVE 12MM-STERILE | Trauma | EA
02.210.114S | 10886982052926 | 2.4MM VA LOCKING SCREW STARDRIVE 14MM-STERILE | Trauma | EA
02.210.116S | 10886982052940 | 2.4MM VA LOCKING SCREW STARDRIVE 16MM-STERILE | Trauma | EA
02.210.118S | 10886982052964 | 2.4MM VA LOCKING SCREW STARDRIVE 18MM-STERILE | Trauma | EA
02.210.120S | 10886982052988 | 2.4MM VA LOCKING SCREW STARDRIVE 20MM-STERILE | Trauma | EA
02.210.122S | 10886982053008 | 2.4MM VA LOCKING SCREW STARDRIVE 22MM-STERILE | Trauma | EA
02.210.124S | 10886982053022 | 2.4MM VA LOCKING SCREW STARDRIVE 24MM-STERILE | Trauma | EA
02.210.126S | 10886982053046 | 2.4MM VA LOCKING SCREW STARDRIVE 26MM-STERILE | Trauma | EA
02.210.128S | 10886982053060 | 2.4MM VA LOCKING SCREW STARDRIVE 28MM-STERILE | Trauma | EA
02.210.130S | 10886982053084 | 2.4MM VA LOCKING SCREW STARDRIVE 30MM-STERILE | Trauma | EA
02.110.201S | 10886982030467 | VA-LCP VOLAR DISTAL RADIUS PL 5H HEAD/3H SHAFT/RT-STERILE | Trauma | EA
02.110.202S | 10886982030481 | VA-LCP VOLAR DISTAL RADIUS PL 5H HEAD/5H SHAFT/RT-STERILE | Trauma | EA
02.110.203S | 10886982030504 | VA-LCP VOLAR DISTAL RADIUS PL 5H HEAD/3H SHAFT/LT-STERILE | Trauma | EA
02.110.204S | 10886982030528 | VA-LCP VOLAR DISTAL RADIUS PL 5H HEAD/5H SHAFT/LT-STERILE | Trauma | EA
02.110.205S | 10886982030542 | VA-LCP VOLAR DISTAL RADIUS PL 4H HEAD/3H SHAFT/RT-STERILE | Trauma | EA
02.110.206S | 10886982030566 | VA-LCP VOLAR DISTAL RADIUS PL 4H HEAD/5H SHAFT/RT-STERILE | Trauma | EA
02.110.207S | 10886982030580 | VA-LCP VOLAR DISTAL RADIUS PL 4H HEAD/3H SHAFT/LT-STERILE | Trauma | EA
02.110.208S | 10886982030603 | VA-LCP VOLAR DISTAL RADIUS PL 4H HEAD/5H SHAFT/LT-STERILE | Trauma | EA
04.110.201S | 10886982100399 | TI VA-LCP VOLAR DISTAL RADIUS PL 5H HEAD/3H SHAFT/RT-STERILE | Trauma | EA
04.110.202S | 10886982100412 | TI VA-LCP VOLAR DISTAL RADIUS PL 5H HEAD/5H SHAFT/RT-STERILE | Trauma | EA
04.110.203S | 10886982100436 | TI VA-LCP VOLAR DISTAL RADIUS PL 5H HEAD/3H SHAFT/LT-STERILE | Trauma | EA
04.110.204S | 10886982100450 | TI VA-LCP VOLAR DISTAL RADIUS PL 5H HEAD/5H SHAFT/LT-STERILE | Trauma | EA
04.110.205S | 10886982100474 | TI VA-LCP VOLAR DISTAL RADIUS PL 4H HEAD/3H SHAFT/RT-STERILE | Trauma | EA
04.110.206S | 10886982100498 | TI VA-LCP VOLAR DISTAL RADIUS PL 4H HEAD/5H SHAFT/RT-STERILE | Trauma | EA
04.110.207S | 10886982100511 | TI VA-LCP VOLAR DISTAL RADIUS PL 4H HEAD/3H SHAFT/LT-STERILE | Trauma | EA
04.110.208S | 10886982100535 | TI VA-LCP VOLAR DISTAL RADIUS PL 4H HEAD/5H SHAFT/LT-STERILE | Trauma | EA
01.120.341 | 10886982024381 | SCREW RACK ASSEMBLY W/SLF-DRLG TI SCREWS-SET | Trauma | EA
01.120.340 | 10886982024374 | LCP TI DISTAL FEMUR PLATE SET | Trauma | EA
135.292 | 10886982138941 | MINIMALLY INVASIVE REDUCTION & PLATE INSERTION INSTRUMENT SET | Trauma | EA
135.293 | 10886982138965 | MINIMALLY INVASIVE REDUCTION INSTRUMENT SET/SMALL | Trauma | EA
135.294 | 10886982138972 | MINIMALLY INVASIVE PLATE INSERTION SET | Trauma | EA
01.110.031 | 10886982020987 | 2.4MM LCP VOLAR DISTAL RADIUS PLATE INSTR & IMPLANT SET | Trauma | EA
01.110.032 | 10886982020994 | 2.4MM TI LCP VOLAR DISTAL RADIUS PLATE INSTR & IMPL SET | Trauma | EA
135.292E | 10886982138958 | MINIMALLY INVASIVE REDUCTION & PLATE INSERTION INSTR EVAL SET | Trauma | EA
01.120.338 | 10886982024367 | SCREW RACK ASSEMBLY WITH SELF-DRILLING SCREWS-SET | Trauma | EA
01.108.004 | 10886982020765 | PEDIATRIC LCP HIP PLATE SYSTEM INSTRUMENT SET | Trauma | EA
01.108.005 | 10886982020796 | PEDIATRIC LCP HIP PLATE SYSTEM IMPLANT SET | Trauma | EA
01.108.006 | 10886982020826 | PEDIATRIC LCP HIP PLATE SYSTEM PLATES ONLY SET | Trauma | EA
01.108.004E | 10886982020772 | PEDIATRIC LCP HIP PLATE SYSTEM INSTRUMENT SET-EVALUATION | Trauma | EA
01.108.005E | 10886982020802 | PEDIATRIC LCP HIP PLATE SYSTEM IMPLANT SET-EVAL | Trauma | EA
04.110.015 | 10886982100191 | TI LCP DIA-META VOLAR DISTAL RADIUS PL 15H SHAFT/RT | Trauma | EA
04.110.115 | 10886982100306 | TI LCP DIA-META VOLAR DISTAL RADIUS PL 15H SHAFT/LT | Trauma | EA
E5115-7P | 10886982001054 | PLASTIC TIP FOR HEAD IMPACTOR | Trauma | EA
F017-4.5 | 10886982001634 | 4.5MM HEX SCREWDRIVER | Trauma | EA
E5221-1 | 10886982001436 | METALBACK IMPACTOR | Trauma | EA
E5221-2 | 10886982001443 | 2.5MM DRILL SLEEVE | Trauma | EA
E5211-1 | 10886982001177 | FLEXIBLE EXTENSION | Trauma | EA
E5211-7 | 10886982001306 | ORIENTATION GUIDE FOR FLEXIBLE EXTENSION | Trauma | EA
F017-2.5 | 10886982001627 | 2.5MM HEX SCREWDRIVER FOR GLENOID | Trauma | EA
E5211-5 | 10886982001269 | STABILIZATION PEG FOR DRILL GUIDE | Trauma | EA
03.110.001 | 10886982071811 | 1.8MM VARIABLE ANGLE DRILL GUIDE | Trauma | EA
01.111.120FE2 | 10886982021540 | LCP MODULAR MINI FRAGMENT INSTRUMENT AND IMPLANT SET | Trauma | EA
01.111.140EPI | 10886982021687 | TI LCP MODULAR MINI FRAGMENT IMPLANT SET | Trauma | EA
01.111.110 | 10886982021472 | LCP MODULAR MINI FRAGMENT INSTRUMENT SET | Trauma | EA
01.111.120EPA | 10886982021519 | LCP MODULAR MINI FRAGMENT INSTRUMENT SET WITH MODULES | Trauma | EA
01.111.110EPA | 10886982021489 | LCP MODULAR MINI FRAGMENT INSTRUMENT SET | Trauma | EA
01.111.120 | 10886982021496 | LCP MODULAR MINI FRAGMENT INSTRUMENT AND IMPLANT SET | Trauma | EA
01.111.143 | 10886982021731 | 2.7MM TI LCP MODULAR MINI FRAG INSTRUMENT AND IMPLANT SET | Trauma | EA
01.111.120E | 10886982021502 | LCP MODULAR MINI FRAGMENT INSTRUMENT & IMPLANT SET-EVAL | Trauma | EA
01.111.140E | 10886982021670 | TI LCP MODULAR MINI FRAGMENT INSTRUMENT & IMPLANT SET-EVAL | Trauma | EA
01.111.121 | 10886982021557 | 2.0MM LCP MODULAR MINI FRAG INSTRUMENT AND IMPLANT SET | Trauma | EA
01.111.121EPA | 10886982021564 | 2.0MM LCP MODULAR MINI FRAG INSTRUMENT MODULE SET | Trauma | EA
01.111.122 | 10886982021571 | 2.4MM LCP MODULAR MINI FRAG INSTRUMENT AND IMPLANT SET | Trauma | EA
01.111.122EPA | 10886982021588 | 2.4MM LCP MODULAR MINI FRAG INSTRUMENT MODULE SET | Trauma | EA
01.111.123 | 10886982021595 | 2.7MM LCP MODULAR MINI FRAG INSTRUMENT AND IMPLANT SET | Trauma | EA
01.111.123EPA | 10886982021601 | 2.7MM LCP MODULAR MINI FRAG INSTRUMENT MODULE SET | Trauma | EA
01.111.140 | 10886982021663 | TI LCP MODULAR MINI FRAGMENT INSTRUMENT AND IMPLANT SET | Trauma | EA
01.111.140FE1 | 10886982021694 | 2.0&2.4MM TI LCP MODULAR MINI FRAGMENT MODULE SET | Trauma | EA
01.111.140FE2 | 10886982021700 | TI LCP MODULAR MINI FRAGMENT INSTRUMENT AND IMPLANT SET | Trauma | EA
01.111.141 | 10886982021717 | 2.0MM TI LCP MODULAR MINI FRAG INSTRUMENT AND IMPLANT SET | Trauma | EA
01.111.142 | 10886982021724 | 2.4MM TI LCP MODULAR MINI FRAG INSTRUMENT AND IMPLANT SET | Trauma | EA
5213-56 | 10886982239747 | GLENOID 56MM-STERILE | Trauma | EA
5213-58 | 10886982239754 | GLENOID 58MM-STERILE | Trauma | EA
E5211-6 | 10886982001276 | 7.4MM DRILL BIT 54MM | Trauma | EA
5413-20/6REV | 10886982241351 | TI ECCENTER REVISION STANDARD STERILE | Trauma | EA
5413-20/5-10 | 10886982241320 | TI ECCENTER REVISION +10 STERILE | Trauma | EA
5413-20/5-20 | 10886982241344 | TI ECCENTER REVISION +20 STERILE | Trauma | EA
SD398.010 | 10886982006769 | EXTENDED ASYMMETRIC PELVIC REDUCTION FORCEPS | Trauma | EA
2037 | 10886982145321 | SYNTHES TRAUMA CATALOG 2006-2007 | Trauma | EA
01.111.120FE1 | 10886982021533 | 2.0MM & 2.4MM LCP MODULAR MINI FRAGMENT MODULE SET | Trauma | EA
01.111.120EPI | 10886982021526 | LCP MODULAR MINI FRAGMENT IMPLANT SET | Trauma | EA
306.452 | 10886982185341 | RETROFIT KIT FOR LCP DISTAL RADIUS GRAPHIC CASE | Trauma | EA
01.120.460 | 10886982024558 | LCP PROXIMAL LATERAL TIBIA PLATE SET | Trauma | EA
01.120.465 | 10886982024565 | TI LCP PROXIMAL LATERAL TIBIA PLATE SET | Trauma | EA
422.260 | 10886982215529 | TI LCP DISTAL FEMUR PLATE 15 HOLES/356MM-RIGHT | Trauma | EA
422.261 | 10886982215543 | TI LCP DISTAL FEMUR PLATE 15 HOLES/356MM-LEFT | Trauma | EA
422.262 | 10886982215567 | TI LCP DISTAL FEMUR PLATE 17 HOLES/396MM-RIGHT | Trauma | EA
422.263 | 10886982215581 | TI LCP DISTAL FEMUR PLATE 17 HOLES/396MM-LEFT | Trauma | EA
422.260S | 10886982215536 | TI LCP DISTAL FEMUR PLATE 15 HOLES/356MM RIGHT-STERILE | Trauma | EA
422.261S | 10886982215550 | TI LCP DISTAL FEMUR PLATE 15 HOLES/356MM LEFT-STERILE | Trauma | EA
422.262S | 10886982215574 | TI LCP DISTAL FEMUR PLATE 17 HOLES/396MM RIGHT-STERILE | Trauma | EA
422.263S | 10886982215598 | TI LCP DISTAL FEMUR PLATE 17 HOLES/396MM LEFT-STERILE | Trauma | EA
422.230 | 10886982215222 | TI LCP PROX LATERAL TIBIA PL 15 HOLES/340MM-RIGHT | Trauma | EA
422.231 | 10886982215246 | TI LCP PROX LATERAL TIBIA PL 15 HOLES/340MM-LEFT | Trauma | EA
422.232 | 10886982215260 | TI LCP PROX LATERAL TIBIA PL 17 HOLES/380MM-RIGHT | Trauma | EA
422.233 | 10886982215284 | TI LCP PROX LATERAL TIBIA PL 17 HOLES/380MM-LEFT | Trauma | EA
422.230S | 10886982215239 | TI LCP PROX LATERAL TIBIA PL 15 HOLES/340MM RIGHT-STERILE | Trauma | EA
422.231S | 10886982215253 | TI LCP PROX LATERAL TIBIA PL 15 HOLES/340MM LEFT-STERILE | Trauma | EA
422.232S | 10886982215277 | TI LCP PROX LATERAL TIBIA PL 17 HOLES/380MM RIGHT-STERILE | Trauma | EA
422.233S | 10886982215291 | TI LCP PROX LATERAL TIBIA PL 17 HOLES/380MM LEFT-STERILE | Trauma | EA
422.234S | 10886982215307 | TI LCP PROX LATERAL TIBIA PL 19 HOLES/420MM RIGHT-STERILE | Trauma | EA
422.235S | 10886982215314 | TI LCP PROX LATERAL TIBIA PL 19 HOLES/420MM LEFT-STERILE | Trauma | EA
E5211-10P | 10886982001191 | PLASTIC TIP FOR GLENOID IMPACTOR | Trauma | EA
103.521 | 10886982133199 | MINI FRAGMENT INSTRUMENT SET VETERINARY | Trauma | EA
103.522 | 10886982133212 | MINI FRAGMENT STANDARD INSTRUMENT SET-VET | Trauma | EA
103.523 | 10886982133229 | MINI FRAGMENT LOCKING INSTRUMENT SET-VET | Trauma | EA
103.524 | 10886982133236 | MINI FRAGMENT IMPLANT SET VETERINARY | Trauma | EA
103.527 | 10886982133250 | MINI FRAGMENT STANDARD IMPLANT SET-VET | Trauma | EA
103.528 | 10886982133267 | MINI FRAGMENT LOCKING IMPLANT SET-VET | Trauma | EA
222.260 | 10886982157010 | LCP DISTAL FEMUR PLATE 15 HOLES/356MM-RIGHT | Trauma | EA
222.261 | 10886982157034 | LCP DISTAL FEMUR PLATE 15 HOLES/356MM-LEFT | Trauma | EA
222.262 | 10886982157058 | LCP DISTAL FEMUR PLATE 17 HOLES/396MM-RIGHT | Trauma | EA
222.263 | 10886982157072 | LCP DISTAL FEMUR PLATE 17 HOLES/396MM-LEFT | Trauma | EA
222.230 | 10886982156716 | LCP PROX LATERAL TIBIA PLATE 15 HOLES/340MM-RIGHT | Trauma | EA
222.231 | 10886982156730 | LCP PROX LATERAL TIBIA PLATE 15 HOLES/340MM-LEFT | Trauma | EA
222.232 | 10886982156754 | LCP PROX LATERAL TIBIA PLATE 17 HOLES/380MM-RIGHT | Trauma | EA
222.233 | 10886982156778 | LCP PROX LATERAL TIBIA PLATE 17 HOLES/380MM-LEFT | Trauma | EA
222.260S | 10886982157027 | LCP DISTAL FEMUR PLATE 15 HOLES/356MM RIGHT-STERILE | Trauma | EA
222.261S | 10886982157041 | LCP DISTAL FEMUR PLATE 15 HOLES/356MM LEFT-STERILE | Trauma | EA
222.262S | 10886982157065 | LCP DISTAL FEMUR PLATE 17 HOLES/396MM RIGHT-STERILE | Trauma | EA
222.230S | 10886982156723 | LCP PROX LATERAL TIBIA PLATE 15 HOLES/340MM/RIGHT-STERILE | Trauma | EA
222.263S | 10886982157089 | LCP DISTAL FEMUR PLATE 17 HOLES/396MM LEFT-STERILE | Trauma | EA
222.231S | 10886982156747 | LCP PROX LATERAL TIBIA PLATE 15 HOLES/340MM/LEFT-STERILE | Trauma | EA
222.232S | 10886982156761 | LCP PROX LATERAL TIBIA PLATE 17 HOLES/380MM/RIGHT-STERILE | Trauma | EA
222.233S | 10886982156785 | LCP PROX LATERAL TIBIA PLATE 17 HOLES/380MM/LEFT-STERILE | Trauma | EA
222.234S | 10886982156792 | LCP PROX LATERAL TIBIA PLATE 19 HOLES/420MM/RIGHT-STERILE | Trauma | EA
222.235S | 10886982156808 | LCP PROX LATERAL TIBIA PLATE 19 HOLES/420MM/LEFT-STERILE | Trauma | EA
E5114-1 | 20886982000795 | SET SCREWS FOR TRIAL HEAD | Trauma | P5
03.400.035 | 10886982079671 | LCP REDUCTION FORCEPS | Trauma | EA
03.400.036 | 10886982079688 | 3.5MM LOCKING BOLT/166MM | Trauma | EA
03.400.037 | 10886982079695 | 5.0MM LOCKING BOLT/166MM | Trauma | EA
SD333.031 | 10886982005427 | 2.8MM DRILL SLEEVE 110MM LONG FOR EXTERNAL FIXATOR | Trauma | EA
SD333.038 | 10886982005434 | POINTED HOOK | Trauma | EA
02.221.004 | 10886982055576 | CANNULATED 4.0MM HEX CERCLAGE BUTTON | Trauma | EA
04.221.004 | 10886982120984 | CANNULATED 4.0MM HEX TI CERCLAGE BUTTON | Trauma | EA
312.934 | 10886982188106 | TOMOFIX GUIDING BLOCK FOR MEDIAL DISTAL FEMUR PLATE-RT | Trauma | EA
312.935 | 10886982188113 | TOMOFIX GUIDING BLOCK FOR MEDIAL DISTAL FEMUR PLATE-LT | Trauma | EA
440.885S | 10886982220806 | TI TOMOFIX MEDIAL DISTAL FEMUR PL-4 HOLES/RT-STERILE | Trauma | EA
440.895S | 10886982220820 | TI TOMOFIX MEDIAL DISTAL FEMUR PL-4 HOLES/LT-STERILE | Trauma | EA
02.204.420 | 10886982049568 | 4.0MM LOCKING SCREW 20MM | Trauma | EA
02.204.424 | 10886982049575 | 4.0MM LOCKING SCREW 24MM | Trauma | EA
02.204.428 | 10886982049582 | 4.0MM LOCKING SCREW 28MM | Trauma | EA
02.204.432 | 10886982049599 | 4.0MM LOCKING SCREW 32MM | Trauma | EA
02.204.436 | 10886982049605 | 4.0MM LOCKING SCREW 36MM | Trauma | EA
02.204.440 | 10886982049612 | 4.0MM LOCKING SCREW 40MM | Trauma | EA
02.204.444 | 10886982049629 | 4.0MM LOCKING SCREW 44MM | Trauma | EA
02.204.448 | 10886982049636 | 4.0MM LOCKING SCREW 48MM | Trauma | EA
02.204.452 | 10886982049643 | 4.0MM LOCKING SCREW 52MM | Trauma | EA
02.204.456 | 10886982049650 | 4.0MM LOCKING SCREW 56MM | Trauma | EA
02.204.460 | 10886982049667 | 4.0MM LOCKING SCREW 60MM | Trauma | EA
103.516 | 10886982133137 | SMALL FRAGMENT LCP PLATE SET VETERINARY | Trauma | EA
01.102.001 | 10886982020345 | UNIVERSAL LOCKING TROCHANTER STABILIZATION PLATE SET | Trauma | EA
01.102.001E | 10886982020352 | UNIVERSAL LOCKING TROCHANTER STABILIZATION PLATE SET-EVAL | Trauma | EA
60.401.005 | 10886982248985 | GRAPHIC CASE FOR EPOCA RESURFACING HEAD | Trauma | EA
60.120.030.20 | 10886982247490 | 4.5MM LCP CONDYLAR INSTR TRAY F/PERIART AIMING INSTR-LARGE | Trauma | EA
60.120.030.30 | 10886982247506 | 4.5MM LCP PROX TIB INSTR TRAY F/PERIART AIMING INSTR-LARGE | Trauma | EA
60.120.030.40 | 10886982247513 | UPPER TRAY COMMON INSTRUMENTS F/PERIART AIMING INSTR-LARGE | Trauma | EA
05.001.028LN | 10886982128416 | SCREW ATTACHMENT AO COUPLING FOR PEN DRIVE-LOANER | Trauma | EA
05.001.036LN | 10886982128508 | 90Â° DRILL ATTACHMENT-LONG MQC FOR PEN DRIVE-LOANER | Trauma | EA
05.001.042LN | 10886982128614 | 45Â° DRILLING ATTACHMENT MINI QC FOR PEN DRIVE-LOANER | Trauma | EA
05.001.043LN | 10886982128638 | 45Â° DRILLING ATTACHMENT J-LATCH FOR PEN DRIVE-LOANER | Trauma | EA
05.001.044LN | 10886982128652 | 45Â° DRILLING ATTACHMENT AO/ASIF FOR PEN DRIVE-LOANER | Trauma | EA
05.001.120LN | 10886982129352 | DRILL ATTACHMENT W/JACOBS CHUCK FOR PEN DRIVE-LOANER | Trauma | EA
05.001.016LN | 10886982128270 | FOOT SWITCH-1 PEDAL FOR EPD-LOANER | Trauma | EA
05.001.017LN | 10886982128294 | FOOT SWITCH-2 PEDALS FOR EPD-LOANER | Trauma | EA
05.001.038LN | 10886982128546 | OSCILLATING SAW ATTACHMENT FOR PEN DRIVE-LOANER | Trauma | EA
05.001.039LN | 10886982128560 | SAGITTAL SAW ATTACHMENT FOR PEN DRIVE-LOANER | Trauma | EA
05.001.040LN | 10886982128584 | RECIPROCATING SAW ATTACHMENT FOR PEN DRIVE-LOANER | Trauma | EA
05.001.045LN | 10886982128676 | BURR ATTACHMENT-SHORT FOR PEN DRIVE-LOANER | Trauma | EA
05.001.046LN | 10886982128690 | BURR ATTACHMENT-MEDIUM FOR PEN DRIVE-LOANER | Trauma | EA
05.001.047LN | 10886982128713 | BURR ATTACHMENT-LONG FOR PEN DRIVE-LOANER | Trauma | EA
05.001.048LN | 10886982128737 | BURR ATTACHMENT-SHORT-ANGLED FOR PEN DRIVE-LOANER | Trauma | EA
05.001.049LN | 10886982128751 | BURR ATTACHMENT-MEDIUM-ANGLED FOR PEN DRIVE-LOANER | Trauma | EA
05.001.050LN | 10886982128775 | BURR ATTACHMENT-LONG-ANGLED FOR PEN DRIVE-LOANER | Trauma | EA
01.306.000 | 10886982027160 | PELVIC C-CLAMP II SET | Trauma | EA
023.201.000 | 10886982064349 | BATTERY TESTER | Trauma | EA
02.224.302 | 10886982057396 | 130 DEG LCP DHS PLATE SHORT BARREL 2 HOLES/60MM | Trauma | EA
02.224.304 | 10886982057419 | 130 DEG LCP DHS PLATE SHORT BARREL 4 HOLES/60MM | Trauma | EA
02.224.322 | 10886982057433 | 135 DEG LCP DHS PLATE SHORT BARREL 2 HOLES/60MM | Trauma | EA
02.224.324 | 10886982057457 | 135 DEG LCP DHS PLATE SHORT BARREL 4 HOLES/92MM | Trauma | EA
02.224.325 | 10886982057471 | 135 DEG LCP DHS PLATE SHORT BARREL 5 HOLES/108MM | Trauma | EA
02.224.326 | 10886982057495 | 135 DEG LCP DHS PLATE SHORT BARREL 6 HOLES/124MM | Trauma | EA
02.224.342 | 10886982057518 | 140 DEG LCP DHS PLATE SHORT BARREL 2 HOLES/60MM | Trauma | EA
02.224.344 | 10886982057532 | 140 DEG LCP DHS PLATE SHORT BARREL 4 HOLES/92MM | Trauma | EA
02.224.362 | 10886982057556 | 145 DEG LCP DHS PLATE SHORT BARREL 2 HOLES/60MM | Trauma | EA
02.224.364 | 10886982057570 | 145 DEG LCP DHS PLATE SHORT BARREL 4 HOLES/92MM | Trauma | EA
02.224.382 | 10886982057594 | 150 DEG LCP DHS PLATE SHORT BARREL 2 HOLES/60MM | Trauma | EA
02.224.384 | 10886982057617 | 150 DEG LCP DHS PLATE SHORT BARREL 4 HOLES/92MM | Trauma | EA
02.112.116 | 10886982033536 | 2.7MM/3.5MM LCP POSTLAT DISTAL FIBULA PLATE 8H/RIGHT/142MM | Trauma | EA
02.112.117 | 10886982033550 | 2.7MM/3.5MM LCP POSTLAT DISTAL FIBULA PLATE 8H/LEFT/142MM | Trauma | EA
02.112.120 | 10886982033611 | 2.7MM/3.5MM LCP POSTLAT DISTAL FIBULA PLATE 10H/RIGHT/168MM | Trauma | EA
02.112.121 | 10886982033635 | 2.7MM/3.5MM LCP POSTLAT DISTAL FIBULA PLATE 10H/LEFT/168MM | Trauma | EA
02.112.124 | 10886982033697 | 2.7MM/3.5MM LCP POSTLAT DISTAL FIBULA PLATE 12H/RIGHT/194MM | Trauma | EA
02.112.125 | 10886982033710 | 2.7MM/3.5MM LCP POSTLAT DISTAL FIBULA PLATE 12H/LEFT/194MM | Trauma | EA
02.112.128 | 10886982033772 | 2.7MM/3.5MM LCP POSTLAT DISTAL FIBULA PLATE 14H/RIGHT/220MM | Trauma | EA
02.112.129 | 10886982033796 | 2.7MM/3.5MM LCP POSTLAT DISTAL FIBULA PLATE 14H/LEFT/220MM | Trauma | EA
02.123.033 | 10886982042293 | 3.5MM LCP PERIARTICULAR PROX HUMERUS PL 14 HOLE/307MM/LT | Trauma | EA
02.123.032 | 10886982042279 | 3.5MM LCP PERIARTICULAR PROX HUMERUS PL 14 HOLE/307MM/RT | Trauma | EA
04.112.116 | 10886982103307 | 2.7MM/3.5MM TI LCP POSTLAT DSTL FIBULA PL 8H/RIGHT/142MM | Trauma | EA
04.112.117 | 10886982103314 | 2.7MM/3.5MM TI LCP POSTLAT DSTL FIBULA PL 8H/LEFT/142MM | Trauma | EA
04.112.120 | 10886982103369 | 2.7MM/3.5MM TI LCP POSTLAT DSTL FIBULA PL 10H/RIGHT/168MM | Trauma | EA
04.112.121 | 10886982103376 | 2.7MM/3.5MM TI LCP POSTLAT DSTL FIBULA PL 10H/LEFT/168MM | Trauma | EA
04.112.124 | 10886982103420 | 2.7MM/3.5MM TI LCP POSTLAT DSTL FIBULA PL 12H/RIGHT/194MM | Trauma | EA
04.112.125 | 10886982103437 | 2.7MM/3.5MM TI LCP POSTLAT DSTL FIBULA PL 12H/LEFT/194MM | Trauma | EA
02.224.202 | 10886982056337 | 130 DEG LCP DHS PLATE STANDARD BARREL 2 HOLES/60MM | Trauma | EA
02.224.203 | 10886982056351 | 130 DEG LCP DHS PLATE STANDARD BARREL 3 HOLES/76MM | Trauma | EA
04.112.128 | 10886982103482 | 2.7MM/3.5MM TI LCP POSTLAT DSTL FIBULA PL 14H/RIGHT/220MM | Trauma | EA
02.224.204 | 10886982056375 | 130 DEG LCP DHS PLATE STANDARD BARREL 4 HOLES/92MM | Trauma | EA
02.224.205 | 10886982056399 | 130 DEG LCP DHS PLATE STANDARD BARREL 5 HOLES/108MM | Trauma | EA
02.224.206 | 10886982056412 | 130 DEG LCP DHS PLATE STANDARD BARREL 6 HOLES/124MM | Trauma | EA
04.112.129 | 10886982103499 | 2.7MM/3.5MM TI LCP POSTLAT DSTL FIBULA PL 14H/LEFT/220MM | Trauma | EA
02.224.208 | 10886982056436 | 130 DEG LCP DHS PLATE STANDARD BARREL 8 HOLES/156MM | Trauma | EA
02.224.210 | 10886982056450 | 130 DEG LCP DHS PLATE STANDARD BARREL 10 HOLES/188MM | Trauma | EA
02.224.212 | 10886982056474 | 130 DEG LCP DHS PLATE STANDARD BARREL 12 HOLES/220MM | Trauma | EA
02.224.214 | 10886982056498 | 130 DEG LCP DHS PLATE STANDARD BARREL 14 HOLES/252MM | Trauma | EA
02.224.222 | 10886982056511 | 135 DEG LCP DHS PLATE STANDARD BARREL 2 HOLES/60MM | Trauma | EA
02.224.223 | 10886982056535 | 135 DEG LCP DHS PLATE STANDARD BARREL 3 HOLES/76MM | Trauma | EA
02.224.224 | 10886982056559 | 135 DEG LCP DHS PLATE STANDARD BARREL 4 HOLES/92MM | Trauma | EA
02.224.225 | 10886982056573 | 135 DEG LCP DHS PLATE STANDARD BARREL 5 HOLES/108MM | Trauma | EA
02.224.226 | 10886982056597 | 135 DEG LCP DHS PLATE STANDARD BARREL 6 HOLES/124MM | Trauma | EA
02.224.228 | 10886982056610 | 135 DEG LCP DHS PLATE STANDARD BARREL 8 HOLES/156MM | Trauma | EA
02.224.230 | 10886982056634 | 135 DEG LCP DHS PLATE STANDARD BARREL 10 HOLES/188MM | Trauma | EA
02.224.232 | 10886982056658 | 135 DEG LCP DHS PLATE STANDARD BARREL 12 HOLES/220MM | Trauma | EA
02.224.234 | 10886982056672 | 135 DEG LCP DHS PLATE STANDARD BARREL 14 HOLES/252MM | Trauma | EA
04.112.146 | 10886982103741 | 2.7MM/3.5MM TI LCP LAT DISTAL FIBULA PLATE 8H/RIGHT/138MM | Trauma | EA
04.112.147 | 10886982103765 | 2.7MM/3.5MM TI LCP LAT DISTAL FIBULA PLATE 8H/LEFT/138MM | Trauma | EA
04.112.150 | 10886982103826 | 2.7MM/3.5MM TI LCP LAT DISTAL FIBULA PLATE 10H/RIGHT/164MM | Trauma | EA
04.112.151 | 10886982103840 | 2.7MM/3.5MM TI LCP LAT DISTAL FIBULA PLATE 10H/LEFT/164MM | Trauma | EA
04.112.154 | 10886982103901 | 2.7MM/3.5MM TI LCP LAT DISTAL FIBULA PLATE 12H/RIGHT/190MM | Trauma | EA
04.112.155 | 10886982103925 | 2.7MM/3.5MM TI LCP LAT DISTAL FIBULA PLATE 12H/LEFT/190MM | Trauma | EA
04.112.158 | 10886982103987 | 2.7MM/3.5MM TI LCP LAT DISTAL FIBULA PLATE 14H/RIGHT/216MM | Trauma | EA
04.112.159 | 10886982104007 | 2.7MM/3.5MM TI LCP LAT DISTAL FIBULA PLATE 14H/LEFT/216MM | Trauma | EA
02.112.146 | 10886982034052 | 2.7MM/3.5MM LCP LATERAL DISTAL FIBULA PLATE 8H/RIGHT/138MM | Trauma | EA
02.112.147 | 10886982034076 | 2.7MM/3.5MM LCP LATERAL DISTAL FIBULA PLATE 8H/LEFT/138MM | Trauma | EA
02.112.150 | 10886982034137 | 2.7MM/3.5MM LCP LATERAL DISTAL FIBULA PLATE 10H/RIGHT/164MM | Trauma | EA
02.112.151 | 10886982034151 | 2.7MM/3.5MM LCP LATERAL DISTAL FIBULA PLATE 10H/LEFT/164MM | Trauma | EA
02.112.154 | 10886982034212 | 2.7MM/3.5MM LCP LATERAL DISTAL FIBULA PLATE 12H/RIGHT/190MM | Trauma | EA
02.112.155 | 10886982034236 | 2.7MM/3.5MM LCP LATERAL DISTAL FIBULA PLATE 12H/LEFT/190MM | Trauma | EA
02.112.158 | 10886982034298 | 2.7MM/3.5MM LCP LATERAL DISTAL FIBULA PLATE 14H/RIGHT/216MM | Trauma | EA
02.112.159 | 10886982034311 | 2.7MM/3.5MM LCP LATERAL DISTAL FIBULA PLATE 14H/LEFT/216MM | Trauma | EA
02.224.236 | 10886982056696 | 135 DEG LCP DHS PLATE STANDARD BARREL 16 HOLES/284MM | Trauma | EA
02.224.238 | 10886982056719 | 135 DEG LCP DHS PLATE STANDARD BARREL 18 HOLES/316MM | Trauma | EA
02.224.240 | 10886982056733 | 135 DEG LCP DHS PLATE STANDARD BARREL 20 HOLES/348MM | Trauma | EA
02.224.242 | 10886982056757 | 140 DEG LCP DHS PLATE STANDARD BARREL 2 HOLES/60MM | Trauma | EA
02.224.243 | 10886982056771 | 140 DEG LCP DHS PLATE STANDARD BARREL 3 HOLES/76MM | Trauma | EA
02.224.244 | 10886982056795 | 140 DEG LCP DHS PLATE STANDARD BARREL 4 HOLES/92MM | Trauma | EA
02.224.245 | 10886982056818 | 140 DEG LCP DHS PLATE STANDARD BARREL 5 HOLES/108MM | Trauma | EA
02.224.246 | 10886982056832 | 140 DEG LCP DHS PLATE STANDARD BARREL 6 HOLES/124MM | Trauma | EA
02.224.248 | 10886982056856 | 140 DEG LCP DHS PLATE STANDARD BARREL 8 HOLES/156MM | Trauma | EA
02.224.250 | 10886982056870 | 140 DEG LCP DHS PLATE STANDARD BARREL 10 HOLES/188MM | Trauma | EA
02.224.252 | 10886982056894 | 140 DEG LCP DHS PLATE STANDARD BARREL 12 HOLES/220MM | Trauma | EA
02.224.254 | 10886982056917 | 140 DEG LCP DHS PLATE STANDARD BARREL 14 HOLES/252MM | Trauma | EA
02.224.256 | 10886982056931 | 140 DEG LCP DHS PLATE STANDARD BARREL 16 HOLES/284MM | Trauma | EA
02.224.262 | 10886982056955 | 145 DEG LCP DHS PLATE STANDARD BARREL 2 HOLES/60MM | Trauma | EA
02.224.263 | 10886982056979 | 145 DEG LCP DHS PLATE STANDARD BARREL 3 HOLES/76MM | Trauma | EA
02.224.264 | 10886982056993 | 145 DEG LCP DHS PLATE STANDARD BARREL 4 HOLES/92MM | Trauma | EA
02.224.265 | 10886982057013 | 145 DEG LCP DHS PLATE STANDARD BARREL 5 HOLES/108MM | Trauma | EA
02.224.266 | 10886982057037 | 145 DEG LCP DHS PLATE STANDARD BARREL 6 HOLES/124MM | Trauma | EA
02.224.268 | 10886982057051 | 145 DEG LCP DHS PLATE STANDARD BARREL 8 HOLES/156MM | Trauma | EA
02.224.270 | 10886982057075 | 145 DEG LCP DHS PLATE STANDARD BARREL 10 HOLES/188MM | Trauma | EA
02.224.272 | 10886982057099 | 145 DEG LCP DHS PLATE STANDARD BARREL 12 HOLES/220MM | Trauma | EA
02.224.274 | 10886982057112 | 145 DEG LCP DHS PLATE STANDARD BARREL 14 HOLES/252MM | Trauma | EA
02.224.276 | 10886982057136 | 145 DEG LCP DHS PLATE STANDARD BARREL 16 HOLES/284MM | Trauma | EA
02.224.282 | 10886982057150 | 150 DEG LCP DHS PLATE STANDARD BARREL 2 HOLES/60MM | Trauma | EA
02.224.283 | 10886982057174 | 150 DEG LCP DHS PLATE STANDARD BARREL 3 HOLES/76MM | Trauma | EA
02.224.284 | 10886982057198 | 150 DEG LCP DHS PLATE STANDARD BARREL 4 HOLES/92MM | Trauma | EA
02.224.285 | 10886982057211 | 150 DEG LCP DHS PLATE STANDARD BARREL 5 HOLES/108MM | Trauma | EA
02.224.286 | 10886982057235 | 150 DEG LCP DHS PLATE STANDARD BARREL 6 HOLES/124MM | Trauma | EA
02.224.288 | 10886982057259 | 150 DEG LCP DHS PLATE STANDARD BARREL 8 HOLES/156MM | Trauma | EA
02.224.290 | 10886982057273 | 150 DEG LCP DHS PLATE STANDARD BARREL 10 HOLES/188MM | Trauma | EA
02.224.292 | 10886982057297 | 150 DEG LCP DHS PLATE STANDARD BARREL 12 HOLES/220MM | Trauma | EA
02.224.294 | 10886982057310 | 150 DEG LCP DHS PLATE STANDARD BARREL 14 HOLES/252MM | Trauma | EA
02.224.296 | 10886982057334 | 150 DEG LCP DHS PLATE STANDARD BARREL 16 HOLES/284MM | Trauma | EA
02.224.298 | 10886982057358 | 150 DEG LCP DHS PLATE STANDARD BARREL 18 HOLES/316MM | Trauma | EA
02.224.299 | 10886982057372 | 150 DEG LCP DHS PLATE STANDARD BARREL 20 HOLES/348MM | Trauma | EA
01.104.016FE | 10886982020499 | 3.5MM TI LCP OLECRANON PLATE SET-FIELD EQUIPMENT | Trauma | EA
01.104.000E | 10886982020376 | 3.5MM LCP ELBOW SYSTEM EVALUATION SET | Trauma | EA
01.104.015 | 10886982020468 | 3.5MM LCP OLECRANON PLATE SET | Trauma | EA
01.104.015FE | 10886982020475 | 3.5MM LCP OLECRANON PLATE SET FIELD EQUIPMENT | Trauma | EA
01.104.016 | 10886982020482 | 3.5MM TI LCP OLECRANON PLATE SET | Trauma | EA
103.524VTE | 10886982133243 | MINI FRAGMENT IMPLANT SET VETERINARY-EVAL | Trauma | EA
103.521VTE | 10886982133205 | MINI FRAGMENT INSTRUMENT SET VETERINARY-EVAL | Trauma | EA
511.606 | 10886982237583 | AIR REAMER/DRILL II | Trauma | EA
510.790 | 10886982237286 | QUICK COUPLING FOR K-WIRES FOR AIR POWER LINE | Trauma | EA
SD357.100 | 10886982005984 | TAV FOOT RING 180MM DIAMETER | Trauma | EA
01.240.212 | 10886982026941 | 4.0MM LOCKING SCR SLF-TPNG W/HEXAGONAL RECESS/SET | Trauma | EA
413.414 | 10886982212177 | 5.0MM TI LOCKING SCREW SELF-DRILLING/14MM | Trauma | EA
413.418 | 10886982212184 | 5.0MM TI LOCKING SCREW SELF-DRILLING/18MM | Trauma | EA
413.422 | 10886982212191 | 5.0MM TI LOCKING SCREW SELF-DRILLING/22MM | Trauma | EA
413.430 | 10886982212214 | 5.0MM TI LOCKING SCREW SELF-DRILLING/30MM | Trauma | EA
413.435 | 10886982212221 | 5.0MM TI LOCKING SCREW SELF-DRILLING/35MM | Trauma | EA
413.440 | 10886982212238 | 5.0MM TI LOCKING SCREW SELF-DRILLING/40MM | Trauma | EA
413.445 | 10886982212245 | 5.0MM TI LOCKING SCREW SELF-DRILLING/45MM | Trauma | EA
413.450 | 10886982212252 | 5.0MM TI LOCKING SCREW SELF-DRILLING/50MM | Trauma | EA
413.455 | 10886982212269 | 5.0MM TI LOCKING SCREW SELF-DRILLING/55MM | Trauma | EA
413.460 | 10886982212276 | 5.0MM TI LOCKING SCREW SELF-DRILLING/60MM | Trauma | EA
413.465 | 10886982212283 | 5.0MM TI LOCKING SCREW SELF-DRILLING/65MM | Trauma | EA
413.470 | 10886982212290 | 5.0MM TI LOCKING SCREW SELF-DRILLING/70MM | Trauma | EA
413.480 | 10886982212313 | 5.0MM TI LOCKING SCREW SELF-DRILLING/80MM | Trauma | EA
413.485 | 10886982212320 | 5.0MM TI LOCKING SCREW SELF-DRILLING/85MM | Trauma | EA
413.490 | 10886982212337 | 5.0MM TI LOCKING SCREW SELF-DRILLING/90MM | Trauma | EA
212.251 | 10886982152350 | 5.0MM LCKNG SCREW SLF-DRLG W/T25 STARDRIVE RECESS/14MM | Trauma | EA
212.252 | 10886982152367 | 5.0MM LCKNG SCREW SLF-DRLG W/T25 STARDRIVE RECESS/18MM | Trauma | EA
212.253 | 10886982152374 | 5.0MM LCKNG SCREW SLF-DRLG W/T25 STARDRIVE RECESS/22MM | Trauma | EA
212.254 | 10886982152381 | 5.0MM LCKNG SCREW SLF-DRLG W/T25 STARDRIVE RECESS/26MM | Trauma | EA
212.255 | 10886982152398 | 5.0MM LCKNG SCREW SLF-DRLG W/T25 STARDRIVE RECESS/30MM | Trauma | EA
212.256 | 10886982152404 | 5.0MM LCKNG SCREW SLF-DRLG W/T25 STARDRIVE RECESS/35MM | Trauma | EA
212.257 | 10886982152411 | 5.0MM LCKNG SCREW SLF-DRLG W/T25 STARDRIVE RECESS/40MM | Trauma | EA
212.258 | 10886982152428 | 5.0MM LCKNG SCREW SLF-DRLG W/T25 STARDRIVE RECESS/45MM | Trauma | EA
212.259 | 10886982152435 | 5.0MM LCKNG SCREW SLF-DRLG W/T25 STARDRIVE RECESS/50MM | Trauma | EA
212.260 | 10886982152442 | 5.0MM LCKNG SCREW SLF-DRLG W/T25 STARDRIVE RECESS/55MM | Trauma | EA
212.261 | 10886982152459 | 5.0MM LCKNG SCREW SLF-DRLG W/T25 STARDRIVE RECESS/60MM | Trauma | EA
212.262 | 10886982152466 | 5.0MM LCKNG SCREW SLF-DRLG W/T25 STARDRIVE RECESS/65MM | Trauma | EA
212.263 | 10886982152473 | 5.0MM LCKNG SCREW SLF-DRLG W/T25 STARDRIVE RECESS/70MM | Trauma | EA
212.264 | 10886982152480 | 5.0MM LCKNG SCREW SLF-DRLG W/T25 STARDRIVE RECESS/75MM | Trauma | EA
212.265 | 10886982152497 | 5.0MM LCKNG SCREW SLF-DRLG W/T25 STARDRIVE RECESS/80MM | Trauma | EA
212.266 | 10886982152503 | 5.0MM LCKNG SCREW SLF-DRLG W/T25 STARDRIVE RECESS/85MM | Trauma | EA
212.267 | 10886982152510 | 5.0MM LCKNG SCREW SLF-DRLG W/T25 STARDRIVE RECESS/90MM | Trauma | EA
412.251 | 10886982211125 | 5.0MM TI LCKNG SCREW SLF-DRLNG W/T25 STARDRIVE RECESS/14MM | Trauma | EA
412.252 | 10886982211132 | 5.0MM TI LCKNG SCREW SLF-DRLNG W/T25 STARDRIVE RECESS/18MM | Trauma | EA
412.253 | 10886982211149 | 5.0MM TI LCKNG SCREW SLF-DRLNG W/T25 STARDRIVE RECESS/22MM | Trauma | EA
412.254 | 10886982211156 | 5.0MM TI LCKNG SCREW SLF-DRLNG W/T25 STARDRIVE RECESS/26MM | Trauma | EA
412.255 | 10886982211163 | 5.0MM TI LCKNG SCREW SLF-DRLNG W/T25 STARDRIVE RECESS/30MM | Trauma | EA
412.256 | 10886982211170 | 5.0MM TI LCKNG SCREW SLF-DRLNG W/T25 STARDRIVE RECESS/35MM | Trauma | EA
412.257 | 10886982211187 | 5.0MM TI LCKNG SCREW SLF-DRLNG W/T25 STARDRIVE RECESS/40MM | Trauma | EA
412.258 | 10886982211194 | 5.0MM TI LCKNG SCREW SLF-DRLNG W/T25 STARDRIVE RECESS/45MM | Trauma | EA
412.259 | 10886982211200 | 5.0MM TI LCKNG SCREW SLF-DRLNG W/T25 STARDRIVE RECESS/50MM | Trauma | EA
412.260 | 10886982211217 | 5.0MM TI LCKNG SCREW SLF-DRLNG W/T25 STARDRIVE RECESS/55MM | Trauma | EA
412.261 | 10886982211224 | 5.0MM TI LCKNG SCREW SLF-DRLNG W/T25 STARDRIVE RECESS/60MM | Trauma | EA
412.262 | 10886982211231 | 5.0MM TI LCKNG SCREW SLF-DRLNG W/T25 STARDRIVE RECESS/65MM | Trauma | EA
412.263 | 10886982211248 | 5.0MM TI LCKNG SCREW SLF-DRLNG W/T25 STARDRIVE RECESS/70MM | Trauma | EA
412.264 | 10886982211255 | 5.0MM TI LCKNG SCREW SLF-DRLNG W/T25 STARDRIVE RECESS/75MM | Trauma | EA
412.265 | 10886982211262 | 5.0MM TI LCKNG SCREW SLF-DRLNG W/T25 STARDRIVE RECESS/80MM | Trauma | EA
412.266 | 10886982211279 | 5.0MM TI LCKNG SCREW SLF-DRLNG W/T25 STARDRIVE RECESS/85MM | Trauma | EA
412.267 | 10886982211286 | 5.0MM TI LCKNG SCREW SLF-DRLNG W/T25 STARDRIVE RECESS/90MM | Trauma | EA
02.007.000 | 10886982027788 | OLECRANON OSTEOTOMY NAIL AND ENDCAP | Trauma | EA
02.007.001 | 10886982027801 | OLECRANON OSTEOTOMY NAIL | Trauma | EA
02.007.002 | 10886982027825 | OLECRANON OSTEOTOMY END CAP | Trauma | EA
02.007.012 | 10886982027849 | 2.7MM THRDD STEPPED SCR 12MM F/OLECRANON OSTEOTOMY NAIL | Trauma | EA
02.007.014 | 10886982027863 | 2.7MM THRDD STEPPED SCR 14MM F/OLECRANON OSTEOTOMY NAIL | Trauma | EA
02.007.016 | 10886982027887 | 2.7MM THRDD STEPPED SCR 16MM F/OLECRANON OSTEOTOMY NAIL | Trauma | EA
02.007.018 | 10886982027900 | 2.7MM THRDD STEPPED SCR 18MM F/OLECRANON OSTEOTOMY NAIL | Trauma | EA
02.007.020 | 10886982027924 | 2.7MM THRDD STEPPED SCR 20MM F/OLECRANON OSTEOTOMY NAIL | Trauma | EA
02.007.022 | 10886982027948 | 2.7MM THRDD STEPPED SCR 22MM F/OLECRANON OSTEOTOMY NAIL | Trauma | EA
02.007.024 | 10886982027962 | 2.7MM THRDD STEPPED SCR 24MM F/OLECRANON OSTEOTOMY NAIL | Trauma | EA
02.007.026 | 10886982027986 | 2.7MM THRDD STEPPED SCR 26MM F/OLECRANON OSTEOTOMY NAIL | Trauma | EA
02.007.028 | 10886982028006 | 2.7MM THRDD STEPPED SCR 28MM F/OLECRANON OSTEOTOMY NAIL | Trauma | EA
02.007.030 | 10886982028020 | 2.7MM THRDD STEPPED SCR 30MM F/OLECRANON OSTEOTOMY NAIL | Trauma | EA
02.007.032 | 10886982028044 | 2.7MM THRDD STEPPED SCR 32MM F/OLECRANON OSTEOTOMY NAIL | Trauma | EA
02.007.034 | 10886982028068 | 2.7MM THRDD STEPPED SCR 34MM F/OLECRANON OSTEOTOMY NAIL | Trauma | EA
02.007.036 | 10886982028082 | 2.7MM THRDD STEPPED SCR 36MM F/OLECRANON OSTEOTOMY NAIL | Trauma | EA
02.007.038 | 10886982028105 | 2.7MM THRDD STEPPED SCR 38MM F/OLECRANON OSTEOTOMY NAIL | Trauma | EA
02.007.040 | 10886982028129 | 2.7MM THRDD STEPPED SCR 40MM F/OLECRANON OSTEOTOMY NAIL | Trauma | EA
02.007.042 | 10886982028143 | 2.7MM THRDD STEPPED SCR 42MM F/OLECRANON OSTEOTOMY NAIL | Trauma | EA
02.007.044 | 10886982028167 | 2.7MM THRDD STEPPED SCR 44MM F/OLECRANON OSTEOTOMY NAIL | Trauma | EA
02.007.046 | 10886982028181 | 2.7MM THRDD STEPPED SCR 46MM F/OLECRANON OSTEOTOMY NAIL | Trauma | EA
02.007.048 | 10886982028204 | 2.7MM THRDD STEPPED SCR 48MM F/OLECRANON OSTEOTOMY NAIL | Trauma | EA
02.007.050 | 10886982028228 | 2.7MM THRDD STEPPED SCR 50MM F/OLECRANON OSTEOTOMY NAIL | Trauma | EA
02.007.001S | 10886982027818 | OLECRANON OSTEOTOMY NAIL STERILE | Trauma | EA
02.007.002S | 10886982027832 | OLECRANON OSTEOTOMY END CAP STERILE | Trauma | EA
02.007.012S | 10886982027856 | 2.7MM THRDD STEPPED SCR 12MM F/OLECRANON OSTEOTOMY NL-STER | Trauma | EA
02.007.014S | 10886982027870 | 2.7MM THRDD STEPPED SCR 14MM F/OLECRANON OSTEOTOMY NL-STER | Trauma | EA
02.007.016S | 10886982027894 | 2.7MM THRDD STEPPED SCR 16MM F/OLECRANON OSTEOTOMY NL-STER | Trauma | EA
02.007.018S | 10886982027917 | 2.7MM THRDD STEPPED SCR 18MM F/OLECRANON OSTEOTOMY NL-STER | Trauma | EA
02.007.020S | 10886982027931 | 2.7MM THRDD STEPPED SCR 20MM F/OLECRANON OSTEOTOMY NL-STER | Trauma | EA
02.007.022S | 10886982027955 | 2.7MM THRDD STEPPED SCR 22MM F/OLECRANON OSTEOTOMY NL-STER | Trauma | EA
02.007.024S | 10886982027979 | 2.7MM THRDD STEPPED SCR 24MM F/OLECRANON OSTEOTOMY NL-STER | Trauma | EA
02.007.026S | 10886982027993 | 2.7MM THRDD STEPPED SCR 26MM F/OLECRANON OSTEOTOMY NL-STER | Trauma | EA
02.007.028S | 10886982028013 | 2.7MM THRDD STEPPED SCR 28MM F/OLECRANON OSTEOTOMY NL-STER | Trauma | EA
02.007.030S | 10886982028037 | 2.7MM THRDD STEPPED SCR 30MM F/OLECRANON OSTEOTOMY NL-STER | Trauma | EA
02.007.032S | 10886982028051 | 2.7MM THRDD STEPPED SCR 32MM F/OLECRANON OSTEOTOMY NL-STER | Trauma | EA
02.007.034S | 10886982028075 | 2.7MM THRDD STEPPED SCR 34MM F/OLECRANON OSTEOTOMY NL-STER | Trauma | EA
02.007.036S | 10886982028099 | 2.7MM THRDD STEPPED SCR 36MM F/OLECRANON OSTEOTOMY NL-STER | Trauma | EA
02.007.038S | 10886982028112 | 2.7MM THRDD STEPPED SCR 38MM F/OLECRANON OSTEOTOMY NL-STER | Trauma | EA
02.007.040S | 10886982028136 | 2.7MM THRDD STEPPED SCR 40MM F/OLECRANON OSTEOTOMY NL-STER | Trauma | EA
02.007.042S | 10886982028150 | 2.7MM THRDD STEPPED SCR 42MM F/OLECRANON OSTEOTOMY NL-STER | Trauma | EA
02.007.044S | 10886982028174 | 2.7MM THRDD STEPPED SCR 44MM F/OLECRANON OSTEOTOMY NL-STER | Trauma | EA
02.007.046S | 10886982028198 | 2.7MM THRDD STEPPED SCR 46MM F/OLECRANON OSTEOTOMY NL-STER | Trauma | EA
02.007.048S | 10886982028211 | 2.7MM THRDD STEPPED SCR 48MM F/OLECRANON OSTEOTOMY NL-STER | Trauma | EA
02.007.050S | 10886982028235 | 2.7MM THRDD STEPPED SCR 50MM F/OLECRANON OSTEOTOMY NL-STER | Trauma | EA
5413-20/5-15 | 10886982241337 | TI ECCENTER REVISION +15-STERILE | Trauma | EA
03.007.007 | 10886982066633 | OPENING DRILL SLEEVE FOR OLECRANON OSTEOTOMY NAIL | Trauma | EA
03.007.010 | 10886982066664 | AIMING ARM PINCH SCREW FOR OLECRANON OSTEOTOMY NAIL | Trauma | EA
03.007.011 | 10886982066671 | ALIGNMENT TOOL FOR OLECRANON OSTEOTOMY NAIL | Trauma | EA
03.007.013 | 10886982066695 | 5.5MM/2.4MM DRILL SLEEVE FOR OLECRANON OSTEOTOMY NAIL | Trauma | EA
03.007.016 | 10886982066725 | SCREW MEASURING DEVICE FOR OLECRANON OSTEOTOMY NAIL | Trauma | EA
SD319.005 | 10886982004932 | PERCUTANEOUS DEPTH GAUGE WITH HANDLE | Trauma | EA
03.221.007 | 10886982076700 | TRIGGER HANDLE F/CABLE CUTTER | Trauma | EA
05.001.255 | 10886982130303 | JACOBS CHUCK WITH KEY/REAMING SPEED/WITHOUT REVERSE | Trauma | EA
01.034.002FE | 10886982020086 | TIBIAL NAIL EX WITH PROXIMAL BEND/IMPLANT SET-FE | Trauma | EA
SD394.300 | 10886982006639 | DRILL GUIDE WITH EXTENDED HANDLE | Trauma | EA
60.550.020 | 10886982249135 | GRAPHIC CASE BASE ASSEMBLY FOR POWER DRIVE SET | Trauma | EA
60.550.021 | 10886982249142 | LID FOR POWER DRIVE SET GRAPHIC CASE | Trauma | EA
02.122.710 | 10886982041678 | 4.5MM VA-LCP CURVED CONDYLAR PLATE/10 HOLES/246MM/RIGHT | Trauma | EA
02.122.711 | 10886982041692 | 4.5MM VA-LCP CURVED CONDYLAR PLATE/10 HOLES/246MM/LEFT | Trauma | EA
02.122.714 | 10886982041753 | 4.5MM VA-LCP CURVED CONDYLAR PLATE/14 HOLES/318MM/RIGHT | Trauma | EA
02.122.715 | 10886982041777 | 4.5MM VA-LCP CURVED CONDYLAR PLATE/14 HOLES/318MM/LEFT | Trauma | EA
02.122.718 | 10886982041838 | 4.5MM VA-LCP CURVED CONDYLAR PLATE/18 HOLES/390MM/RIGHT | Trauma | EA
02.122.719 | 10886982041852 | 4.5MM VA-LCP CURVED CONDYLAR PLATE/18 HOLES/390MM/LEFT | Trauma | EA
02.122.722 | 10886982041913 | 4.5MM VA-LCP CURVED CONDYLAR PLATE/22 HOLES/461MM/RIGHT | Trauma | EA
02.122.723 | 10886982041937 | 4.5MM VA-LCP CURVED CONDYLAR PLATE/22 HOLES/461MM/LEFT | Trauma | EA
02.122.710S | 10886982041685 | 4.5MM VA-LCP CURVED CONDYLAR PLATE/10H/246MM/RIGHT-STERILE | Trauma | EA
02.122.711S | 10886982041708 | 4.5MM VA-LCP CURVED CONDYLAR PLATE/10H/246MM/LEFT-STERILE | Trauma | EA
02.122.714S | 10886982041760 | 4.5MM VA-LCP CURVED CONDYLAR PLATE/14H/318MM/RIGHT-STERILE | Trauma | EA
02.122.715S | 10886982041784 | 4.5MM VA-LCP CURVED CONDYLAR PLATE/14H/318MM/LEFT-STERILE | Trauma | EA
02.122.718S | 10886982041845 | 4.5MM VA-LCP CURVED CONDYLAR PLATE/18H/390MM/RIGHT-STERILE | Trauma | EA
02.122.719S | 10886982041869 | 4.5MM VA-LCP CURVED CONDYLAR PLATE/18H/390MM/LEFT-STERILE | Trauma | EA
02.122.722S | 10886982041920 | 4.5MM VA-LCP CURVED CONDYLAR PLATE/22H/461MM/RIGHT-STERILE | Trauma | EA
02.122.723S | 10886982041944 | 4.5MM VA-LCP CURVED CONDYLAR PLATE/22H/461MM/LEFT-STERILE | Trauma | EA
05.001.107 | 10886982129291 | DIVIDER KIT FOR PROCEDURE CART DRAWER | Trauma | EA
05.003.101S | 10886982130785 | SAW BLADE 90MM X 12.5MM 0.90MM CUT THICKNESS-STERILE | Trauma | EA
05.003.105S | 10886982130860 | SAW BLADE 90MM X 12.5MM 1.25MM CUT THICKNESS-STERILE | Trauma | EA
05.003.108S | 10886982130921 | SAW BLADE 90MM X 12.5MM 1.40MM CUT THICKNESS-STERILE | Trauma | EA
05.003.111S | 10886982130983 | SAW BLADE 90MM X 19.0MM 0.90MM CUT THICKNESS-STERILE | Trauma | EA
05.003.115S | 10886982131065 | SAW BLADE 90MM X 19.0MM 1.25MM CUT THICKNESS-STERILE | Trauma | EA
05.003.118S | 10886982131126 | SAW BLADE 90MM X 19.0MM 1.40MM CUT THICKNESS-STERILE | Trauma | EA
05.003.121S | 10886982131188 | SAW BLADE 90MM X 19-9.5MM 0.90MM CUT THICKNESS-STERILE | Trauma | EA
05.003.125S | 10886982131263 | SAW BLADE 90MM X 19-9.5MM 1.25MM CUT THICKNESS-STERILE | Trauma | EA
05.003.128S | 10886982131324 | SAW BLADE 90MM X 19-9.5MM 1.40MM CUT THICKNESS-STERILE | Trauma | EA
05.003.131S | 10886982131386 | SAW BLADE 90MM X 25.0MM 0.90MM CUT THICKNESS-STERILE | Trauma | EA
05.003.135S | 10886982131461 | SAW BLADE 90MM X 25.0MM 1.25MM CUT THICKNESS-STERILE | Trauma | EA
05.003.138S | 10886982131522 | SAW BLADE 90MM X 25.0MM 1.40MM CUT THICKNESS-STERILE | Trauma | EA
05.003.300S | 10886982131560 | SAW BLADE 60MM X 25.0MM 0.89MM CUT THICKNESS-STERILE | Trauma | EA
05.003.301S | 10886982131584 | SAW BLADE 60MM X 25.0MM 0.90MM CUT THICKNESS-STERILE | Trauma | EA
60.550.024 | 10886982249159 | INSERT TRAY FOR POWER DRIVE BATTERY CASINGS | Trauma | EA
690.577.06 | 20886982254693 | GROMMET F/ATTACHMENT RACK FOR COMPACT AIR DRV II&PWR DRV CSE | Trauma | P6
01.008.004EPI | 10886982019479 | HINDFOOT ARTHRODESIS NAIL-EX SYSTEM IMPLANT SET | Trauma | EA
01.001.592E | 10886982018823 | EPD TORQUE CALIBRATION UNIT EVAL SET | Trauma | EA
SD357.018 | 10886982005793 | SPIRAL BLADE MEASURING DEVICE PERCUTANEOUS URFN | Trauma | EA
05.003.101 | 10886982130778 | SAW BLADE 90MM X 12.5MM 0.90MM CUT THICKNESS | Trauma | EA
05.003.102 | 10886982130792 | SAW BLADE 90MM X 12.5MM 1.00MM CUT THICKNESS | Trauma | EA
05.003.103 | 10886982130815 | SAW BLADE 90MM X 12.5MM 1.07MM CUT THICKNESS | Trauma | EA
05.003.104 | 10886982130839 | SAW BLADE 90MM X 12.5MM 1.19MM CUT THICKNESS | Trauma | EA
05.003.105 | 10886982130853 | SAW BLADE 90MM X 12.5MM 1.25MM CUT THICKNESS | Trauma | EA
05.003.106 | 10886982130877 | SAW BLADE 90MM X 12.5MM 1.27MM CUT THICKNESS | Trauma | EA
05.003.107 | 10886982130891 | SAW BLADE 90MM X 12.5MM 1.37MM CUT THICKNESS | Trauma | EA
05.003.108 | 10886982130914 | SAW BLADE 90MM X 12.5MM 1.40MM CUT THICKNESS | Trauma | EA
05.003.109 | 10886982130938 | SAW BLADE 90MM X 12.5MM 1.47MM CUT THICKNESS | Trauma | EA
05.003.110 | 10886982130952 | SAW BLADE 90MM X 19.0MM 0.89MM CUT THICKNESS | Trauma | EA
05.003.111 | 10886982130976 | SAW BLADE 90MM X 19.0MM 0.90MM CUT THICKNESS | Trauma | EA
05.003.112 | 10886982130990 | SAW BLADE 90MM X 19.0MM 1.00MM CUT THICKNESS | Trauma | EA
05.003.113 | 10886982131010 | SAW BLADE 90MM X 19.0MM 1.07MM CUT THICKNESS | Trauma | EA
05.003.114 | 10886982131034 | SAW BLADE 90MM X 19.0MM 1.19MM CUT THICKNESS | Trauma | EA
05.003.115 | 10886982131058 | SAW BLADE 90MM X 19.0MM 1.25MM CUT THICKNESS | Trauma | EA
05.003.117 | 10886982131096 | SAW BLADE 90MM X 19.0MM 1.37MM CUT THICKNESS | Trauma | EA
05.003.118 | 10886982131119 | SAW BLADE 90MM X 19.0MM 1.40MM CUT THICKNESS | Trauma | EA
05.003.119 | 10886982131133 | SAW BLADE 90MM X 19.0MM 1.47MM CUT THICKNESS | Trauma | EA
05.003.120 | 10886982131157 | SAW BLADE 90MM X 19-9.5MM 0.89MM CUT THICKNESS | Trauma | EA
05.003.121 | 10886982131171 | SAW BLADE 90MM X 19-9.5MM 0.90MM CUT THICKNESS | Trauma | EA
05.003.122 | 10886982131195 | SAW BLADE 90MM X 19-9.5MM 1.00MM CUT THICKNESS | Trauma | EA
05.003.123 | 10886982131218 | SAW BLADE 90MM X 19-9.5MM 1.07MM CUT THICKNESS | Trauma | EA
05.003.124 | 10886982131232 | SAW BLADE 90MM X 19-9.5MM 1.19MM CUT THICKNESS | Trauma | EA
05.003.125 | 10886982131256 | SAW BLADE 90MM X 19-9.5MM 1.25MM CUT THICKNESS | Trauma | EA
05.003.126 | 10886982131270 | SAW BLADE 90MM X 19-9.5MM 1.27MM CUT THICKNESS | Trauma | EA
05.003.127 | 10886982131294 | SAW BLADE 90MM X 19-9.5MM 1.37MM CUT THICKNESS | Trauma | EA
05.003.128 | 10886982131317 | SAW BLADE 90MM X 19-9.5MM 1.40MM CUT THICKNESS | Trauma | EA
05.003.129 | 10886982131331 | SAW BLADE 90MM X 19-9.5MM 1.47MM CUT THICKNESS | Trauma | EA
01.108.004EP | 10886982020789 | PEDIATRIC LCP HIP PLATE SYSTEM EARNED PRODUCT INSTRUMENT SET | Trauma | EA
01.108.005EP | 10886982020819 | PEDIATRIC LCP HIP PLATE SYSTEM EARNED PRODUCT IMPLANT SET | Trauma | EA
05.003.133 | 10886982131416 | SAW BLADE 90MM X 25.0MM 1.07MM CUT THICKNESS | Trauma | EA
05.003.134 | 10886982131430 | SAW BLADE 90MM X 25.0MM 1.19MM CUT THICKNESS | Trauma | EA
05.003.135 | 10886982131454 | SAW BLADE 90MM X 25.0MM 1.25MM CUT THICKNESS | Trauma | EA
05.003.137 | 10886982131492 | SAW BLADE 90MM X 25.0MM 1.37MM CUT THICKNESS | Trauma | EA
05.003.138 | 10886982131515 | SAW BLADE 90MM X 25.0MM 1.40MM CUT THICKNESS | Trauma | EA
05.003.300 | 10886982131553 | SAW BLADE 60MM X 25.0MM 0.89MM CUT THICKNESS | Trauma | EA
05.003.301 | 10886982131577 | SAW BLADE 60MM X 25.0MM 0.90MM CUT THICKNESS | Trauma | EA
05.003.130 | 10886982131355 | SAW BLADE 90MM X 25.0MM 0.89MM CUT THICKNESS | Trauma | EA
05.003.131 | 10886982131379 | SAW BLADE 90MM X 25.0MM 0.90MM CUT THICKNESS | Trauma | EA
05.003.132 | 10886982131393 | SAW BLADE 90MM X 25.0MM 1.00MM CUT THICKNESS | Trauma | EA
01.110.039 | 10886982021007 | 2.4MM LCP VOLAR COLUMN DISTAL RADIUS PLATE SET | Trauma | EA
01.110.039FE1 | 10886982021038 | 2.4MM LCP VOLAR COLUMN DISTAL RADIUS PLATE SET | Trauma | EA
01.003.006 | 10886982018946 | LAT ENTRY FEMORAL RECON NAIL ACCESSORY IMPLANT SET | Trauma | EA
01.110.040 | 10886982021052 | 2.4MM TI LCP VOLAR COLUMN DISTAL RADIUS PLATE SET | Trauma | EA
01.110.040FE1 | 10886982021076 | 2.4MM TI LCP VOLAR COLUMN DISTAL RADIUS PLATE SET | Trauma | EA
01.003.300 | 10886982019066 | LAT ENTRY FEMORAL RECON NAIL INSTRUMENT SET | Trauma | EA
01.110.040EPI | 10886982021069 | 2.4MM TI LCP VOLAR COLUMN DIST RADIUS PL EARNED PROD IMPL SET | Trauma | EA
01.003.300EPA | 10886982019080 | LAT ENTRY FEMORAL RECON NAIL EARNED PRODUCT SET | Trauma | EA
01.003.300FE | 10886982019097 | LAT ENTRY FEMORAL RECON NAIL FIELD EQUIPMENT SET | Trauma | EA
01.110.039EPI | 10886982021014 | 2.4MM LCP VOLAR COLUMN DISTAL RADIUS PL EARNED PROD IMPL SET | Trauma | EA
01.110.039EP1 | 10886982021021 | 2.4MM LCP VOLAR CLMN DIST RAD IMPL MODULE EARNED PRODUCT SET | Trauma | EA
01.110.039FE2 | 10886982021045 | 2.4MM LCP VOLAR COLUMN DISTAL RADIUS REGIONAL EQUIP SET | Trauma | EA
01.003.005E | 10886982018939 | LAT ENTRY FEMORAL RECON NAIL EVALUATION SET | Trauma | EA
04.240.010 | 10886982127105 | 3.7MM TI CANNULATED LOCKING SCREW 10MM | Trauma | EA
04.240.012 | 10886982127112 | 3.7MM TI CANNULATED LOCKING SCREW 12MM | Trauma | EA
04.240.014 | 10886982127129 | 3.7MM TI CANNULATED LOCKING SCREW 14MM | Trauma | EA
04.240.016 | 10886982127136 | 3.7MM TI CANNULATED LOCKING SCREW 16MM | Trauma | EA
04.240.018 | 10886982127143 | 3.7MM TI CANNULATED LOCKING SCREW 18MM | Trauma | EA
04.240.020 | 10886982127150 | 3.7MM TI CANNULATED LOCKING SCREW 20MM | Trauma | EA
04.240.022 | 10886982127167 | 3.7MM TI CANNULATED LOCKING SCREW 22MM | Trauma | EA
04.240.024 | 10886982127174 | 3.7MM TI CANNULATED LOCKING SCREW 24MM | Trauma | EA
04.240.026 | 10886982127181 | 3.7MM TI CANNULATED LOCKING SCREW 26MM | Trauma | EA
04.240.028 | 10886982127198 | 3.7MM TI CANNULATED LOCKING SCREW 28MM | Trauma | EA
04.240.030 | 10886982127204 | 3.7MM TI CANNULATED LOCKING SCREW 30MM | Trauma | EA
04.240.032 | 10886982127211 | 3.7MM TI CANNULATED LOCKING SCREW 32MM | Trauma | EA
04.240.034 | 10886982127228 | 3.7MM TI CANNULATED LOCKING SCREW 34MM | Trauma | EA
04.240.036 | 10886982127235 | 3.7MM TI CANNULATED LOCKING SCREW 36MM | Trauma | EA
04.240.038 | 10886982127242 | 3.7MM TI CANNULATED LOCKING SCREW 38MM | Trauma | EA
04.240.040 | 10886982127259 | 3.7MM TI CANNULATED LOCKING SCREW 40MM | Trauma | EA
04.240.042 | 10886982127266 | 3.7MM TI CANNULATED LOCKING SCREW 42MM | Trauma | EA
04.240.044 | 10886982127273 | 3.7MM TI CANNULATED LOCKING SCREW 44MM | Trauma | EA
04.240.046 | 10886982127280 | 3.7MM TI CANNULATED LOCKING SCREW 46MM | Trauma | EA
04.240.048 | 10886982127297 | 3.7MM TI CANNULATED LOCKING SCREW 48MM | Trauma | EA
04.240.050 | 10886982127303 | 3.7MM TI CANNULATED LOCKING SCREW 50MM | Trauma | EA
04.240.052 | 10886982127310 | 3.7MM TI CANNULATED LOCKING SCREW 52MM | Trauma | EA
04.240.054 | 10886982127327 | 3.7MM TI CANNULATED LOCKING SCREW 54MM | Trauma | EA
04.240.056 | 10886982127334 | 3.7MM TI CANNULATED LOCKING SCREW 56MM | Trauma | EA
04.240.058 | 10886982127341 | 3.7MM TI CANNULATED LOCKING SCREW 58MM | Trauma | EA
04.240.060 | 10886982127358 | 3.7MM TI CANNULATED LOCKING SCREW 60MM | Trauma | EA
04.240.065 | 10886982127365 | 3.7MM TI CANNULATED LOCKING SCREW 65MM | Trauma | EA
04.240.070 | 10886982127372 | 3.7MM TI CANNULATED LOCKING SCREW 70MM | Trauma | EA
04.240.075 | 10886982127389 | 3.7MM TI CANNULATED LOCKING SCREW 75MM | Trauma | EA
04.240.080 | 10886982127396 | 3.7MM TI CANNULATED LOCKING SCREW 80MM | Trauma | EA
04.240.085 | 10886982127402 | 3.7MM TI CANNULATED LOCKING SCREW 85MM | Trauma | EA
04.240.090 | 10886982127419 | 3.7MM TI CANNULATED LOCKING SCREW 90MM | Trauma | EA
04.240.095 | 10886982127426 | 3.7MM TI CANNULATED LOCKING SCREW 95MM | Trauma | EA
04.240.210 | 10886982127433 | 3.7MM TI CANNULATED CONICAL SCREW 8MM THREAD/10MM | Trauma | EA
04.240.212 | 10886982127440 | 3.7MM TI CANNULATED CONICAL SCREW 8MM THREAD/12MM | Trauma | EA
04.240.214 | 10886982127457 | 3.7MM TI CANNULATED CONICAL SCREW 8MM THREAD/14MM | Trauma | EA
04.240.216 | 10886982127464 | 3.7MM TI CANNULATED CONICAL SCREW 8MM THREAD/16MM | Trauma | EA
04.240.218 | 10886982127471 | 3.7MM TI CANNULATED CONICAL SCREW 8MM THREAD/18MM | Trauma | EA
04.240.220 | 10886982127488 | 3.7MM TI CANNULATED CONICAL SCREW 15MM THREAD/20MM | Trauma | EA
04.240.222 | 10886982127495 | 3.7MM TI CANNULATED CONICAL SCREW 15MM THREAD/22MM | Trauma | EA
04.240.224 | 10886982127501 | 3.7MM TI CANNULATED CONICAL SCREW 15MM THREAD/24MM | Trauma | EA
04.240.226 | 10886982127518 | 3.7MM TI CANNULATED CONICAL SCREW 15MM THREAD/26MM | Trauma | EA
04.240.228 | 10886982127525 | 3.7MM TI CANNULATED CONICAL SCREW 15MM THREAD/28MM | Trauma | EA
04.240.230 | 10886982127532 | 3.7MM TI CANNULATED CONICAL SCREW 15MM THREAD/30MM | Trauma | EA
04.240.232 | 10886982127549 | 3.7MM TI CANNULATED CONICAL SCREW 15MM THREAD/32MM | Trauma | EA
04.240.234 | 10886982127556 | 3.7MM TI CANNULATED CONICAL SCREW 15MM THREAD/34MM | Trauma | EA
04.240.236 | 10886982127563 | 3.7MM TI CANNULATED CONICAL SCREW 15MM THREAD/36MM | Trauma | EA
04.240.238 | 10886982127570 | 3.7MM TI CANNULATED CONICAL SCREW 15MM THREAD/38MM | Trauma | EA
04.240.240 | 10886982127587 | 3.7MM TI CANNULATED CONICAL SCREW 25MM THREAD/40MM | Trauma | EA
04.240.242 | 10886982127594 | 3.7MM TI CANNULATED CONICAL SCREW 25MM THREAD/42MM | Trauma | EA
04.240.244 | 10886982127600 | 3.7MM TI CANNULATED CONICAL SCREW 25MM THREAD/44MM | Trauma | EA
04.240.246 | 10886982127617 | 3.7MM TI CANNULATED CONICAL SCREW 25MM THREAD/46MM | Trauma | EA
04.240.248 | 10886982127624 | 3.7MM TI CANNULATED CONICAL SCREW 25MM THREAD/48MM | Trauma | EA
04.240.250 | 10886982127631 | 3.7MM TI CANNULATED CONICAL SCREW 25MM THREAD/50MM | Trauma | EA
04.240.252 | 10886982127648 | 3.7MM TI CANNULATED CONICAL SCREW 25MM THREAD/52MM | Trauma | EA
04.240.254 | 10886982127655 | 3.7MM TI CANNULATED CONICAL SCREW 25MM THREAD/54MM | Trauma | EA
04.240.256 | 10886982127662 | 3.7MM TI CANNULATED CONICAL SCREW 25MM THREAD/56MM | Trauma | EA
04.240.258 | 10886982127679 | 3.7MM TI CANNULATED CONICAL SCREW 25MM THREAD/58MM | Trauma | EA
04.240.260 | 10886982127686 | 3.7MM TI CANNULATED CONICAL SCREW 25MM THREAD/60MM | Trauma | EA
04.240.265 | 10886982127693 | 3.7MM TI CANNULATED CONICAL SCREW 25MM THREAD/65MM | Trauma | EA
04.240.270 | 10886982127709 | 3.7MM TI CANNULATED CONICAL SCREW 25MM THREAD/70MM | Trauma | EA
04.240.275 | 10886982127716 | 3.7MM TI CANNULATED CONICAL SCREW 25MM THREAD/75MM | Trauma | EA
04.240.280 | 10886982127723 | 3.7MM TI CANNULATED CONICAL SCREW 25MM THREAD/80MM | Trauma | EA
04.240.285 | 10886982127730 | 3.7MM TI CANNULATED CONICAL SCREW 25MM THREAD/85MM | Trauma | EA
04.240.290 | 10886982127747 | 3.7MM TI CANNULATED CONICAL SCREW 25MM THREAD/90MM | Trauma | EA
04.240.295 | 10886982127754 | 3.7MM TI CANNULATED CONICAL SCREW 25MM THREAD/95MM | Trauma | EA
01.401.001 | 10886982027276 | EPOCA SHOULDER PROSTHESIS PRESS INSTRUMENT SET | Trauma | EA
01.401.002 | 10886982027283 | EPOCA SHOULDER PROSTHESIS RASPS INSTRUMENT SET | Trauma | EA
01.401.003 | 10886982027290 | EPOCA SHOULDER PROSTHESIS TRIAL IMPLANTS INSTRUMENT SET | Trauma | EA
01.401.004 | 10886982027306 | EPOCA SHOULDER PROSTHESIS GLENOID INSTRUMENT SET | Trauma | EA
01.401.006 | 10886982027320 | EPOCA SHOULDER PROSTHESIS INSTRUMENT SET | Trauma | EA
01.124.002 | 10886982025012 | 3.5MM TI LCP ANTEROLATERAL DISTAL PLATE-IMPLANT SET | Trauma | EA
01.124.002E | 10886982025029 | 3.5MM TI LCP ANTEROLATERAL DISTAL PLATE IMPLANT SET-EVAL | Trauma | EA
E5118-1 | 10886982001115 | STEM REMOVAL TOOL | Trauma | EA
E5119-1 | 10886982001122 | CABLE PASSER | Trauma | EA
01.003.007 | 10886982019042 | LATERAL ENTRY FEMORAL RECON NAIL UPGRADE INSTRUMENT SET | Trauma | EA
02.226.705S | 10886982060082 | 4.5MM HEADLESS COMPRESSION SCR/SHORT THRD/105MM-STERILE | Trauma | EA
02.226.710S | 10886982060099 | 4.5MM HEADLESS COMPRESSION SCR/SHORT THRD/110MM-STERILE | Trauma | EA
02.226.805S | 10886982060587 | 4.5MM HEADLESS COMPRESSION SCR/LONG THRD/105MM-STERILE | Trauma | EA
02.226.810S | 10886982060594 | 4.5MM HEADLESS COMPRESSION SCR/LONG THRD/110MM-STERILE | Trauma | EA
E5117-1 | 10886982001092 | HUMERAL HEAD CUTTING GUIDE | Trauma | EA
SD690.347 | 10886982007667 | TOP CASE ASSEMBLY SMALL FRAG LCP NYLON COATED | Trauma | EA
03.122.017 | 10886982074652 | PROTECTION SLEEVE | Trauma | EA
SD312.120 | 10886982004420 | PLATE SPANNING ARTICULATED TENSION DEVICE | Trauma | EA
SD314.119 | 10886982004734 | SCREWDRIVER SHAFT WITH Q/C SELF-RETAINING/T25 STARDRIVE | Trauma | EA
492.08E | 10886982236203 | 0.8MM TI KIRSCHNER WIRE 70MM | Trauma | EA
01.111.124EPI | 10886982021632 | 2.4/2.7MM LOCKING FOOT IMPLANT SET | Trauma | EA
01.111.124FE1 | 10886982021649 | 2.4/2.7MM LOCKING FOOT MODULE AND IMPLANT SET | Trauma | EA
01.111.144 | 10886982021748 | 2.4/2.7MM TI LOCKING FOOT MODULE AND IMPLANT SET | Trauma | EA
01.111.144EPI | 10886982021762 | 2.4/2.7MM TI LOCKING FOOT IMPLANT SET | Trauma | EA
01.111.144FE1 | 10886982021779 | 2.4/2.7MM TI LOCKING FOOT MODULE AND IMPLANT SET | Trauma | EA
492.10E | 10886982236227 | 1.0MM TI KIRSCHNER WIRE 150MM | Trauma | EA
01.111.124 | 10886982021618 | 2.4/2.7MM LOCKING FOOT MODULE AND IMPLANT SET | Trauma | EA
01.111.144E | 10886982021755 | 2.4/2.7MM TI LOCKING FOOT MODULE AND IMPLANT SET-EVAL | Trauma | EA
E5221-3 | 10886982001450 | 2.5MM DRILL BIT/180MM | Trauma | EA
01.111.124E | 10886982021625 | 2.4/2.7MM LOCKING FOOT MODULE AND IMPLANT SET-EVAL | Trauma | EA
02.100.325 | 10886982028839 | 3.5MM QUADRILATERAL SURFACE PLATE/STANDARD | Trauma | EA
02.100.326 | 10886982028853 | 3.5MM QUADRILATERAL SURFACE PLATE/LONG | Trauma | EA
02.100.327 | 10886982028877 | 3.5MM QUADRILATERAL SURFACE PLATE/SHORT | Trauma | EA
01.120.033 | 10886982024305 | LCP PERIART AIMING INSTR SET UPGRADE 105.072 TO 01.120.030 | Trauma | EA
01.120.030 | 10886982024275 | LCP PERIARTICULAR AIMING INSTR SET/LARGE | Trauma | EA
01.120.030FE | 10886982024299 | LCP PERIARTICULAR AIMING INSTR FIELD EQUIPMENT SET/LARGE | Trauma | EA
01.120.030E | 10886982024282 | LCP PERIARTICULAR AIMING INSTR EVAL SET/LARGE | Trauma | EA
01.306.000E | 10886982027177 | PELVIC C-CLAMP II SET-EVAL | Trauma | EA
105.954LN | 10886982137623 | SMALL BATTERY DRIVE W/14.4V BATTERY SET-LOANER | Trauma | EA
105.954 | 10886982137593 | SMALL BATTERY DRIVE W/14.4V BATTERY PACK SET | Trauma | EA
105.954PA | 10886982137630 | SM BATTERY DRV W/14.4V BATTERY PACK GRAPHIC CSE & CHARGER SET | Trauma | EA
01.401.000E | 10886982027245 | EPOCA SHOULDER PROSTHESIS SYSTEM EVAL SET | Trauma | EA
01.401.000FE3 | 10886982027269 | EPOCA SHOULDER PROSTHESIS SET REGIONAL FIELD EQUIPMENT | Trauma | EA
01.401.000FE2 | 10886982027252 | EPOCA SHOULDER PROSTHESIS SET METRO CENTERS FIELD EQUIPMENT | Trauma | EA
03.113.002 | 10886982072702 | PERIARTIC INSERTN HNDL F/3.5MM LCP MEDIAL DISTAL TIBIA PL/RT | Trauma | EA
03.113.004 | 10886982072726 | PERIARTIC INSERTN HNDL F/3.5MM LCP MEDIAL DISTAL TIBIA PL/LT | Trauma | EA
03.113.006 | 10886982072733 | AIMING ARM FOR 3.5MM LCP ANTEROLATERAL DISTAL TIB PLATE | Trauma | EA
03.113.007 | 10886982072740 | PERIARTICULAR INSERTION HANDLE F/3.5MM LCP PLATES | Trauma | EA
03.113.008 | 10886982072757 | CLAMPING FOOT F/3.5MM LCP ANTEROLATERAL DISTAL TIBIA PL | Trauma | EA
SD516.324 | 10886982007407 | EX NAIL POWER ADAPTER | Trauma | EA
01.240.010 | 10886982026729 | 5.0MM LOCKING SCREW SELF-DRLG W/HEX RECESS SET | Trauma | EA
01.240.011 | 10886982026736 | 5.0MM TI LOCKING SCR SLF-DRLG W/HEX RECESS SET | Trauma | EA
01.240.012 | 10886982026743 | 5.0MM LOCKING SCREW SELF-DRLG W/STARDRIVE RECESS SET | Trauma | EA
01.240.013 | 10886982026750 | 5.0MM TI LOCKING SCR SLF-DRLG W/STARDRIVE RECESS SET | Trauma | EA
01.240.014 | 10886982026767 | 5.0MM LOCKING SCREW SLF-DRLG W/STARDRIVE & PERIPR SCR SET | Trauma | EA
01.240.015 | 10886982026774 | 5.0MM TI LOCKING SCR SLF-DRLG W/STARDRIVE & PERIPR SCR SET | Trauma | EA
60.240.020 | 10886982248756 | GRAPHIC CASE BASE FOR 3.7MM CANN LCKNG CONICAL SCREW CASE | Trauma | EA
60.240.018 | 10886982248732 | IMPLANT TRAY FOR 3.7MM CANNULATED LOCKING SCREWS | Trauma | EA
103.001VTE | 10886982132925 | CRIF IMPLANT SET VETERINARY EVAL | Trauma | EA
103.002VTE | 10886982132949 | CRIF INSTRUMENT SET VETERINARY EVAL | Trauma | EA
SD690.003 | 10886982007650 | SMALL FRAGMENT-LOCKING GRAPHIC CASE-VET | Trauma | EA
SD690.002 | 10886982007643 | SMALL FRAGMENT-STANDARD GRAPHIC CASE-VET | Trauma | EA
690.864 | 10886982255242 | LABEL SHEET FOR HINDFOOT ARTHRODESIS NAIL GRAPHIC CASE | Trauma | EA
323.035E | 10886982190628 | 1.8MM THREADED DRILL GUIDE SHORT | Trauma | EA
60.120.051 | 10886982247568 | TOMOFIX SCREW RACK FOR TI CORTEX AND LOCKING SCREWS | Trauma | EA
SD360.244 | 10886982006431 | SHAFT FOR 7.5MM INTRAMEDULLARY REDUCTION TOOL | Trauma | EA
02.112.116S | 10886982033543 | 2.7MM/3.5MM LCP POSTLAT DSTL FIBULA PL 8H/RIGHT/142MM-STER | Trauma | EA
02.112.117S | 10886982033567 | 2.7MM/3.5MM LCP POSTLAT DSTL FIBULA PL 8H/LEFT/142MM-STER | Trauma | EA
02.112.120S | 10886982033628 | 2.7MM/3.5MM LCP POSTLAT DSTL FIBULA PL 10H/RIGHT/168MM-STER | Trauma | EA
02.112.121S | 10886982033642 | 2.7MM/3.5MM LCP POSTLAT DSTL FIBULA PL 10H/LEFT/168MM-STER | Trauma | EA
02.112.124S | 10886982033703 | 2.7MM/3.5MM LCP POSTLAT DSTL FIBULA PL 12H/RIGHT/194MM-STER | Trauma | EA
02.112.125S | 10886982033727 | 2.7MM/3.5MM LCP POSTLAT DSTL FIBULA PL 12H/LEFT/194MM-STER | Trauma | EA
02.112.128S | 10886982033789 | 2.7MM/3.5MM LCP POSTLAT DSTL FIBULA PL 14H/RIGHT/220MM-STER | Trauma | EA
02.112.129S | 10886982033802 | 2.7MM/3.5MM LCP POSTLAT DSTL FIBULA PL 14H/LEFT/220MM-STER | Trauma | EA
SD314.121 | 10886982004741 | SCREWDRIVER SHAFT 66MM T8 DEEP STARDRIVE/SOLID | Trauma | EA
240.082S | 10886982164872 | 3.5MM LCP PILON PLATE 7 HOLES-STERILE | Trauma | EA
240.083S | 10886982164896 | 3.5MM LCP PILON PLATE 9 HOLES-STERILE | Trauma | EA
02.112.146S | 10886982034069 | 2.7MM/3.5MM LCP LAT DISTAL FIBULA PL 8H/RT/138MM-STERILE | Trauma | EA
02.112.147S | 10886982034083 | 2.7MM/3.5MM LCP LAT DISTAL FIBULA PL 8H/LT/138MM-STERILE | Trauma | EA
02.112.150S | 10886982034144 | 2.7MM/3.5MM LCP LAT DISTAL FIBULA PL 10H/RT/164MM-STERILE | Trauma | EA
02.112.151S | 10886982034168 | 2.7MM/3.5MM LCP LAT DISTAL FIBULA PL 10H/LT/164MM-STERILE | Trauma | EA
02.112.154S | 10886982034229 | 2.7MM/3.5MM LCP LAT DISTAL FIBULA PL 12H/RT/190MM-STERILE | Trauma | EA
02.112.155S | 10886982034243 | 2.7MM/3.5MM LCP LAT DISTAL FIBULA PL 12H/LT/190MM-STERILE | Trauma | EA
02.112.158S | 10886982034304 | 2.7MM/3.5MM LCP LAT DISTAL FIBULA PL 14H/RT/216MM-STERILE | Trauma | EA
02.112.159S | 10886982034328 | 2.7MM/3.5MM LCP LAT DISTAL FIBULA PL 14H/LT/216MM-STERILE | Trauma | EA
SD314.300 | 10886982004857 | 2.5MM HEXAGONAL SHAFT SELF-RETAINING 245MM | Trauma | EA
02.112.043S | 10886982032973 | 3.5MM LCP LAT ANT/INFERIOR CLAVICLE PLATE/8 HOLE-STERILE | Trauma | EA
02.112.044S | 10886982032980 | 3.5MM LCP MEDL ANT/INFERIOR CLAVICLE PLATE/6 HOLE-STERILE | Trauma | EA
04.112.043S | 10886982102744 | 3.5MM TI LCP LAT ANT/INFERIOR CLAVICLE PLATE/8 HOLE-STERILE | Trauma | EA
04.112.044S | 10886982102751 | 3.5MM TI LCP MEDL ANT/INFERIOR CLAVICLE PLATE/6 HOLE-STERILE | Trauma | EA
023.201.000E | 10886982064356 | BATTERY TESTER-EVALUATION | Trauma | EA
02.122.324S | 10886982040459 | 95Â° MODULAR PLATE 4 HOLES STERILE | Trauma | EA
02.122.326S | 10886982040473 | 95Â° MODULAR PLATE 6 HOLES STERILE | Trauma | EA
02.122.324 | 10886982040442 | 95Â° MODULAR PLATE 4 HOLES | Trauma | EA
02.122.328S | 10886982040497 | 95Â° MODULAR PLATE 8 HOLES STERILE | Trauma | EA
02.122.330S | 10886982040510 | 95Â° MODULAR PLATE 10 HOLES STERILE | Trauma | EA
02.122.326 | 10886982040466 | 95Â° MODULAR PLATE 6 HOLES | Trauma | EA
02.122.332S | 10886982040534 | 95Â° MODULAR PLATE 12 HOLES RIGHT-STERILE | Trauma | EA
02.122.333S | 10886982040558 | 95Â° MODULAR PLATE 12 HOLES LEFT-STERILE | Trauma | EA
02.122.328 | 10886982040480 | 95Â° MODULAR PLATE 8 HOLES | Trauma | EA
02.122.334S | 10886982040572 | 95Â° MODULAR PLATE 14 HOLES RIGHT-STERILE | Trauma | EA
02.122.335S | 10886982040596 | 95Â° MODULAR PLATE 14 HOLES LEFT-STERILE | Trauma | EA
02.122.330 | 10886982040503 | 95Â° MODULAR PLATE 10 HOLES | Trauma | EA
02.122.336S | 10886982040619 | 95Â° MODULAR PLATE 16 HOLES RIGHT-STERILE | Trauma | EA
02.122.337S | 10886982040633 | 95Â° MODULAR PLATE 16 HOLES LEFT-STERILE | Trauma | EA
02.122.338S | 10886982040657 | 95Â° MODULAR PLATE 18 HOLES RIGHT-STERILE | Trauma | EA
02.122.332 | 10886982040527 | 95Â° MODULAR PLATE 12 HOLES RIGHT | Trauma | EA
02.122.339S | 10886982040671 | 95Â° MODULAR PLATE 18 HOLES LEFT-STERILE | Trauma | EA
02.122.333 | 10886982040541 | 95Â° MODULAR PLATE 12 HOLES LEFT | Trauma | EA
02.122.340S | 10886982040695 | 95Â° MODULAR PLATE 20 HOLES RIGHT-STERILE | Trauma | EA
02.122.334 | 10886982040565 | 95Â° MODULAR PLATE 14 HOLES RIGHT | Trauma | EA
02.122.341S | 10886982040718 | 95Â° MODULAR PLATE 20 HOLES LEFT-STERILE | Trauma | EA
02.122.335 | 10886982040589 | 95Â° MODULAR PLATE 14 HOLES LEFT | Trauma | EA
02.122.303S | 10886982040374 | 90Â° MODULAR PLATE 3 HOLES 10MM OFFSET-STERILE | Trauma | EA
02.122.336 | 10886982040602 | 95Â° MODULAR PLATE 16 HOLES RIGHT | Trauma | EA
02.122.306S | 10886982040398 | 90Â° MODULAR PLATE 6 HOLES 10MM OFFSET-STERILE | Trauma | EA
02.122.337 | 10886982040626 | 95Â° MODULAR PLATE 16 HOLES LEFT | Trauma | EA
02.122.338 | 10886982040640 | 95Â° MODULAR PLATE 18 HOLES RIGHT | Trauma | EA
02.122.313S | 10886982040411 | 90Â° MODULAR PLATE 3 HOLES 15MM OFFSET-STERILE | Trauma | EA
02.122.316S | 10886982040435 | 90Â° MODULAR PLATE 6 HOLES 15MM OFFSET-STERILE | Trauma | EA
02.122.353S | 10886982040756 | 110Â° MODULAR PLATE 3 HOLES WITH OFFSET-STERILE | Trauma | EA
02.122.339 | 10886982040664 | 95Â° MODULAR PLATE 18 HOLES LEFT | Trauma | EA
02.122.356S | 10886982040763 | 110Â° MODULAR PLATE 6 HOLES WITH OFFSET-STERILE | Trauma | EA
02.122.340 | 10886982040688 | 95Â° MODULAR PLATE 20 HOLES RIGHT | Trauma | EA
02.122.550 | 10886982040978 | 14MM SPIRAL BLADE 50MM RIGHT | Trauma | EA
02.122.363S | 10886982040787 | 120Â° MODULAR PLATE 3 HOLES WITH OFFSET-STERILE | Trauma | EA
02.122.341 | 10886982040701 | 95Â° MODULAR PLATE 20 HOLES LEFT | Trauma | EA
02.122.366S | 10886982040794 | 120Â° MODULAR PLATE 6 HOLES WITH OFFSET-STERILE | Trauma | EA
02.122.342 | 10886982040725 | 95Â° MODULAR PLATE 22 HOLES RIGHT | Trauma | EA
02.122.373S | 10886982040817 | 130Â° MODULAR PLATE 3 HOLES WITH OFFSET-STERILE | Trauma | EA
02.122.343 | 10886982040732 | 95Â° MODULAR PLATE 22 HOLES LEFT | Trauma | EA
02.122.376S | 10886982040824 | 130Â° MODULAR PLATE 6 HOLES WITH OFFSET-STERILE | Trauma | EA
02.122.382S | 10886982040848 | 130Â° MODULAR PLATE 2 HOLES FOR FRACTURES-STERILE | Trauma | EA
02.122.384S | 10886982040862 | 130Â° MODULAR PLATE 4 HOLES FOR FRACTURES-STERILE | Trauma | EA
02.122.303 | 10886982040367 | 90Â° MODULAR PLATE 3 HOLES 10MM OFFSET | Trauma | EA
02.122.386S | 10886982040886 | 130Â° MODULAR PLATE 6 HOLES FOR FRACTURES-STERILE | Trauma | EA
02.122.306 | 10886982040381 | 90Â° MODULAR PLATE 6 HOLES 10MM OFFSET | Trauma | EA
02.122.388S | 10886982040909 | 130Â° MODULAR PLATE 8 HOLES FOR FRACTURES-STERILE | Trauma | EA
02.122.551 | 10886982040992 | 14MM SPIRAL BLADE 50MM LEFT | Trauma | EA
02.122.313 | 10886982040404 | 90Â° MODULAR PLATE 3 HOLES 15MM OFFSET | Trauma | EA
02.122.390S | 10886982040923 | 130Â° MODULAR PLATE 10 HOLES RIGHT FOR FRACTURES-STERILE | Trauma | EA
02.122.316 | 10886982040428 | 90Â° MODULAR PLATE 6 HOLES 15MM OFFSET | Trauma | EA
02.122.391S | 10886982040947 | 130Â° MODULAR PLATE 10 HOLES LEFT FOR FRACTURES-STERILE | Trauma | EA
02.122.353 | 10886982040749 | 110Â° MODULAR PLATE 3 HOLES WITH OFFSET | Trauma | EA
02.122.550S | 10886982040985 | 14MM SPIRAL BLADE 50MM RIGHT STERILE | Trauma | EA
02.122.551S | 10886982041005 | 14MM SPIRAL BLADE 50MM LEFT STERILE | Trauma | EA
02.122.392S | 10886982040954 | 130Â° MODULAR PLATE 12 HOLES RIGHT FOR FRACTURES-STERILE | Trauma | EA
02.122.555S | 10886982041029 | 14MM SPIRAL BLADE 55MM RIGHT STERILE | Trauma | EA
02.122.393S | 10886982040961 | 130Â° MODULAR PLATE 12 HOLES LEFT FOR FRACTURES-STERILE | Trauma | EA
02.122.363 | 10886982040770 | 120Â° MODULAR PLATE 3 HOLES WITH OFFSET | Trauma | EA
02.122.373 | 10886982040800 | 130Â° MODULAR PLATE 3 HOLES WITH OFFSET | Trauma | EA
02.122.651S | 10886982041586 | COUPLING SCREW-STERILE | Trauma | EA
02.122.382 | 10886982040831 | 130Â° MODULAR PLATE 2 HOLES | Trauma | EA
02.122.384 | 10886982040855 | 130Â° MODULAR PLATE 4 HOLES | Trauma | EA
02.122.651 | 10886982041579 | COUPLING SCREW | Trauma | EA
02.122.386 | 10886982040879 | 130Â° MODULAR PLATE 6 HOLES | Trauma | EA
02.122.388 | 10886982040893 | 130Â° MODULAR PLATE 8 HOLES | Trauma | EA
02.122.390 | 10886982040916 | 130Â° MODULAR PLATE 10 HOLES RIGHT | Trauma | EA
02.122.391 | 10886982040930 | 130Â° MODULAR PLATE 10 HOLES LEFT | Trauma | EA
02.122.555 | 10886982041012 | 14MM SPIRAL BLADE 55MM RIGHT | Trauma | EA
02.122.556 | 10886982041036 | 14MM SPIRAL BLADE 55MM LEFT | Trauma | EA
02.122.560 | 10886982041050 | 14MM SPIRAL BLADE 60MM RIGHT | Trauma | EA
02.122.561 | 10886982041074 | 14MM SPIRAL BLADE 60MM LEFT | Trauma | EA
02.122.556S | 10886982041043 | 14MM SPIRAL BLADE 55MM LEFT STERILE | Trauma | EA
02.122.560S | 10886982041067 | 14MM SPIRAL BLADE 60MM RIGHT STERILE | Trauma | EA
02.122.561S | 10886982041081 | 14MM SPIRAL BLADE 60MM LEFT STERILE | Trauma | EA
02.122.565S | 10886982041104 | 14MM SPIRAL BLADE 65MM RIGHT STERILE | Trauma | EA
02.122.566S | 10886982041128 | 14MM SPIRAL BLADE 65MM LEFT STERILE | Trauma | EA
02.122.570S | 10886982041142 | 14MM SPIRAL BLADE 70MM RIGHT STERILE | Trauma | EA
02.122.571S | 10886982041166 | 14MM SPIRAL BLADE 70MM LEFT STERILE | Trauma | EA
02.122.575S | 10886982041180 | 14MM SPIRAL BLADE 75MM RIGHT STERILE | Trauma | EA
02.122.576S | 10886982041203 | 14MM SPIRAL BLADE 75MM LEFT STERILE | Trauma | EA
02.122.580S | 10886982041227 | 14MM SPIRAL BLADE 80MM RIGHT STERILE | Trauma | EA
02.122.581S | 10886982041241 | 14MM SPIRAL BLADE 80MM LEFT STERILE | Trauma | EA
02.122.585S | 10886982041265 | 14MM SPIRAL BLADE 85MM RIGHT STERILE | Trauma | EA
02.122.565 | 10886982041098 | 14MM SPIRAL BLADE 65MM RIGHT | Trauma | EA
02.122.586S | 10886982041289 | 14MM SPIRAL BLADE 85MM LEFT STERILE | Trauma | EA
02.122.590S | 10886982041302 | 14MM SPIRAL BLADE 90MM RIGHT STERILE | Trauma | EA
02.122.591S | 10886982041326 | 14MM SPIRAL BLADE 90MM LEFT STERILE | Trauma | EA
02.122.595S | 10886982041340 | 14MM SPIRAL BLADE 95MM RIGHT STERILE | Trauma | EA
02.122.596S | 10886982041364 | 14MM SPIRAL BLADE 95MM LEFT STERILE | Trauma | EA
02.122.600S | 10886982041388 | 14MM SPIRAL BLADE 100MM RIGHT STERILE | Trauma | EA
02.122.601S | 10886982041401 | 14MM SPIRAL BLADE 100MM LEFT STERILE | Trauma | EA
02.122.605S | 10886982041425 | 14MM SPIRAL BLADE 105MM RIGHT STERILE | Trauma | EA
02.122.606S | 10886982041449 | 14MM SPIRAL BLADE 105MM LEFT STERILE | Trauma | EA
02.122.610S | 10886982041463 | 14MM SPIRAL BLADE 110MM RIGHT STERILE | Trauma | EA
02.122.611S | 10886982041487 | 14MM SPIRAL BLADE 110MM LEFT STERILE | Trauma | EA
02.122.615S | 10886982041500 | 14MM SPIRAL BLADE 115MM RIGHT STERILE | Trauma | EA
02.122.616S | 10886982041524 | 14MM SPIRAL BLADE 115MM LEFT STERILE | Trauma | EA
02.122.620S | 10886982041548 | 14MM SPIRAL BLADE 120MM RIGHT STERILE | Trauma | EA
02.122.621S | 10886982041562 | 14MM SPIRAL BLADE 120MM LEFT STERILE | Trauma | EA
02.122.566 | 10886982041111 | 14MM SPIRAL BLADE 65MM LEFT | Trauma | EA
02.122.570 | 10886982041135 | 14MM SPIRAL BLADE 70MM RIGHT | Trauma | EA
02.122.571 | 10886982041159 | 14MM SPIRAL BLADE 70MM LEFT | Trauma | EA
02.122.575 | 10886982041173 | 14MM SPIRAL BLADE 75MM RIGHT | Trauma | EA
02.122.576 | 10886982041197 | 14MM SPIRAL BLADE 75MM LEFT | Trauma | EA
02.122.580 | 10886982041210 | 14MM SPIRAL BLADE 80MM RIGHT | Trauma | EA
02.122.581 | 10886982041234 | 14MM SPIRAL BLADE 80MM LEFT | Trauma | EA
02.122.585 | 10886982041258 | 14MM SPIRAL BLADE 85MM RIGHT | Trauma | EA
02.122.586 | 10886982041272 | 14MM SPIRAL BLADE 85MM LEFT | Trauma | EA
02.122.590 | 10886982041296 | 14MM SPIRAL BLADE 90MM RIGHT | Trauma | EA
02.122.591 | 10886982041319 | 14MM SPIRAL BLADE 90MM LEFT | Trauma | EA
02.122.595 | 10886982041333 | 14MM SPIRAL BLADE 95MM RIGHT | Trauma | EA
02.122.596 | 10886982041357 | 14MM SPIRAL BLADE 95MM LEFT | Trauma | EA
02.122.600 | 10886982041371 | 14MM SPIRAL BLADE 100MM RIGHT | Trauma | EA
02.122.601 | 10886982041395 | 14MM SPIRAL BLADE 100MM LEFT | Trauma | EA
02.122.605 | 10886982041418 | 14MM SPIRAL BLADE 105MM RIGHT | Trauma | EA
02.122.606 | 10886982041432 | 14MM SPIRAL BLADE 105MM LEFT | Trauma | EA
02.122.610 | 10886982041456 | 14MM SPIRAL BLADE 110MM RIGHT | Trauma | EA
02.122.611 | 10886982041470 | 14MM SPIRAL BLADE 110MM LEFT | Trauma | EA
02.122.615 | 10886982041494 | 14MM SPIRAL BLADE 115MM RIGHT | Trauma | EA
02.122.616 | 10886982041517 | 14MM SPIRAL BLADE 115MM LEFT | Trauma | EA
02.122.620 | 10886982041531 | 14MM SPIRAL BLADE 120MM RIGHT | Trauma | EA
02.122.621 | 10886982041555 | 14MM SPIRAL BLADE 120MM LEFT | Trauma | EA
103.530 | 10886982133274 | LARGE FRAGMENT INSTRUMENT SET VETERINARY | Trauma | EA
103.532 | 10886982133304 | LARGE FRAGMENT LOCKING INSTRUMENT SET-VETERINARY | Trauma | EA
103.531 | 10886982133298 | LARGE FRAGMENT STANDARD INSTRUMENT SET-VETERINARY | Trauma | EA
103.534 | 10886982133311 | LARGE FRAGMENT LC-DCP PLATE SET-VETERINARY | Trauma | EA
103.535 | 10886982133328 | LARGE FRAGMENT LCP PLATE SET-VETERINARY | Trauma | EA
103.536 | 10886982133335 | LARGE FRAGMENT STANDARD 5.5MM SCREW SET-VETERINARY | Trauma | EA
103.537 | 10886982133359 | LARGE FRAGMENT STANDARD 4.5MM SCREW SET-VETERINARY | Trauma | EA
103.538 | 10886982133373 | LARGE FRAGMENT LOCKING SCREW SET-VETERINARY | Trauma | EA
689.885 | 10886982251831 | BIN FOR VARIO CASE 64MMX29MMX205MM | Trauma | EA
68.111.042 | 10886982251596 | VARIO CASE IMPLANT TRAY F/6.5MM MIDFOOT FUSION BOLT | Trauma | EA
68.111.041 | 10886982251589 | VARIO CASE INSTRUMENT TRAY F/6.5MM MIDFOOT FUSION BOLT | Trauma | EA
689.510 | 10886982251794 | VARIO CASE BASE-FULL SIZE | Trauma | EA
03.122.032 | 10886982074799 | BLADE EXTRACTOR | Trauma | EA
60.122.010 | 10886982247858 | MODULAR BLADE PLATE SYSTEM INSTRUMENT GRAPHIC CASE | Trauma | EA
60.122.011 | 10886982247865 | MODULAR BLADE PLATE SYSTEM IMPLANT GRAPHIC CASE | Trauma | EA
03.122.033 | 10886982074805 | 14.5MM DRILL SLEEVE FOR 130Â° BLADES | Trauma | EA
03.122.024 | 10886982074713 | IMPACTOR TIP | Trauma | EA
03.122.028 | 10886982074751 | IMPACTOR CAP FOR INSERTER | Trauma | EA
03.122.031 | 10886982074782 | BLADE IMPACTOR | Trauma | EA
03.000.370S | 10886982065797 | DRILL BIT WITH STOP LENGTH 4MM Ã 1.0MM W/MQC | Trauma | EA
03.000.371S | 10886982065803 | DRILL BIT WITH STOP LENGTH 8MM Ã 1.0MM W/MQC | Trauma | EA
03.000.372S | 10886982065810 | DRILL BIT WITH STOP LENGTH 12MM Ã 1.0MM W/MQC | Trauma | EA
03.000.373S | 10886982065827 | DRILL BIT WITH STOP LENGTH 4MM Ã 1.1MM W/MQC | Trauma | EA
03.000.374S | 10886982065834 | DRILL BIT WITH STOP LENGTH 8MM Ã 1.1MM W/MQC | Trauma | EA
03.000.375S | 10886982065841 | DRILL BIT WITH STOP LENGTH 12MM Ã 1.1MM W/MQC | Trauma | EA
03.000.376S | 10886982065858 | DRILL BIT WITH STOP LENGTH 18MM Ã 1.1MM W/MQC | Trauma | EA
03.000.377S | 10886982065865 | DRILL BIT WITH STOP LENGTH 6MM Ã 1.5MM W/MQC | Trauma | EA
03.000.378S | 10886982065872 | DRILL BIT WITH STOP LENGTH 12MM Ã 1.5MM W/MQC | Trauma | EA
03.000.379S | 10886982065889 | DRILL BIT WITH STOP LENGTH 18MM Ã 1.5MM W/MQC | Trauma | EA
03.000.380S | 10886982065896 | DRILL BIT WITH STOP LENGTH 6MM Ã 1.8MM W/MQC | Trauma | EA
03.000.381S | 10886982065902 | DRILL BIT WITH STOP LENGTH 12MM Ã 1.8MM W/MQC | Trauma | EA
03.000.382S | 10886982065919 | DRILL BIT WITH STOP LENGTH 18MM Ã 1.8MM W/MQC | Trauma | EA
03.000.383S | 10886982065926 | DRILL BIT WITH STOP LENGTH 18MM Ã 2.0MM W/MQC | Trauma | EA
03.000.384S | 10886982065933 | DRILL BIT WITH STOP LENGTH 18MM Ã 1.0MM W/MQC | Trauma | EA
03.122.023 | 10886982074706 | ADJUSTABLE WIRE GUIDE | Trauma | EA
03.122.026 | 10886982074737 | BLADE INSERTER | Trauma | EA
03.122.027 | 10886982074744 | 14.5MM DRILL SLEEVE FOR 90Â°/95Â°/110Â°/120Â° BLADES | Trauma | EA
03.122.029 | 10886982074768 | COUPLING SCREW FOR INSERTER | Trauma | EA
03.122.030 | 10886982074775 | SOLID COUPLING SCREW FOR INSERTER FOR REMOVAL ONLY | Trauma | EA
03.122.025 | 10886982074720 | 14.5MM DRILL BIT | Trauma | EA
02.108.295 | 10886982029584 | 3.0MM KIRSCHNER WIRE DRILL TIP/400MM | Trauma | EA
03.108.015 | 10886982071613 | OSTEOTOMY GUIDING DEVICE COMPLETE | Trauma | EA
03.108.026 | 10886982071705 | DEPTH GAUGE FOR OSTEOTOMY GUIDING DEVICE | Trauma | EA
SD314.122 | 10886982004758 | T25 STARDRIVE SCREWDRIVER SELF-RETAINING W/TIP BREAK | Trauma | EA
01.001.501 | 10886982018748 | GRAPHIC CASE SET FOR SMALL BATTERY DRIVE SET | Trauma | EA
440.831S | 10886982220684 | TI TOMOFIX MEDIAL HIGH TIBIA PLATE-4 HOLES/SMALL-STERILE | Trauma | EA
03.010.301 | 10886982068125 | GUIDE BAR FOR MODAD-EX | Trauma | EA
03.010.302 | 10886982068132 | ADAPTOR F/LATERAL ENTRY FEMORAL NAIL-EX | Trauma | EA
03.010.303 | 10886982068149 | AIMING BLOCK F/LAT MEDL LCKNG LATERAL ENTRY FEMORAL NAIL-EX | Trauma | EA
03.010.308 | 10886982068194 | SPACER ARM FOR MODAD-EX | Trauma | EA
03.010.309 | 10886982068200 | AIMING ARM F/ANTERIOR POSTERIOR LCKNG/TIBIAL NAIL-EX | Trauma | EA
03.010.334 | 10886982068453 | 8.0MM/6.0MM DRILL SLEEVE | Trauma | EA
03.010.310 | 10886982068217 | AIMING ARM F/ANTERIOR POSTRIOR LCKNG/RETROGRADE FEMORAL NAIL | Trauma | EA
03.010.311 | 10886982068224 | AIMING ARM F/OBLIQUE LOCKING LATERAL ENTRY FEMORAL NAIL-EX | Trauma | EA
03.010.335 | 10886982068460 | 6.0MM TROCAR | Trauma | EA
03.010.336 | 10886982068477 | 6.0MM TWO-FLUTED DRILL BIT QUICK COUPLING/250MM | Trauma | EA
03.010.337 | 10886982068484 | 6.0MM FLAT TIP DRILL BIT QUICK COUPLING/250MM | Trauma | EA
03.010.312 | 10886982068231 | ADAPTOR FOR HUMERAL NAIL-EX | Trauma | EA
03.010.313 | 10886982068248 | HOLDER FOR EXPANDER/MODAD-EX | Trauma | EA
03.010.338 | 10886982068491 | 6.0MM/3.2MM CURETTE F/MEDIAL CONTACT OPENING 260MM | Trauma | EA
03.010.339 | 10886982068507 | 7.0MM/5.0MM CURETTE FOR MEDIAL NAIL CONTACT OPENING 260MM | Trauma | EA
68.010.301 | 10886982251558 | VARIO CASE FOR MODAD-EX W/O CONTENT W/O LID | Trauma | EA
68.010.302 | 10886982251565 | VARIO CASE F/MODAD-EX/ANTERIOR POSTERIOR/OBLIQUE LOCKING | Trauma | EA
356.226 | 10886982195302 | T-CURETTE F/ANTERIOR NAIL CONTACT OPENING F/MODAD | Trauma | EA
356.618 | 10886982195548 | L-CURETTE F/ANTERIOR NAIL CONTACT OPENING/SMALL | Trauma | EA
356.619 | 10886982195555 | L-CURETTE F/ANTERIOR NAIL CONTACT OPENING/MEDIUM | Trauma | EA
356.620 | 10886982195562 | L-CURETTE F/ANTERIOR NAIL CONTACT OPENING/LARGE | Trauma | EA
356.625 | 10886982195579 | CONNECTING SCREW F/EXPANDER SPACER | Trauma | EA
356.626 | 10886982195586 | EXPANDER WIRE FOR EXPANDER SPACER | Trauma | EA
103.530VTE | 10886982133281 | LARGE FRAGMENT INSTRUMENT SET VETERINARY EVAL | Trauma | EA
103.537VTE | 10886982133366 | LARGE FRAGMENT STANDARD 4.5MM & 6.5MM SCREW SET VET EVAL | Trauma | EA
103.536VTE | 10886982133342 | LARGE FRAGMENT STANDARD 5.5MM SCREW SET VETERINARY EVAL | Trauma | EA
103.538VTE | 10886982133380 | LARGE FRAGMENT LOCKING SCREW SET VETERINARY EVAL | Trauma | EA
03.010.304 | 10886982068156 | AIMING BLOCK F/MEDIAL LATERAL LOCKING TIBIAL NAIL-EX | Trauma | EA
03.010.305 | 10886982068163 | AIMING BLOCK F/LATERAL MEDIAL LCKNG RETRO/ANTEGR FEM NAIL-EX | Trauma | EA
03.010.306 | 10886982068170 | AIMING BLOCK F/HUMERAL NAIL-EX | Trauma | EA
03.010.307 | 10886982068187 | AIMING BLOCK F/OBLIQUE LCKNG TIBIAL NAIL-EX | Trauma | EA
03.010.340 | 10886982068514 | AIMING BLOCK F/OBLIQUE LCKNG HUMERAL NAIL-EX | Trauma | EA
356.206 | 10886982195265 | T-SPACER ADJUSTABLE F/MODAD 157.5MM | Trauma | EA
356.207 | 10886982195272 | L-SPACER SMALL ADJUSTABLE FOR MODAD 157.5MM | Trauma | EA
356.208 | 10886982195289 | L-SPACER MEDIUM ADJUSTABLE FOR MODAD 157.5MM | Trauma | EA
356.209 | 10886982195296 | L-SPACER LARGE ADJUSTABLE FOR MODAD 157.5MM | Trauma | EA
02.122.706 | 10886982041593 | 4.5MM VA-LCP CONDYLAR PLATE 6 HOLES/173MM/RIGHT | Trauma | EA
02.122.707 | 10886982041616 | 4.5MM VA-LCP CONDYLAR PLATE 6 HOLES/173MM/LEFT | Trauma | EA
02.122.708 | 10886982041630 | 4.5MM VA-LCP CONDYLAR PLATE 8 HOLES/209MM/RIGHT | Trauma | EA
02.122.709 | 10886982041654 | 4.5MM VA-LCP CONDYLAR PLATE 8 HOLES/209MM/LEFT | Trauma | EA
02.122.706S | 10886982041609 | 4.5MM VA-LCP CONDYLAR PLATE 6 HOLES/173MM/RIGHT-STERILE | Trauma | EA
02.122.712 | 10886982041715 | 4.5MM VA-LCP CURVED CONDYLAR PLATE/12 HOLES/282MM/RIGHT | Trauma | EA
02.122.713 | 10886982041739 | 4.5MM VA-LCP CURVED CONDYLAR PLATE/12 HOLES/282MM/LEFT | Trauma | EA
02.122.716 | 10886982041791 | 4.5MM VA-LCP CURVED CONDYLAR PLATE/16 HOLES/354MM/RIGHT | Trauma | EA
02.122.717 | 10886982041814 | 4.5MM VA-LCP CURVED CONDYLAR PLATE/16 HOLES/354MM/LEFT | Trauma | EA
02.122.707S | 10886982041623 | 4.5MM VA-LCP CONDYLAR PLATE 6 HOLES/173MM/LEFT-STERILE | Trauma | EA
02.122.720 | 10886982041876 | 4.5MM VA-LCP CURVED CONDYLAR PLATE/20 HOLES/426MM/RIGHT | Trauma | EA
02.122.721 | 10886982041890 | 4.5MM VA-LCP CURVED CONDYLAR PLATE/20 HOLES/426MM/LEFT | Trauma | EA
02.122.708S | 10886982041647 | 4.5MM VA-LCP CONDYLAR PLATE 8 HOLES/209MM/RIGHT-STERILE | Trauma | EA
02.122.709S | 10886982041661 | 4.5MM VA-LCP CONDYLAR PLATE 8 HOLES/209MM/LEFT-STERILE | Trauma | EA
02.122.712S | 10886982041722 | 4.5MM VA-LCP CURVED CONDYLAR PLATE/12H/282MM/RIGHT-STERILE | Trauma | EA
02.122.713S | 10886982041746 | 4.5MM VA-LCP CURVED CONDYLAR PLATE/12H/282MM/LEFT-STERILE | Trauma | EA
02.122.716S | 10886982041807 | 4.5MM VA-LCP CURVED CONDYLAR PLATE/16H/354MM/RIGHT-STERILE | Trauma | EA
02.122.717S | 10886982041821 | 4.5MM VA-LCP CURVED CONDYLAR PLATE/16H/354MM/LEFT-STERILE | Trauma | EA
02.122.720S | 10886982041883 | 4.5MM VA-LCP CURVED CONDYLAR PLATE/20H/426MM/RIGHT-STERILE | Trauma | EA
02.122.721S | 10886982041906 | 4.5MM VA-LCP CURVED CONDYLAR PLATE/20H/426MM/LEFT-STERILE | Trauma | EA
SD355.010 | 10886982005670 | 18MM/13MM PROTECTION SLEEVE F/ SPRL BLD/HINDFOOT ARTHRO NAIL | Trauma | EA
60.113.001 | 10886982243577 | GRAPHIC CASE FOR 3.5MM LCP PERCUTANEOUS INSTRUMENT SYSTEM | Trauma | EA
60.113.004 | 10886982243607 | 3.5MM MEDL DSTL TIB PL AIM ARM TRAY F/ 3.5 PERCUTANEOUS SYS | Trauma | EA
292.31E | 10886982180513 | 3.0MM KIRSCHNER WIRE W/TROCAR POINT 285MM | Trauma | EA
292.18E | 10886982180407 | 1.6MM KIRSCHNER WIRE W/TROCAR POINT 285MM | Trauma | EA
02.224.202S | 10886982056344 | 130 DEG LCP DHS PLATE-STANDARD BARREL 2 HOLES/60MM-STERILE | Trauma | EA
03.010.314 | 10886982068255 | EXPANDER SPACER FOR 8MM TIBIAL NAIL-EX | Trauma | EA
03.010.315 | 10886982068262 | EXPANDER SPACER FOR 9MM TIBIAL NAIL-EX | Trauma | EA
02.224.204S | 10886982056382 | 130 DEG LCP DHS PLATE-STANDARD BARREL 4 HOLES/92MM-STERILE | Trauma | EA
03.010.316 | 10886982068279 | EXPANDER SPACER FOR 10MM TIBIAL NAIL-EX | Trauma | EA
03.010.317 | 10886982068286 | EXPANDER SPACER FOR 11MM TIBIAL NAIL-EX | Trauma | EA
02.224.222S | 10886982056528 | 135 DEG LCP DHS PLATE-STANDARD BARREL 2 HOLES/60MM-STERILE | Trauma | EA
03.010.318 | 10886982068293 | EXPANDER SPACER FOR 12MM TIBIAL NAIL-EX | Trauma | EA
03.010.319 | 10886982068309 | EXPANDER SPACER FOR 13MM TIBIAL NAIL-EX | Trauma | EA
03.010.320 | 10886982068316 | EXPANDER SPACER FOR 9MM R/AFN-EX | Trauma | EA
03.010.321 | 10886982068323 | EXPANDER SPACER FOR 10MM R/AFN-EX | Trauma | EA
03.010.322 | 10886982068330 | EXPANDER SPACER FOR 11-12-13MM R/AFN-EX | Trauma | EA
03.010.323 | 10886982068347 | EXPANDER SPACER FOR 14MM R/AFN-EX | Trauma | EA
02.224.223S | 10886982056542 | 135 DEG LCP DHS PLATE-STANDARD BARREL 3 HOLES/76MM-STERILE | Trauma | EA
02.224.224S | 10886982056566 | 135 DEG LCP DHS PLATE-STANDARD BARREL 4 HOLES/92MM-STERILE | Trauma | EA
02.224.225S | 10886982056580 | 135 DEG LCP DHS PLATE-STANDARD BARREL 5 HOLES/108MM-STERILE | Trauma | EA
03.010.324 | 10886982068354 | EXPANDER SPACER FOR 15MM R/AFN-EX | Trauma | EA
03.010.325 | 10886982068361 | EXPANDER SPACER FOR 9MM LFN-EX | Trauma | EA
03.010.326 | 10886982068378 | EXPANDER SPACER FOR 10MM LFN-EX | Trauma | EA
03.010.327 | 10886982068385 | EXPANDER SPACER FOR 11-12-13MM LFN-EX | Trauma | EA
02.224.226S | 10886982056603 | 135 DEG LCP DHS PLATE-STANDARD BARREL 6 HOLES/124MM-STERILE | Trauma | EA
03.010.328 | 10886982068392 | EXPANDER SPACER FOR 14MM LFN-EX | Trauma | EA
03.010.329 | 10886982068408 | EXPANDER SPACER FOR 15MM LFN-EX | Trauma | EA
03.010.330 | 10886982068415 | EXPANDER SPACER FOR 16MM LFN-EX | Trauma | EA
02.224.242S | 10886982056764 | 140 DEG LCP DHS PLATE-STANDARD BARREL 2 HOLES/60MM-STERILE | Trauma | EA
03.010.331 | 10886982068422 | EXPANDER SPACER FOR 7MM HUMERAL NAIL-EX | Trauma | EA
03.010.332 | 10886982068439 | EXPANDER SPACER FOR 9MM HUMERAL NAIL-EX | Trauma | EA
03.010.333 | 10886982068446 | EXPANDER SPACER FOR 11MM HUMERAL NAIL-EX | Trauma | EA
02.224.244S | 10886982056801 | 140 DEG LCP DHS PLATE-STANDARD BARREL 4 HOLES/92MM-STERILE | Trauma | EA
02.224.262S | 10886982056962 | 145 DEG LCP DHS PLATE-STANDARD BARREL 2 HOLES/60MM-STERILE | Trauma | EA
02.224.264S | 10886982057006 | 145 DEG LCP DHS PLATE-STANDARD BARREL 4 HOLES/92MM-STERILE | Trauma | EA
02.224.282S | 10886982057167 | 150 DEG LCP DHS PLATE-STANDARD BARREL 2 HOLES/60MM-STERILE | Trauma | EA
02.224.284S | 10886982057204 | 150 DEG LCP DHS PLATE-STANDARD BARREL 4 HOLES/92MM-STERILE | Trauma | EA
292.619E | 10886982180698 | 0.8MM GUIDE WIRE 100MM | Trauma | EA
397.341 | 10886982201027 | 3.5MM CLEANING BRUSH | Trauma | EA
397.342 | 10886982201034 | 2.5MM DRILL BIT/JC/400MM 140MM CALIBRATION | Trauma | EA
397.343 | 10886982201041 | 3.5MM DRILL BIT/JC/380MM | Trauma | EA
281.925 | 10886982178008 | 95 DEG DCSÂ® PLATE 12 HOLES/210MM | Trauma | EA
281.925S | 10886982178015 | 95 DEG DCSÂ® PLATE 12 HOLES/210MM-STERILE | Trauma | EA
280.504 | 10886982175694 | DHSÂ®/DCSÂ® LAG SCREW 14.0MM THREAD/100MM | Trauma | EA
280.504S | 10886982175700 | DHSÂ®/DCSÂ® LAG SCREW 14.0MM THREAD/100MM-STERILE | Trauma | EA
280.451 | 10886982175458 | DHSÂ®/DCSÂ® LAG SCREW 12.7MM THREAD/145MM | Trauma | EA
280.451S | 10886982175465 | DHSÂ®/DCSÂ® LAG SCREW 12.7MM THREAD/145MM-STERILE | Trauma | EA
280.454 | 10886982175472 | DHSÂ®/DCSÂ® LAG SCREW 14.0MM THREAD/50MM | Trauma | EA
280.454S | 10886982175489 | DHSÂ®/DCSÂ® LAG SCREW 14.0MM THREAD/50MM-STERILE | Trauma | EA
280.501 | 10886982175670 | DHSÂ®/DCSÂ® LAG SCREW 12.7MM THREAD/50MM | Trauma | EA
280.501S | 10886982175687 | DHSÂ®/DCSÂ® LAG SCREW 12.7MM THREAD/50MM-STERILE | Trauma | EA
294.30SHA | 10886982181381 | 4.0MM/3.0MM SCHANZ SCREW 20MM THREAD/80MM/HA COATING-STERILE | Trauma | EA
294.68SHA | 10886982181664 | 6.0MM SCHANZ SCREW SPADE POINT 190MM/HA COATING-STERILE | Trauma | EA
294.67SHA | 10886982181640 | 6.0MM SCHANZ SCREW SPADE POINT 160MM/HA COATING-STERILE | Trauma | EA
294.43SHA | 10886982181404 | 4.0MM SCHANZ SCREW SPADE POINT 60MM/HA COATING-STERILE | Trauma | EA
294.44SHA | 10886982181428 | 4.0MM SCHANZ SCREW SPADE POINT 80MM/HA COATING-STERILE | Trauma | EA
294.45SHA | 10886982181442 | 4.0MM SCHANZ SCREW SPADE POINT 100MM/HA COATING-STERILE | Trauma | EA
294.46SHA | 10886982181473 | 4.0MM SCHANZ SCREW SPADE POINT 120MM/HA COATING-STERILE | Trauma | EA
294.52SHA | 10886982181503 | 5.0MM SCHANZ SCREW BLUNTED POINT 100MM/HA COATING-STERILE | Trauma | EA
294.53SHA | 10886982181527 | 5.0MM SCHANZ SCREW BLUNTED POINT 125MM/HA COATING-STERILE | Trauma | EA
294.54SHA | 10886982181541 | 5.0MM SCHANZ SCREW BLUNTED POINT 150MM/HA COATING-STERILE | Trauma | EA
294.55SHA | 10886982181565 | 5.0MM SCHANZ SCREW BLUNTED POINT 170MM/HA COATING-STERILE | Trauma | EA
294.56SHA | 10886982181589 | 5.0MM SCHANZ SCREW BLUNTED POINT 200MM/HA COATING-STERILE | Trauma | EA
294.57SHA | 10886982181602 | 5.0MM SCHANZ SCREW BLUNTED POINT 250MM/HA COATING-STERILE | Trauma | EA
294.73SHA | 10886982181701 | 4.5MM SCHANZ SCREW BLUNTED POINT 125MM/HA COATING-STERILE | Trauma | EA
294.74SHA | 10886982181725 | 4.5MM SCHANZ SCREW BLUNTED POINT 150MM/HA COATING-STERILE | Trauma | EA
294.75SHA | 10886982181749 | 4.5MM SCHANZ SCREW BLUNTED POINT 175MM/HA COATING-STERILE | Trauma | EA
294.76SHA | 10886982181763 | 4.5MM SCHANZ SCREW BLUNTED POINT 200MM/HA COATING-STERILE | Trauma | EA
2034 | 10886982145314 | 2004 SYNTHES CATALOG | Trauma | EA
690.505 | 10886982254191 | LID FOR LOCKING SCREW RACK FOR TIBIAL NAIL-EX IMPLANTS | Trauma | EA
690.504 | 10886982254184 | LOCKING SCREW RACK FOR TIBIAL NAIL-EX IMPLANTS | Trauma | EA
690.503 | 10886982254177 | LID FOR SCREW/BLADE RACK FOR FEMORAL NAIL-EX IMPLANTS | Trauma | EA
690.502 | 10886982254160 | SCREW/BLADE RACK FOR FEMORAL NAIL-EX IMPLANTS | Trauma | EA
690.501 | 10886982254153 | GRAPHIC CASE F/FEMORAL NAIL-EX AND TIBIAL NAIL-EX IMPLANT SET | Trauma | EA
03.010.121 | 10886982067890 | LARGE HEXAGONAL SCREWDRIVER 3.5MM WIDTH ACROSS FLATS | Trauma | EA
241.918 | 10886982167644 | 3.5MM LCPÂ® PROXIMAL HUMERUS PLATE-LONG 5H SHAFT/142MM | Trauma | EA
241.919 | 10886982167668 | 3.5MM LCPÂ® PROXIMAL HUMERUS PLATE-LONG 6H SHAFT/160MM | Trauma | EA
241.921 | 10886982167682 | 3.5MM LCPÂ® PROXIMAL HUMERUS PLATE-LONG 8H SHAFT/196MM | Trauma | EA
241.923 | 10886982167705 | 3.5MM LCPÂ® PROXIMAL HUMERUS PLATE-LONG 10H SHAFT/232MM | Trauma | EA
241.925 | 10886982167729 | 3.5MM LCPÂ® PROXIMAL HUMERUS PLATE-LONG 12H SHAFT/268MM | Trauma | EA
05.001.026 | 10886982128386 | CABLE FOOT SWITCH TO FOOT SWITCH 2M F/ELECTRIC PEN DRIVE | Trauma | EA
390.009 | 10886982197863 | LARGE EX-FIX PIN CLAMP MR-CONDITIONAL / 4-POSITION | Trauma | EA
390.010 | 10886982197870 | LARGE EX-FIX PIN CLAMP MR-CONDITIONAL / 6-POSITION | Trauma | EA
390.011 | 10886982197887 | LRG EX-FIX STRAIGHT OUTRIGGER POST 11MM / MR-CONDITIONAL | Trauma | EA
390.012 | 10886982197894 | LARGE EX-FIX 30Â° OUTRIGGER POST 11MM / MR-CONDITIONAL | Trauma | EA
390.013 | 10886982197900 | LARGE EX-FIX 90Â° OUTRIGGER POST 11MM / MR-CONDITIONAL | Trauma | EA
390.026 | 10886982197948 | MEDIUM PIN CLAMP-4 POSITION | Trauma | EA
390.027 | 10886982197955 | MEDIUM PIN CLAMP-6 POSITION | Trauma | EA
390.028 | 10886982197962 | STRAIGHT OUTRIGGER POST 8MM | Trauma | EA
390.029 | 10886982197979 | 30Â° OUTRIGGER POST 8MM | Trauma | EA
390.030 | 10886982197986 | 90Â° OUTRIGGER POST 8MM | Trauma | EA
395.690 | 10886982200570 | 8.0MM CURVED CARBON FIBER ROD 45Â° ANGLE 207MM SPAN | Trauma | EA
395.691 | 10886982200587 | 8.0MM CURVED CARBON FIBER ROD 90Â° ANGLE 382MM SPAN | Trauma | EA
395.692 | 10886982200594 | 8.0MM CURVED CARBON FIBER ROD 135Â° ANGLE 499MM SPAN | Trauma | EA
395.693 | 10886982200600 | 8.0MM CURVED CARBON FIBER ROD 180Â° ANGLE 540MM SPAN | Trauma | EA
245.932 | 10886982170453 | 3.5MM LOW PROFILE RECON J-PLATE 12 HOLES-LEFT | Trauma | EA
245.920 | 10886982170408 | 3.5MM LOW PROFILE RECON J-PLATE 10 HOLES-RIGHT | Trauma | EA
245.936 | 10886982170477 | 3.5MM LOW PROFILE RECON J-PLATE 16 HOLES-LEFT | Trauma | EA
245.930 | 10886982170446 | 3.5MM LOW PROFILE RECON J-PLATE 10 HOLES-LEFT | Trauma | EA
245.922 | 10886982170415 | 3.5MM LOW PROFILE RECON J-PLATE 12 HOLES-RIGHT | Trauma | EA
245.926 | 10886982170439 | 3.5MM LOW PROFILE RECON J-PLATE 16 HOLES-RIGHT | Trauma | EA
245.934 | 10886982170460 | 3.5MM LOW PROFILE RECON J-PLATE 14 HOLES-LEFT | Trauma | EA
245.924 | 10886982170422 | 3.5MM LOW PROFILE RECON J-PLATE 14 HOLES-RIGHT | Trauma | EA
690.484.11 | 10886982254054 | SCREW RACK LID FOR LCPÂ® DISTAL RADIUS PLATE SET GRAPHIC CASE | Trauma | EA
690.484 | 10886982254047 | SCREW RACK FOR TI LCPÂ® DISTAL RADIUS PLATE SET GRAPHIC CASE | Trauma | EA
306.461 | 10886982185389 | SCREW RACK FOR LCPÂ® DISTAL RADIUS PLATE SET GRAPHIC CASE | Trauma | EA
05.001.025 | 10886982128362 | CABLE 3M TO CONSOLE FOR ELECTRIC PEN DRIVE | Trauma | EA
02.100.004 | 10886982028242 | 3.5MM PUBIC SYMPHYSIS PLATE 4 HOLES | Trauma | EA
02.100.006 | 10886982028259 | 3.5MM PUBIC SYMPHYSIS PLATE 6 HOLES | Trauma | EA
03.000.030S | 10886982064523 | BURR ROUND S Ã 1.0MM DIAMOND-COATED | Trauma | EA
03.000.031S | 10886982064530 | BURR ROUND M Ã 1.0MM DIAMOND-COATED | Trauma | EA
03.000.033S | 10886982064547 | BURR ROUND S Ã 1.5MM DIAMOND-COATED | Trauma | EA
03.000.034S | 10886982064554 | BURR ROUND M Ã 1.5MM DIAMOND-COATED | Trauma | EA
03.000.036S | 10886982064561 | BURR ROUND S Ã 2.0MM DIAMOND-COATED | Trauma | EA
03.000.037S | 10886982064578 | BURR ROUND M Ã 2.0MM DIAMOND-COATED | Trauma | EA
03.000.039S | 10886982064585 | BURR ROUND S Ã 2.5MM DIAMOND-COATED | Trauma | EA
03.000.040S | 10886982064592 | BURR ROUND M Ã 2.5MM DIAMOND-COATED | Trauma | EA
03.000.042S | 10886982064608 | BURR ROUND S Ã 3.0MM DIAMOND-COATED | Trauma | EA
03.000.043S | 10886982064615 | BURR ROUND M Ã 3.0MM DIAMOND-COATED | Trauma | EA
03.000.045S | 10886982064622 | BURR ROUND S Ã 3.5MM DIAMOND-COATED | Trauma | EA
03.000.046S | 10886982064639 | BURR ROUND M Ã 3.5MM DIAMOND-COATED | Trauma | EA
03.000.048S | 10886982064646 | BURR ROUND S Ã 4.0MM DIAMOND-COATED | Trauma | EA
03.000.049S | 10886982064653 | BURR ROUND M Ã 4.0MM DIAMOND-COATED | Trauma | EA
03.000.051S | 10886982064660 | BURR ROUND S Ã 5.0MM DIAMOND-COATED | Trauma | EA
03.000.052S | 10886982064677 | BURR ROUND M Ã 5.0MM DIAMOND-COATED | Trauma | EA
03.000.054S | 10886982064684 | BURR ROUND S Ã 6.0MM DIAMOND-COATED | Trauma | EA
03.000.055S | 10886982064691 | BURR ROUND M Ã 6.0MM DIAMOND-COATED | Trauma | EA
03.000.115S | 10886982064981 | SWANSON BURR S Ã 2.0MM HEAD LENGTH 6.3MM | Trauma | EA
03.000.116S | 10886982064998 | SWANSON BURR M Ã 2.0MM HEAD LENGTH 6.3MM | Trauma | EA
03.000.117S | 10886982065001 | SWANSON BURR L Ã 2.0MM HEAD LENGTH 6.3MM | Trauma | EA
03.000.118S | 10886982065018 | SWANSON BURR S Ã 3.0MM HEAD LENGTH 9.7MM | Trauma | EA
03.000.119S | 10886982065025 | SWANSON BURR M Ã 3.0MM HEAD LENGTH 9.7MM | Trauma | EA
03.000.120S | 10886982065032 | SWANSON BURR L Ã 3.0MM HEAD LENGTH 9.7MM | Trauma | EA
03.000.121S | 10886982065049 | SWANSON BURR S Ã 4.0MM HEAD LENGTH 12.7MM | Trauma | EA
03.000.122S | 10886982065056 | SWANSON BURR M Ã 4.0MM HEAD LENGTH 12.7MM | Trauma | EA
03.000.123S | 10886982065063 | SWANSON BURR L Ã 4.0MM HEAD LENGTH 12.7MM | Trauma | EA
03.000.160S | 10886982065131 | SWANSON BURR S Ã 5.0MM HEAD LENGTH 15.8MM | Trauma | EA
03.000.161S | 10886982065148 | SWANSON BURR M Ã 5.0MM HEAD LENGTH 15.8MM | Trauma | EA
03.000.162S | 10886982065155 | SWANSON BURR L Ã 5.0MM HEAD LENGTH 15.8MM | Trauma | EA
03.000.070S | 10886982064769 | BURR EGG-SHAPED S Ã 4.0MM HEAD LENGTH 8.0MM | Trauma | EA
03.000.071S | 10886982064776 | BURR EGG-SHAPED M Ã 4.0MM HEAD LENGTH 8.0MM | Trauma | EA
03.000.073S | 10886982064783 | BURR EGG-SHAPED S Ã 5.5MM HEAD LENGTH 10MM | Trauma | EA
03.000.074S | 10886982064790 | BURR EGG-SHAPED M Ã 5.5MM HEAD LENGTH 10MM | Trauma | EA
03.000.142S | 10886982065070 | DRILL BIT S Ã 1.0MM | Trauma | EA
03.000.144S | 10886982065087 | DRILL BIT S Ã 1.1MM | Trauma | EA
03.000.146S | 10886982065094 | DRILL BIT S Ã 1.3MM | Trauma | EA
03.000.148S | 10886982065100 | DRILL BIT S Ã 1.5MM | Trauma | EA
03.000.150S | 10886982065117 | DRILL BIT S Ã 2.0MM | Trauma | EA
03.000.152S | 10886982065124 | DRILL BIT S Ã 2.5MM | Trauma | EA
245.880 | 10886982170309 | 3.5MM LOW PROFILE CURVED RECON PLATE 108MM RADIUS 10 HOLES | Trauma | EA
245.882 | 10886982170316 | 3.5MM LOW PROFILE CURVED RECON PLATE 108MM RADIUS 12 HOLES | Trauma | EA
245.884 | 10886982170323 | 3.5MM LOW PROFILE CURVED RECON PLATE 108MM RADIUS 14 HOLES | Trauma | EA
245.886 | 10886982170330 | 3.5MM LOW PROFILE CURVED RECON PLATE 108MM RADIUS 16 HOLES | Trauma | EA
245.906 | 10886982170347 | 3.5MM LOW PROFILE CURVED RECON PLATE 88MM RADIUS 6 HOLES | Trauma | EA
245.908 | 10886982170354 | 3.5MM LOW PROFILE CURVED RECON PLATE 88MM RADIUS 8 HOLES | Trauma | EA
245.910 | 10886982170361 | 3.5MM LOW PROFILE CURVED RECON PLATE 88MM RADIUS 10 HOLES | Trauma | EA
245.912 | 10886982170378 | 3.5MM LOW PROFILE CURVED RECON PLATE 88MM RADIUS 12 HOLES | Trauma | EA
245.914 | 10886982170385 | 3.5MM LOW PROFILE CURVED RECON PLATE 88MM RADIUS 14 HOLES | Trauma | EA
245.916 | 10886982170392 | 3.5MM LOW PROFILE CURVED RECON PLATE 88MM RADIUS 16 HOLES | Trauma | EA
245.876 | 10886982170286 | 3.5MM LOW PROFILE CURVED RECON PLATE 108MM RADIUS 6 HOLES | Trauma | EA
245.878 | 10886982170293 | 3.5MM LOW PROFILE CURVED RECON PLATE 108MM RADIUS 8 HOLES | Trauma | EA
690.426 | 10886982253569 | LID FOR 3.5MM LOW PROFILE PELVIC SYSTEM IMPLANT SET | Trauma | EA
690.429 | 10886982253590 | LID FOR 3.5MM LOW PROFILE PELVIC SYSTEM | Trauma | EA
690.436 | 10886982253651 | TRAY FOR 3.5MM LOW PROFILE RECONSTRUCTION PLATES | Trauma | EA
690.437 | 10886982253668 | TRAY FOR 3.5MM LOW PROFILE PELVIC SYSTEM CORTEX SCREWS | Trauma | EA
03.000.233S | 10886982065469 | BURR ACORN-SHAPED S Ã 5.0MM HEAD LENGTH 6.7MM | Trauma | EA
03.000.234S | 10886982065476 | BURR ACORN-SHAPED M Ã 5.0MM HEAD LENGTH 6.7MM | Trauma | EA
03.000.060S | 10886982064707 | BURR ACORN-SHAPED S Ã 6.0MM HEAD LENGTH 8.0MM | Trauma | EA
03.000.061S | 10886982064714 | BURR ACORN-SHAPED M Ã 6.0MM HEAD LENGTH 8.0MM | Trauma | EA
03.000.063S | 10886982064721 | BURR ACORN-SHAPED S Ã 7.5MM HEAD LENGTH 9.5MM | Trauma | EA
03.000.064S | 10886982064738 | BURR ACORN-SHAPED M Ã 7.5MM HEAD LENGTH 9.5MM | Trauma | EA
03.000.066S | 10886982064745 | BURR ACORN-SHAPED S Ã 9.0MM HEAD LENGTH 11.4MM | Trauma | EA
03.000.067S | 10886982064752 | BURR ACORN-SHAPED M Ã 9.0MM HEAD LENGTH 11.4MM | Trauma | EA
03.000.236S | 10886982065483 | BURR PEAR-SHAPED S Ã 4.0MM HEAD LENGTH 6.9MM | Trauma | EA
03.000.237S | 10886982065490 | BURR PEAR-SHAPED M Ã 4.0MM HEAD LENGTH 6.9MM | Trauma | EA
511.791 | 10886982238016 | QUICK COUPLING FOR K-WIRES | Trauma | EA
690.466 | 10886982253903 | GRAPHIC CASE F/4.5MM LCPÂ® CONDYLAR PLATES | Trauma | EA
03.000.170S | 10886982065162 | BURR ROUND LENGTH 28MM Ã 3.0MM W/MINI QUICK COUPLING | Trauma | EA
03.000.171S | 10886982065179 | BURR ROUND LENGTH 45MM Ã 3.0MM W/MINI QUICK COUPLING | Trauma | EA
03.000.172S | 10886982065186 | BURR ROUND LENGTH 45MM Ã 5.0MM W/MINI QUICK COUPLING | Trauma | EA
03.000.076S | 10886982064806 | BURR PEAR-SHAPED S Ã 5.0MM HEAD LENGTH 8.3MM | Trauma | EA
03.000.077S | 10886982064813 | BURR PEAR-SHAPED M Ã 5.0MM HEAD LENGTH 8.3MM | Trauma | EA
03.000.079S | 10886982064820 | BURR PEAR-SHAPED S Ã 6.0MM HEAD LENGTH 9.7MM | Trauma | EA
03.000.080S | 10886982064837 | BURR PEAR-SHAPED M Ã 6.0MM HEAD LENGTH 9.7MM | Trauma | EA
03.000.239S | 10886982065506 | BURR BARREL-SHAPED S Ã 4.0MM HEAD LENGTH 9.0MM | Trauma | EA
03.000.240S | 10886982065513 | BURR BARREL-SHAPED M Ã 4.0MM HEAD LENGTH 9.0MM | Trauma | EA
03.000.082S | 10886982064844 | BURR BARREL-SHAPED S Ã 5.0MM HEAD LENGTH 10MM | Trauma | EA
03.000.083S | 10886982064851 | BURR BARREL-SHAPED M Ã 5.0MM HEAD LENGTH 10MM | Trauma | EA
03.000.242S | 10886982065520 | BURR BARREL-SHAPED S Ã 6.0MM HEAD LENGTH 11MM | Trauma | EA
03.000.243S | 10886982065537 | BURR BARREL-SHAPED M Ã 6.0MM HEAD LENGTH 11MM | Trauma | EA
03.000.000S | 10886982064363 | BURR ROUND S Ã 1.0MM | Trauma | EA
03.000.001S | 10886982064370 | BURR ROUND M Ã 1.0MM | Trauma | EA
03.000.003S | 10886982064387 | BURR ROUND S Ã 1.5MM | Trauma | EA
03.000.004S | 10886982064394 | BURR ROUND M Ã 1.5MM | Trauma | EA
03.000.230S | 10886982065445 | BURR ROUND S Ã 2.0MM | Trauma | EA
03.000.231S | 10886982065452 | BURR ROUND M Ã 2.0MM | Trauma | EA
03.000.006S | 10886982064400 | BURR ROUND S Ã 2.5MM | Trauma | EA
03.000.007S | 10886982064417 | BURR ROUND M Ã 2.5MM | Trauma | EA
03.000.009S | 10886982064424 | BURR ROUND S Ã 3.0MM | Trauma | EA
03.000.010S | 10886982064431 | BURR ROUND M Ã 3.0MM | Trauma | EA
03.000.300S | 10886982065568 | SAW BLADE 18 X 4.0 X 0.38MM F/SAGITTAL SAW | Trauma | EA
03.000.301S | 10886982065575 | SAW BLADE 15 X 6.0 X 0.38MM F/SAGITTAL SAW | Trauma | EA
03.000.302S | 10886982065582 | SAW BLADE 31 X 6.0 X 0.38MM F/SAGITTAL SAW | Trauma | EA
03.000.303S | 10886982065599 | SAW BLADE 22 X 8.0 X 0.38MM F/SAGITTAL SAW | Trauma | EA
03.000.304S | 10886982065605 | SAW BLADE 15 X 10 X 0.38MM F/SAGITTAL SAW | Trauma | EA
03.000.305S | 10886982065612 | SAW BLADE 31 X 10 X 0.38MM F/SAGITTAL SAW | Trauma | EA
03.000.306S | 10886982065629 | SAW BLADE 22 X 12 X 0.38MM F/SAGITTAL SAW | Trauma | EA
03.000.307S | 10886982065636 | SAW BLADE 15 X 16 X 0.38MM F/SAGITTAL SAW | Trauma | EA
03.000.308S | 10886982065643 | SAW BLADE 27 X 6.0 X 0.6MM F/SAGITTAL SAW | Trauma | EA
03.000.309S | 10886982065650 | SAW BLADE 27 X 10 X 0.6MM F/SAGITTAL SAW | Trauma | EA
03.000.012S | 10886982064448 | BURR ROUND S Ã 4.0MM | Trauma | EA
03.000.310S | 10886982065667 | SAW BLADE 27 X 14 X 0.6MM F/SAGITTAL SAW | Trauma | EA
03.000.314S | 10886982065704 | SAW BLADE 18 X 2.5 X 0.38MM F/SAGITTAL SAW | Trauma | EA
03.000.013S | 10886982064455 | BURR ROUND M Ã 4.0MM | Trauma | EA
03.000.015S | 10886982064462 | BURR ROUND S Ã 5.0MM | Trauma | EA
03.000.016S | 10886982064479 | BURR ROUND M Ã 5.0MM | Trauma | EA
03.000.018S | 10886982064486 | BURR ROUND S Ã 6.5MM | Trauma | EA
03.000.019S | 10886982064493 | BURR ROUND M Ã 6.5MM | Trauma | EA
03.000.021S | 10886982064509 | BURR ROUND S Ã 8.0MM | Trauma | EA
03.000.022S | 10886982064516 | BURR ROUND M Ã 8.0MM | Trauma | EA
03.000.094S | 10886982064868 | BURR CYLINDRICAL FISSURE S Ã 1.6MM HEAD LENGTH 4.3MM | Trauma | EA
03.000.095S | 10886982064875 | BURR CYLINDRICAL FISSURE M Ã 1.6MM HEAD LENGTH 4.3MM | Trauma | EA
03.000.097S | 10886982064882 | BURR CYLINDRICAL FISSURE S Ã 3.0MM HEAD LENGTH 16MM | Trauma | EA
03.000.098S | 10886982064899 | BURR CYLINDRICAL FISSURE M Ã 3.0MM HEAD LENGTH 16MM | Trauma | EA
03.000.173S | 10886982065193 | BURR EGG-SHAPED LENGTH 28MM Ã 7.0MM W/MINI QUICK COUPLING | Trauma | EA
03.000.174S | 10886982065209 | BURR EGG-SHAPED LENGTH 45MM Ã 7.0MM W/MINI QUICK COUPLING | Trauma | EA
03.000.175S | 10886982065216 | BURR EGG-SHAPED LENGTH 28MM Ã 8.0MM W/MINI QUICK COUPLING | Trauma | EA
03.000.100S | 10886982064905 | BURR INVERTED CONE S Ã 6.5MM HEAD LENGTH 6.1MM | Trauma | EA
03.000.176S | 10886982065223 | BURR EGG-SHAPED LENGTH 45MM Ã 8.0MM W/MINI QUICK COUPLING | Trauma | EA
03.000.245S | 10886982065544 | BURR DRUM-SHAPED S Ã 4.7MM HEAD LENGTH 7.9MM | Trauma | EA
03.000.246S | 10886982065551 | BURR DRUM-SHAPED M Ã 4.7MM HEAD LENGTH 7.9MM | Trauma | EA
03.000.103S | 10886982064912 | BURR DRUM-SHAPED S Ã 6.0MM HEAD LENGTH 7.9MM | Trauma | EA
03.000.177S | 10886982065230 | BURR CONICAL LENGTH 23MM Ã 5.0MM W/MINI QUICK COUPLING | Trauma | EA
03.000.104S | 10886982064929 | BURR DRUM-SHAPED M Ã 6.0MM HEAD LENGTH 7.9MM | Trauma | EA
03.000.178S | 10886982065247 | BURR CONICAL LENGTH 28MM Ã 5.0MM W/MINI QUICK COUPLING | Trauma | EA
03.000.179S | 10886982065254 | BURR CONICAL LENGTH 45MM Ã 5.0MM W/MINI QUICK COUPLING | Trauma | EA
03.000.180S | 10886982065261 | BURR CONICAL LENGTH 24MM Ã 6.0MM W/MINI QUICK COUPLING | Trauma | EA
03.000.106S | 10886982064936 | BURR DRUM-SHAPED S Ã 9.1MM HEAD LENGTH 7.9MM | Trauma | EA
03.000.181S | 10886982065278 | BURR CONICAL LENGTH 28MM Ã 6.0MM W/MINI QUICK COUPLING | Trauma | EA
03.000.107S | 10886982064943 | BURR DRUM-SHAPED M Ã 9.1MM HEAD LENGTH 7.9MM | Trauma | EA
03.000.182S | 10886982065285 | BURR CONICAL LENGTH 45MM Ã 6.0MM W/MINI QUICK COUPLING | Trauma | EA
03.000.183S | 10886982065292 | BURR PEAR-SHAPED LENGTH 23MM Ã 5.0MM W/MINI QUICK COUPLING | Trauma | EA
03.000.184S | 10886982065308 | BURR PEAR-SHAPED LENGTH 28MM Ã 5.0MM W/MINI QUICK COUPLING | Trauma | EA
03.000.185S | 10886982065315 | BURR PEAR-SHAPED LENGTH 45MM Ã 5.0MM W/MINI QUICK COUPLING | Trauma | EA
03.000.186S | 10886982065322 | BURR PEAR-SHAPED LENGTH 24MM Ã 6.0MM W/MINI QUICK COUPLING | Trauma | EA
03.000.187S | 10886982065339 | BURR PEAR-SHAPED LENGTH 28MM Ã 6.0MM W/MINI QUICK COUPLING | Trauma | EA
03.000.188S | 10886982065346 | BURR PEAR-SHAPED LENGTH 45MM Ã 6.0MM W/MINI QUICK COUPLING | Trauma | EA
03.000.189S | 10886982065353 | BURR TAPERED FISSURE LGTH 31MM Ã 2.1MM W/MINI QUICK COUPLING | Trauma | EA
03.000.190S | 10886982065360 | BURR TAPERED FISSURE LGTH 45MM Ã 2.1MM W/MINI QUICK COUPLING | Trauma | EA
03.000.191S | 10886982065377 | BURR TAPERED FISSURE LGTH 31MM Ã 3.2MM W/MINI QUICK COUPLING | Trauma | EA
03.000.192S | 10886982065384 | BURR TAPERED FISSURE LGTH 45MM Ã 3.2MM W/MINI QUICK COUPLING | Trauma | EA
03.000.193S | 10886982065391 | BURR CIRCULAR LENGTH 28MM Ã 8.0MM W/MINI QUICK COUPLING | Trauma | EA
03.000.194S | 10886982065407 | BURR CIRCULAR LENGTH 28MM Ã 10.0MM W/MINI QUICK COUPLING | Trauma | EA
03.000.195S | 10886982065414 | BURR CIRCULAR LENGTH 28MM Ã 12.0MM W/MINI QUICK COUPLING | Trauma | EA
03.000.196S | 10886982065421 | BURR CIRCULAR LENGTH 28MM Ã 15.0MM W/MINI QUICK COUPLING | Trauma | EA
03.000.197S | 10886982065438 | LINDEMANN REAMER LENGTH 53MM Ã 2.3MM W/MINI QUICK COUPLING | Trauma | EA
03.010.115 | 10886982067869 | 3.2MM GUIDE WIRE 290MM | Trauma | EA
02.100.103 | 10886982028389 | 3.5MM LOCKING LOW PROFILE RECON PLATE 3 HOLES | Trauma | EA
02.100.104 | 10886982028396 | 3.5MM LOCKING LOW PROFILE RECON PLATE 4 HOLES | Trauma | EA
02.100.105 | 10886982028402 | 3.5MM LOCKING LOW PROFILE RECON PLATE 5 HOLES | Trauma | EA
02.100.106 | 10886982028419 | 3.5MM LOCKING LOW PROFILE RECON PLATE 6 HOLES | Trauma | EA
02.100.107 | 10886982028426 | 3.5MM LOCKING LOW PROFILE RECON PLATE 7 HOLES | Trauma | EA
02.100.108 | 10886982028433 | 3.5MM LOCKING LOW PROFILE RECON PLATE 8 HOLES | Trauma | EA
02.100.109 | 10886982028440 | 3.5MM LOCKING LOW PROFILE RECON PLATE 9 HOLES | Trauma | EA
02.100.110 | 10886982028457 | 3.5MM LOCKING LOW PROFILE RECON PLATE 10 HOLES | Trauma | EA
02.100.111 | 10886982028464 | 3.5MM LOCKING LOW PROFILE RECON PLATE 11 HOLES | Trauma | EA
02.100.112 | 10886982028471 | 3.5MM LOCKING LOW PROFILE RECON PLATE 12 HOLES | Trauma | EA
02.100.113 | 10886982028488 | 3.5MM LOCKING LOW PROFILE RECON PLATE 13 HOLES | Trauma | EA
02.100.114 | 10886982028495 | 3.5MM LOCKING LOW PROFILE RECON PLATE 14 HOLES | Trauma | EA
02.100.115 | 10886982028501 | 3.5MM LOCKING LOW PROFILE RECON PLATE 15 HOLES | Trauma | EA
VR501.210 | 10886982012654 | 5.0MM ROD 210MM LENGTH | Trauma | EA
VR501.240 | 10886982012661 | 5.0MM ROD 240MM LENGTH | Trauma | EA
05.002.001S | 10886982130464 | SAW BLADE 95MM X 19MM 0.89MM CUT THICKNESS-STERILE | Trauma | EA
05.002.002S | 10886982130471 | SAW BLADE 95MM X 19MM 1.19MM CUT THICKNESS-STERILE | Trauma | EA
05.002.003S | 10886982130488 | SAW BLADE 95MM X 19MM 1.27MM CUT THICKNESS-STERILE | Trauma | EA
05.002.004S | 10886982130495 | SAW BLADE 95MM X 19MM 1.37MM CUT THICKNESS-STERILE | Trauma | EA
05.002.005S | 10886982130501 | SAW BLADE 95MM X 19MM 1.47MM CUT THICKNESS-STERILE | Trauma | EA
05.002.101S | 10886982130549 | SAW BLADE 95MM X 25MM 0.89MM CUT THICKNESS-STERILE | Trauma | EA
05.002.102S | 10886982130556 | SAW BLADE 95MM X 25MM 1.19MM CUT THICKNESS-STERILE | Trauma | EA
05.002.103S | 10886982130563 | SAW BLADE 95MM X 25MM 1.27MM CUT THICKNESS-STERILE | Trauma | EA
05.002.104S | 10886982130570 | SAW BLADE 95MM X 25MM 1.37MM CUT THICKNESS-STERILE | Trauma | EA
05.002.105S | 10886982130587 | SAW BLADE 95MM X 25MM 1.47MM CUT THICKNESS-STERILE | Trauma | EA
05.002.201S | 10886982130617 | SAW BLADE 90MM X 12.5MM 0.89MM CUT THICKNESS-STERILE | Trauma | EA
05.002.202S | 10886982130624 | SAW BLADE 90MM X 12.5MM 1.19MM CUT THICKNESS-STERILE | Trauma | EA
05.002.203S | 10886982130631 | SAW BLADE 90MM X 12.5MM 1.27MM CUT THICKNESS-STERILE | Trauma | EA
05.002.204S | 10886982130648 | SAW BLADE 90MM X 12.5MM 1.37MM CUT THICKNESS-STERILE | Trauma | EA
05.002.205S | 10886982130655 | SAW BLADE 90MM X 12.5MM 1.47MM CUT THICKNESS-STERILE | Trauma | EA
05.002.401S | 10886982130723 | SAW BLADE 85MM X 25MM 1.47MM CUT THICKNESS-STERILE | Trauma | EA
05.002.501S | 10886982130747 | SAW BLADE 60MM X 25MM 0.89MM CUT THICKNESS-STERILE | Trauma | EA
05.002.301S | 10886982130662 | SAW BLADE 90MM X 19-12.5MM 0.89MM CUT THICKNESS-STERILE | Trauma | EA
05.002.302S | 10886982130679 | SAW BLADE 90MM X 19-12.5MM 1.19MM CUT THICKNESS-STERILE | Trauma | EA
05.002.303S | 10886982130686 | SAW BLADE 90MM X 19-12.5MM 1.27MM CUT THICKNESS-STERILE | Trauma | EA
05.002.304S | 10886982130693 | SAW BLADE 90MM X 19-12.5MM 1.37MM CUT THICKNESS-STERILE | Trauma | EA
05.002.305S | 10886982130709 | SAW BLADE 90MM X 19-12.5MM 1.47MM CUT THICKNESS-STERILE | Trauma | EA
530.732 | 10886982240170 | CHUCK WITH KEY-REAM SPEED FOR BATTERY POWER LINE | Trauma | EA
530.792 | 10886982240279 | HUDSON DRILLING ATTACHMENT FOR BATTERY POWER LINE | Trauma | EA
530.793 | 10886982240286 | MODIFIED TRINKLE DRILLING ATTACH FOR BATTERY POWER LINE | Trauma | EA
530.794 | 10886982240293 | TRINKLE DRILLING ATTACHMENT FOR BATTERY POWER LINE | Trauma | EA
530.795 | 10886982240309 | LARGE MODIFIED TRINKLE REAMING ATTACH FOR BATTERY POWER LINE | Trauma | EA
02.102.001 | 10886982028976 | UNIVERSAL LOCKING TROCHANTER STABILIZATION PLATE 131MM | Trauma | EA
02.100.014 | 10886982028266 | 3.5MM PUBIC SYMPHYSIS PLATE 4 HOLES INCL 2 DCP(TM) HOLES | Trauma | EA
02.100.016 | 10886982028273 | 3.5MM PUBIC SYMPHYSIS PLATE 6 HOLES INCL 2 DCP(TM) HOLES | Trauma | EA
690.408 | 10886982253408 | GRAPHIC CASE FOR 3.5/4.0MM COMBINED CANNULATED SCREW SET | Trauma | EA
690.409 | 10886982253415 | 3.5MM SCREW RACK FOR 3.5/4.0MM COMBINED CANNULATED SCREW SET | Trauma | EA
VS206.032 | 10886982014580 | 2.7MM LOCKING SCREW SLF-TPNG WITH T8 STARDRIVE RECESS 32MM | Trauma | EA
VS206.034 | 10886982014597 | 2.7MM LOCKING SCREW SLF-TPNG WITH T8 STARDRIVE RECESS 34MM | Trauma | EA
241.288S | 10886982166647 | 3.5MM LCP(TM) MEDIAL DISTAL HUMERUS PLATE 9 HOLES RT-STER | Trauma | EA
241.289S | 10886982166661 | 3.5MM LCP(TM) MEDIAL DISTAL HUMERUS PLATE 9 HOLES LT-STER | Trauma | EA
241.304S | 10886982166760 | 3.5MM LCP(TM) MEDIAL DISTAL HUMERUS PLATE 14 HOLES RT-STER | Trauma | EA
241.305S | 10886982166784 | 3.5MM LCP(TM) MEDIAL DISTAL HUMERUS PLATE 14 HOLES LT-STER | Trauma | EA
239.900S | 10886982162960 | 3.5MM LCP(TM) MEDIAL DISTAL TIBIA PL 4H/116MM RT-STER | Trauma | EA
239.904S | 10886982163004 | 3.5MM LCP(TM) MEDIAL DISTAL TIBIA PL 6H/142MM RT-STER | Trauma | EA
239.908S | 10886982163042 | 3.5MM LCP(TM) MEDIAL DISTAL TIBIA PL 8H/168MM RT-STER | Trauma | EA
239.912S | 10886982163080 | 3.5MM LCP(TM) MEDIAL DISTAL TIBIA PL 10H/194MM RT-STER | Trauma | EA
239.916S | 10886982163127 | 3.5MM LCP(TM) MEDIAL DISTAL TIBIA PL 12H/220MM RT-STER | Trauma | EA
239.920S | 10886982163165 | 3.5MM LCP(TM) MEDIAL DISTAL TIBIA PL 14H/246MM RT-STER | Trauma | EA
239.901S | 10886982162984 | 3.5MM LCP(TM) MEDIAL DISTAL TIBIA PL 4H/116MM LT-STER | Trauma | EA
239.905S | 10886982163028 | 3.5MM LCP(TM) MEDIAL DISTAL TIBIA PL 6H/142MM LT-STER | Trauma | EA
239.909S | 10886982163066 | 3.5MM LCP(TM) MEDIAL DISTAL TIBIA PL 8H/168MM LT-STER | Trauma | EA
239.913S | 10886982163103 | 3.5MM LCP(TM) MEDIAL DISTAL TIBIA PL 10H/194MM LT-STER | Trauma | EA
239.917S | 10886982163141 | 3.5MM LCP(TM) MEDIAL DISTAL TIBIA PL 12H/220MM LT-STER | Trauma | EA
239.921S | 10886982163189 | 3.5MM LCP(TM) MEDIAL DISTAL TIBIA PL 14H/246MM LT-STER | Trauma | EA
238.700S | 10886982162045 | 3.5MM LCP(TM) MEDIAL DISTAL TIBIA PL W/O TAB 4H/RT-STER | Trauma | EA
238.701S | 10886982162069 | 3.5MM LCP(TM) MEDIAL DISTAL TIBIA PL W/O TAB 4H/LT-STER | Trauma | EA
238.702S | 10886982162083 | 3.5MM LCP(TM) MEDIAL DISTAL TIBIA PL W/O TAB 6H/RT-STER | Trauma | EA
238.703S | 10886982162106 | 3.5MM LCP(TM) MEDIAL DISTAL TIBIA PL W/O TAB 6H/LT-STER | Trauma | EA
238.704S | 10886982162120 | 3.5MM LCP(TM) MEDIAL DISTAL TIBIA PL W/O TAB 8H/RT-STER | Trauma | EA
238.705S | 10886982162144 | 3.5MM LCP(TM) MEDIAL DISTAL TIBIA PL W/O TAB 8H/LT-STER | Trauma | EA
238.706S | 10886982162168 | 3.5MM LCP(TM) MEDIAL DISTAL TIBIA PL W/O TAB 10H/RT-STER | Trauma | EA
238.707S | 10886982162182 | 3.5MM LCP(TM) MEDIAL DISTAL TIBIA PL W/O TAB 10H/LT-STER | Trauma | EA
238.708S | 10886982162205 | 3.5MM LCP(TM) MEDIAL DISTAL TIBIA PL W/O TAB 12H/RT-STER | Trauma | EA
238.709S | 10886982162229 | 3.5MM LCP(TM) MEDIAL DISTAL TIBIA PL W/O TAB 12H/LT-STER | Trauma | EA
238.710S | 10886982162243 | 3.5MM LCP(TM) MEDIAL DISTAL TIBIA PL W/O TAB 14H/RT-STER | Trauma | EA
238.711S | 10886982162267 | 3.5MM LCP(TM) MEDIAL DISTAL TIBIA PL W/O TAB 14H/LT-STER | Trauma | EA
241.918S | 10886982167651 | 3.5MM LCP(TM) PROXIMAL HUMERUS PL-LONG 5H SHAFT/142MM-STER | Trauma | EA
241.919S | 10886982167675 | 3.5MM LCP(TM) PROXIMAL HUMERUS PL-LONG 6H SHAFT/160MM-STER | Trauma | EA
241.921S | 10886982167699 | 3.5MM LCP(TM) PROXIMAL HUMERUS PL-LONG 8H SHAFT/196MM-STER | Trauma | EA
241.923S | 10886982167712 | 3.5MM LCP(TM) PROXIMAL HUMERUS PL-LONG 10H SHAFT/232MM-STER | Trauma | EA
241.925S | 10886982167736 | 3.5MM LCP(TM) PROXIMAL HUMERUS PL-LONG 12H SHAFT/268MM-STER | Trauma | EA
441.918S | 10886982222480 | 3.5MM TI LCP(TM) PROX HUMERUS PL-LONG 5H SHAFT/142MM-STER | Trauma | EA
441.919S | 10886982222503 | 3.5MM TI LCP(TM) PROX HUMERUS PL-LONG 6H SHAFT/160MM-STER | Trauma | EA
441.921S | 10886982222527 | 3.5MM TI LCP(TM) PROX HUMERUS PL-LONG 8H SHAFT/196MM-STER | Trauma | EA
441.923S | 10886982222541 | 3.5MM TI LCP(TM) PROX HUMERUS PL-LONG 10H SHAFT/232MM-STER | Trauma | EA
441.925S | 10886982222565 | 3.5MM TI LCP(TM) PROX HUMERUS PL-LONG 12H SHAFT/268MM-STER | Trauma | EA
DEM-FRS-010 | 10886982000200 | DEMO KIT/FIBER REINFORCED ROTARY MIXER | Trauma | EA
690.991 | 10886982255389 | SCREW RACK/MODULE LID SHORT | Trauma | EA
690.993 | 10886982255396 | SCREW RACK/MODULE LID LONG | Trauma | EA
VP4402.L4 | 10886982012203 | 3.5MM BROAD TPLO PLATE/LEFT 4 HOLES | Trauma | EA
VP4402.R4 | 10886982012210 | 3.5MM BROAD TPLO PLATE/RIGHT 4 HOLES | Trauma | EA
03.000.109S | 10886982064950 | BURR CIRCULAR HEAD LGTH 0.7MM Ã 25.0MM DIAMOND COATED/SM | Trauma | EA
03.000.110S | 10886982064967 | BURR CIRCULAR HEAD LGTH 0.7MM Ã 25.0MM DIAMOND COATED/MED | Trauma | EA
03.000.111S | 10886982064974 | BURR CIRCULAR HEAD LGTH 0.7MM Ã 25.0MM DIAMOND COATED/LONG | Trauma | EA
690.804 | 10886982254993 | LABEL SHEET FOR 3.5MM MEDIAL DISTAL TIBIA PL W/O TAB CASE | Trauma | EA
312.940 | 10886982188120 | GUIDE BLOCK F/LCP(TM) PROXIMAL LATERAL TIBIA PLATES-RIGHT | Trauma | EA
312.941 | 10886982188137 | GUIDE BLOCK F/LCP(TM) PROXIMAL LATERAL TIBIA PLATES-LEFT | Trauma | EA
312.946 | 10886982188144 | GUIDE BLOCK FOR LCP(TM) DISTAL FEMUR PLATES-RIGHT | Trauma | EA
312.947 | 10886982188151 | GUIDE BLOCK FOR LCP(TM) DISTAL FEMUR PLATES-LEFT | Trauma | EA
222.220 | 10886982156518 | LCP PROXIMAL LATERAL TIBIA PLATE 5 HOLES/140MM-RIGHT | Trauma | EA
222.222 | 10886982156556 | LCP PROXIMAL LATERAL TIBIA PLATE 7 HOLES/180MM-RIGHT | Trauma | EA
222.224 | 10886982156594 | LCP PROXIMAL LATERAL TIBIA PLATE 9 HOLES/220MM-RIGHT | Trauma | EA
222.226 | 10886982156631 | LCP PROXIMAL LATERAL TIBIA PLATE 11 HOLES/260MM-RIGHT | Trauma | EA
222.228 | 10886982156679 | LCP PROXIMAL LATERAL TIBIA PLATE 13 HOLES/300MM-RIGHT | Trauma | EA
222.221 | 10886982156532 | LCP PROXIMAL LATERAL TIBIA PLATE 5 HOLES/140MM-LEFT | Trauma | EA
222.223 | 10886982156570 | LCP PROXIMAL LATERAL TIBIA PLATE 7 HOLES/180MM-LEFT | Trauma | EA
222.225 | 10886982156617 | LCP PROXIMAL LATERAL TIBIA PLATE 9 HOLES/220MM-LEFT | Trauma | EA
222.227 | 10886982156655 | LCP PROXIMAL LATERAL TIBIA PLATE 11 HOLES/260MM-LEFT | Trauma | EA
222.229 | 10886982156693 | LCP PROXIMAL LATERAL TIBIA PLATE 13 HOLES/300MM-LEFT | Trauma | EA
422.220 | 10886982215024 | TI LCP PROXIMAL LATERAL TIBIA PL 5 HOLES/140MM-RIGHT | Trauma | EA
422.222 | 10886982215062 | TI LCP PROXIMAL LATERAL TIBIA PL 7 HOLES/180MM-RIGHT | Trauma | EA
422.224 | 10886982215109 | TI LCP PROXIMAL LATERAL TIBIA PL 9 HOLES/220MM-RIGHT | Trauma | EA
422.226 | 10886982215147 | TI LCP PROXIMAL LATERAL TIBIA PL 11 HOLES/260MM-RIGHT | Trauma | EA
422.228 | 10886982215185 | TI LCP PROXIMAL LATERAL TIBIA PL 13 HOLES/300MM-RIGHT | Trauma | EA
222.250 | 10886982156815 | LCP(TM) DISTAL FEMUR PLATE 5 HOLES/156MM-RIGHT | Trauma | EA
422.221 | 10886982215048 | TI LCP PROXIMAL LATERAL TIBIA PL 5 HOLES/140MM-LEFT | Trauma | EA
222.252 | 10886982156853 | LCP(TM) DISTAL FEMUR PLATE 7 HOLES/196MM-RIGHT | Trauma | EA
422.223 | 10886982215086 | TI LCP PROXIMAL LATERAL TIBIA PL 7 HOLES/180MM-LEFT | Trauma | EA
222.254 | 10886982156891 | LCP(TM) DISTAL FEMUR PLATE 9 HOLES/236MM-RIGHT | Trauma | EA
422.225 | 10886982215123 | TI LCP PROXIMAL LATERAL TIBIA PL 9 HOLES/220MM-LEFT | Trauma | EA
222.256 | 10886982156938 | LCP(TM) DISTAL FEMUR PLATE 11 HOLES/276MM-RIGHT | Trauma | EA
422.227 | 10886982215161 | TI LCP PROXIMAL LATERAL TIBIA PL 11 HOLES/260MM-LEFT | Trauma | EA
222.258 | 10886982156976 | LCP(TM) DISTAL FEMUR PLATE 13 HOLES/316MM-RIGHT | Trauma | EA
422.229 | 10886982215208 | TI LCP PROXIMAL LATERAL TIBIA PL 13 HOLES/300MM-LEFT | Trauma | EA
222.251 | 10886982156839 | LCP(TM) DISTAL FEMUR PLATE 5 HOLES/156MM-LEFT | Trauma | EA
222.253 | 10886982156877 | LCP(TM) DISTAL FEMUR PLATE 7 HOLES/196MM-LEFT | Trauma | EA
222.255 | 10886982156914 | LCP(TM) DISTAL FEMUR PLATE 9 HOLES/236MM-LEFT | Trauma | EA
222.257 | 10886982156952 | LCP(TM) DISTAL FEMUR PLATE 11 HOLES/276MM-LEFT | Trauma | EA
222.259 | 10886982156990 | LCP(TM) DISTAL FEMUR PLATE 13 HOLES/316MM-LEFT | Trauma | EA
422.250 | 10886982215321 | TI LCP(TM) DISTAL FEMUR PLATE 5 HOLES/156MM-RIGHT | Trauma | EA
422.252 | 10886982215369 | TI LCP(TM) DISTAL FEMUR PLATE 7 HOLES/196MM-RIGHT | Trauma | EA
422.254 | 10886982215406 | TI LCP(TM) DISTAL FEMUR PLATE 9 HOLES/236MM-RIGHT | Trauma | EA
422.256 | 10886982215444 | TI LCP(TM) DISTAL FEMUR PLATE 11 HOLES/276MM-RIGHT | Trauma | EA
422.258 | 10886982215482 | TI LCP(TM) DISTAL FEMUR PLATE 13 HOLES/316MM-RIGHT | Trauma | EA
422.251 | 10886982215345 | TI LCP(TM) DISTAL FEMUR PLATE 5 HOLES/156MM-LEFT | Trauma | EA
422.253 | 10886982215383 | TI LCP(TM) DISTAL FEMUR PLATE 7 HOLES/196MM-LEFT | Trauma | EA
422.255 | 10886982215420 | TI LCP(TM) DISTAL FEMUR PLATE 9 HOLES/236MM-LEFT | Trauma | EA
422.259 | 10886982215505 | TI LCP(TM) DISTAL FEMUR PLATE 13 HOLES/316MM-LEFT | Trauma | EA
422.257 | 10886982215468 | TI LCP(TM) DISTAL FEMUR PLATE 11 HOLES/276MM-LEFT | Trauma | EA
VW1605.15 | 20886982018424 | 1.6MM KIRSCHNER WIRE W/THREAD 150MM | Trauma | TP
03.122.001 | 10886982074522 | 2.8MM LCP(TM) DRILL GUIDE-LONG FOR 3.5MM LCP(TM) PLATES | Trauma | EA
03.122.002 | 10886982074539 | 2.8MM CALIBRATED DRILL BIT QC 248MM/95MM F/LONG DRILL GUIDE | Trauma | EA
314.054 | 10886982188434 | TROCAR FOR 6.5MM AND 7.3MM CANNULATED SCREWS-LONG | Trauma | EA
03.311.036 | 10886982077998 | SMOOTH WIRE 1.5MM DIA HALF POINT TIP | Trauma | EA
03.311.037 | 10886982078001 | SMOOTH WIRE 1.8MM DIA HALF POINT TIP | Trauma | EA
03.311.038 | 10886982078018 | SMOOTH WIRE 2.0MM DIA HALF POINT TIP | Trauma | EA
03.311.046 | 10886982078056 | REDUCTION WIRE 1.5MM DIA HALF POINT TIP | Trauma | EA
03.311.047 | 10886982078063 | REDUCTION WIRE 1.8MM DIA HALF POINT TIP | Trauma | EA
03.311.048 | 10886982078070 | REDUCTION WIRE 2.0MM DIA HALF POINT TIP | Trauma | EA
60.122.001 | 10886982247841 | 3.5MM TI LCP(TM) MEDIAL DISTAL TIBIA PL W/O TAB GRAPHIC CASE | Trauma | EA
436.502 | 10886982217899 | 3.5MM TI LCP OLECRANON PLATE 2 HOLES/RIGHT/86MM | Trauma | EA
436.503 | 10886982217912 | 3.5MM TI LCP OLECRANON PLATE 2 HOLES/LEFT/86MM | Trauma | EA
436.506 | 10886982217974 | 3.5MM TI LCP OLECRANON PLATE 6 HOLES/RIGHT/138MM | Trauma | EA
436.507 | 10886982217998 | 3.5MM TI LCP OLECRANON PLATE 6 HOLES/LEFT/138MM | Trauma | EA
436.510 | 10886982218056 | 3.5MM TI LCP OLECRANON PLATE 10 HOLES/RIGHT/190MM | Trauma | EA
436.511 | 10886982218070 | 3.5MM TI LCP OLECRANON PLATE 10 HOLES/LEFT/190MM | Trauma | EA
436.512 | 10886982218094 | 3.5MM TI LCP OLECRANON PLATE 12 HOLES/RIGHT/216MM | Trauma | EA
436.513 | 10886982218117 | 3.5MM TI LCP OLECRANON PLATE 12 HOLES/LEFT/216MM | Trauma | EA
236.502 | 10886982160652 | 3.5MM LCP OLECRANON PLATE 2 HOLES/RIGHT/86MM | Trauma | EA
236.503 | 10886982160676 | 3.5MM LCP OLECRANON PLATE 2 HOLES/LEFT/86MM | Trauma | EA
236.506 | 10886982160737 | 3.5MM LCP OLECRANON PLATE 6 HOLES/RIGHT/138MM | Trauma | EA
236.507 | 10886982160751 | 3.5MM LCP OLECRANON PLATE 6 HOLES/LEFT/138MM | Trauma | EA
236.510 | 10886982160812 | 3.5MM LCP OLECRANON PLATE 10 HOLES/RIGHT/190MM | Trauma | EA
236.511 | 10886982160836 | 3.5MM LCP OLECRANON PLATE 10 HOLES/LEFT/190MM | Trauma | EA
236.512 | 10886982160850 | 3.5MM LCP OLECRANON PLATE 12 HOLES/RIGHT/216MM | Trauma | EA
236.513 | 10886982160874 | 3.5MM LCP OLECRANON PLATE 12 HOLES/LEFT/216MM | Trauma | EA
690.517 | 10886982254306 | CLAMP ROD INTERNAL FIXATION (CRIF) INSTRUMENT GRAPHIC CASE | Trauma | EA
392.973 | 10886982198969 | CLAMP SPREADER FOR MINI CLAMPS | Trauma | EA
392.974 | 10886982198976 | CLAMP SPREADER FOR SMALL AND MEDIUM CLAMPS | Trauma | EA
392.970 | 10886982198938 | ROD HOLDING FORCEPS FOR 2.0MM ROD-MINI | Trauma | EA
392.971 | 10886982198945 | ROD HOLDING FORCEPS FOR 3.0MM ROD-SMALL | Trauma | EA
392.972 | 10886982198952 | ROD HOLDING FORCEPS FOR 5.0MM ROD-MEDIUM | Trauma | EA
312.561 | 10886982187826 | ROD BENDER FOR 3.0MM AND 5.0MM RODS | Trauma | EA
03.100.105 | 10886982071033 | SOLID 4.0MM HEX SCREWDRIVER SHAFT 200MM | Trauma | EA
03.100.106 | 10886982071040 | CANN 4.0MM HEX SCREWDRIVER SHAFT 200MM | Trauma | EA
04.008.000 | 10886982087126 | TI END CAP T25 STRDRV HINDFOOT ARTHRO NAIL-EX SPIRAL BLADE | Trauma | EA
04.008.001 | 10886982087140 | TI END CAP T25 STRDRV HINDFOOT ARTHRODESIS NAIL-EX | Trauma | EA
418.009 | 10886982214430 | 6.5MM TI CANCELLOUS BONE SCREW WITH 4.0MM CORE DIA/60MM | Trauma | EA
418.010 | 10886982214447 | 6.5MM TI CANCELLOUS BONE SCREW WITH 4.0MM CORE DIA/65MM | Trauma | EA
418.011 | 10886982214454 | 6.5MM TI CANCELLOUS BONE SCREW WITH 4.0MM CORE DIA/70MM | Trauma | EA
418.012 | 10886982214461 | 6.5MM TI CANCELLOUS BONE SCREW WITH 4.0MM CORE DIA/75MM | Trauma | EA
418.013 | 10886982214478 | 6.5MM TI CANCELLOUS BONE SCREW WITH 4.0MM CORE DIA/80MM | Trauma | EA
418.014 | 10886982214485 | 6.5MM TI CANCELLOUS BONE SCREW WITH 4.0MM CORE DIA/85MM | Trauma | EA
418.015 | 10886982214492 | 6.5MM TI CANCELLOUS BONE SCREW WITH 4.0MM CORE DIA/90MM | Trauma | EA
418.016 | 10886982214508 | 6.5MM TI CANCELLOUS BONE SCREW WITH 4.0MM CORE DIA/95MM | Trauma | EA
418.017 | 10886982214515 | 6.5MM TI CANCELLOUS BONE SCREW WITH 4.0MM CORE DIA/100MM | Trauma | EA
418.018 | 10886982214522 | 6.5MM TI CANCELLOUS BONE SCREW WITH 4.0MM CORE DIA/105MM | Trauma | EA
418.019 | 10886982214539 | 6.5MM TI CANCELLOUS BONE SCREW WITH 4.0MM CORE DIA/110MM | Trauma | EA
418.215 | 10886982214720 | 6.5MM TI CANCELLOUS BONE SCREW WITH 4.0MM CORE DIA/115MM | Trauma | EA
418.220 | 10886982214737 | 6.5MM TI CANCELLOUS BONE SCREW WITH 4.0MM CORE DIA/120MM | Trauma | EA
418.225 | 10886982214744 | 6.5MM TI CANCELLOUS BONE SCREW WITH 4.0MM CORE DIA/125MM | Trauma | EA
418.230 | 10886982214751 | 6.5MM TI CANCELLOUS BONE SCREW WITH 4.0MM CORE DIA/130MM | Trauma | EA
218.215 | 10886982156143 | 6.5MM CANCELLOUS BONE SCREW WITH 4.0MM CORE DIA/115MM | Trauma | EA
218.220 | 10886982156150 | 6.5MM CANCELLOUS BONE SCREW WITH 4.0MM CORE DIA/120MM | Trauma | EA
218.225 | 10886982156167 | 6.5MM CANCELLOUS BONE SCREW WITH 4.0MM CORE DIA/125MM | Trauma | EA
218.230 | 10886982156174 | 6.5MM CANCELLOUS BONE SCREW WITH 4.0MM CORE DIA/130MM | Trauma | EA
352.260S | 10886982194619 | LOCKING CLIP-STERILE FOR REAMER/IRRIGATOR/ASPIRATOR | Trauma | EA
04.104.004S | 10886982099532 | 3.5MM TI LCP EXTRA-ARTICLR DSTL HUM PL 4H/RT 122MM-STER | Trauma | EA
04.104.024S | 10886982099655 | 3.5MM TI LCP EXTRA-ARTICLR DSTL HUM PL 4H/LT 122MM-STER | Trauma | EA
04.104.006S | 10886982099556 | 3.5MM TI LCP EXTRA-ARTICLR DSTL HUM PL 6H/RT 158MM-STER | Trauma | EA
04.104.026S | 10886982099679 | 3.5MM TI LCP EXTRA-ARTICLR DSTL HUM PL 6H/LT 158MM-STER | Trauma | EA
04.104.008S | 10886982099570 | 3.5MM TI LCP EXTRA-ARTICLR DSTL HUM PL 8H/RT 194MM-STER | Trauma | EA
04.104.028S | 10886982099693 | 3.5MM TI LCP EXTRA-ARTICLR DSTL HUM PL 8H/LT 194MM-STER | Trauma | EA
04.104.010S | 10886982099594 | 3.5MM TI LCP EXTRA-ARTICLR DSTL HUM PL 10H/RT 230MM-STER | Trauma | EA
04.104.030S | 10886982099716 | 3.5MM TI LCP EXTRA-ARTICLR DSTL HUM PL 10H/LT 230MM-STER | Trauma | EA
04.104.012S | 10886982099617 | 3.5MM TI LCP EXTRA-ARTICLR DSTL HUM PL 12H/RT 266MM-STER | Trauma | EA
04.104.032S | 10886982099730 | 3.5MM TI LCP EXTRA-ARTICLR DSTL HUM PL 12H/LT 266MM-STER | Trauma | EA
04.104.014S | 10886982099631 | 3.5MM TI LCP EXTRA-ARTICLR DSTL HUM PL 14H/RT 302MM-STER | Trauma | EA
04.104.034S | 10886982099754 | 3.5MM TI LCP EXTRA-ARTICLR DSTL HUM PL 14H/LT 302MM-STER | Trauma | EA
02.104.004S | 10886982028990 | 3.5MM LCP EXTRA-ARTICLR DISTAL HUMERUS PL 4H/RT 122MM-STERILE | Trauma | EA
02.104.024S | 10886982029119 | 3.5MM LCP EXTRA-ARTICLR DISTAL HUMERUS PL 4H/LT 122MM-STERILE | Trauma | EA
02.104.006S | 10886982029010 | 3.5MM LCP EXTRA-ARTICLR DISTAL HUMERUS PL 6H/RT 158MM-STERILE | Trauma | EA
02.104.026S | 10886982029133 | 3.5MM LCP EXTRA-ARTICLR DISTAL HUMERUS PL 6H/LT 158MM-STERILE | Trauma | EA
02.104.008S | 10886982029034 | 3.5MM LCP EXTRA-ARTICLR DISTAL HUMERUS PL 8H/RT 194MM-STERILE | Trauma | EA
02.104.028S | 10886982029157 | 3.5MM LCP EXTRA-ARTICLR DISTAL HUMERUS PL 8H/LT 194MM-STERILE | Trauma | EA
02.104.010S | 10886982029058 | 3.5MM LCP EXTRA-ARTICLR DISTAL HUMERUS PL 10H/RT 230MM-STER | Trauma | EA
02.104.030S | 10886982029171 | 3.5MM LCP EXTRA-ARTICLR DISTAL HUMERUS PL 10H/LT 230MM-STER | Trauma | EA
02.104.012S | 10886982029072 | 3.5MM LCP EXTRA-ARTICLR DISTAL HUMERUS PL 12H/RT 266MM-STER | Trauma | EA
02.104.032S | 10886982029195 | 3.5MM LCP EXTRA-ARTICLR DISTAL HUMERUS PL 12H/LT 266MM-STER | Trauma | EA
02.104.014S | 10886982029096 | 3.5MM LCP EXTRA-ARTICLR DISTAL HUMERUS PL 14H/RT 302MM-STER | Trauma | EA
02.104.034S | 10886982029218 | 3.5MM LCP EXTRA-ARTICLR DISTAL HUMERUS PL 14H/LT 302MM-STER | Trauma | EA
222.251S | 10886982156846 | LCP(TM) DISTAL FEMUR PLATE 5 HOLES/156MM LEFT-STERILE | Trauma | EA
222.253S | 10886982156884 | LCP(TM) DISTAL FEMUR PLATE 7 HOLES/196MM LEFT-STERILE | Trauma | EA
222.255S | 10886982156921 | LCP(TM) DISTAL FEMUR PLATE 9 HOLES/236MM LEFT-STERILE | Trauma | EA
222.257S | 10886982156969 | LCP(TM) DISTAL FEMUR PLATE 11 HOLES/276MM LEFT-STERILE | Trauma | EA
222.259S | 10886982157003 | LCP(TM) DISTAL FEMUR PLATE 13 HOLES/316MM LEFT-STERILE | Trauma | EA
222.250S | 10886982156822 | LCP(TM) DISTAL FEMUR PLATE 5 HOLES/156MM RIGHT-STERILE | Trauma | EA
222.252S | 10886982156860 | LCP(TM) DISTAL FEMUR PLATE 7 HOLES/196MM RIGHT-STERILE | Trauma | EA
222.254S | 10886982156907 | LCP(TM) DISTAL FEMUR PLATE 9 HOLES/236MM RIGHT-STERILE | Trauma | EA
222.256S | 10886982156945 | LCP(TM) DISTAL FEMUR PLATE 11 HOLES/276MM RIGHT-STERILE | Trauma | EA
222.258S | 10886982156983 | LCP(TM) DISTAL FEMUR PLATE 13 HOLES/316MM RIGHT-STERILE | Trauma | EA
04.031.924S | 10886982094223 | Ã8.2MM TI ADOLESCENT LAT ENTRY FEMORAL NAIL-EX/240MM/RT-STER | Trauma | EA
04.031.925S | 10886982094230 | Ã8.2MM TI ADOLESCENT LAT ENTRY FEMORAL NAIL-EX/240MM/LT-STER | Trauma | EA
04.031.926S | 10886982094247 | Ã8.2MM TI ADOLESCENT LAT ENTRY FEMORAL NAIL-EX/260MM/RT-STER | Trauma | EA
04.031.927S | 10886982094254 | Ã8.2MM TI ADOLESCENT LAT ENTRY FEMORAL NAIL-EX/260MM/LT-STER | Trauma | EA
04.031.928S | 10886982094261 | Ã8.2MM TI ADOLESCENT LAT ENTRY FEMORAL NAIL-EX/280MM/RT-STER | Trauma | EA
04.031.929S | 10886982094278 | Ã8.2MM TI ADOLESCENT LAT ENTRY FEMORAL NAIL-EX/280MM/LT-STER | Trauma | EA
04.031.930S | 10886982094285 | Ã8.2MM TI ADOLESCENT LAT ENTRY FEMORAL NAIL-EX/300MM/RT-STER | Trauma | EA
04.031.931S | 10886982094292 | Ã8.2MM TI ADOLESCENT LAT ENTRY FEMORAL NAIL-EX/300MM/LT-STER | Trauma | EA
04.031.932S | 10886982094308 | Ã8.2MM TI ADOLESCENT LAT ENTRY FEMORAL NAIL-EX/320MM/RT-STER | Trauma | EA
04.031.933S | 10886982094315 | Ã8.2MM TI ADOLESCENT LAT ENTRY FEMORAL NAIL-EX/320MM/LT-STER | Trauma | EA
04.031.934S | 10886982094322 | Ã8.2MM TI ADOLESCENT LAT ENTRY FEMORAL NAIL-EX/340MM/RT-STER | Trauma | EA
04.031.935S | 10886982094339 | Ã8.2MM TI ADOLESCENT LAT ENTRY FEMORAL NAIL-EX/340MM/LT-STER | Trauma | EA
04.031.936S | 10886982094346 | Ã8.2MM TI ADOLESCENT LAT ENTRY FEMORAL NAIL-EX/360MM/RT-STER | Trauma | EA
04.031.937S | 10886982094353 | Ã8.2MM TI ADOLESCENT LAT ENTRY FEMORAL NAIL-EX/360MM/LT-STER | Trauma | EA
04.031.938S | 10886982094360 | Ã8.2MM TI ADOLESCENT LAT ENTRY FEMORAL NAIL-EX/380MM/RT-STER | Trauma | EA
04.031.939S | 10886982094377 | Ã8.2MM TI ADOLESCENT LAT ENTRY FEMORAL NAIL-EX/380MM/LT-STER | Trauma | EA
04.031.940S | 10886982094384 | Ã8.2MM TI ADOLESCENT LAT ENTRY FEMORAL NAIL-EX/400MM/RT-STER | Trauma | EA
04.031.941S | 10886982094391 | Ã8.2MM TI ADOLESCENT LAT ENTRY FEMORAL NAIL-EX/400MM/LT-STER | Trauma | EA
04.031.000S | 10886982093790 | TI END CAP T40 STRDRV 0MM EXT FOR ADOLESCENT LFN-EX-STER | Trauma | EA
04.031.001S | 10886982093813 | TI END CAP T40 STRDRV 5MM EXT FOR ADOLESCENT LFN-EX-STER | Trauma | EA
04.031.002S | 10886982093837 | TI END CAP T40 STRDRV 10MM EXT FOR ADOLESCENT LFN-EX-STER | Trauma | EA
04.031.003S | 10886982093851 | TI END CAP T40 STRDRV 15MM EXT FOR ADOLESCENT LFN-EX-STER | Trauma | EA
394.055 | 10886982199478 | ELBOW HINGE FIXATOR | Trauma | EA
04.031.000 | 10886982093783 | TI END CAP T40 STRDRV 0MM EXT FOR ADOLESCENT LFN-EX | Trauma | EA
04.031.001 | 10886982093806 | TI END CAP T40 STRDRV 5MM EXT FOR ADOLESCENT LFN-EX | Trauma | EA
04.031.002 | 10886982093820 | TI END CAP T40 STRDRV 10MM EXT FOR ADOLESCENT LFN-EX | Trauma | EA
04.031.023S | 10886982093974 | 5.0MM TI RECON SCREW W/T25 STARDRIVE 65MM-STERILE | Trauma | EA
04.031.024S | 10886982093998 | 5.0MM TI RECON SCREW W/T25 STARDRIVE 70MM-STERILE | Trauma | EA
04.031.025S | 10886982094018 | 5.0MM TI RECON SCREW W/T25 STARDRIVE 75MM-STERILE | Trauma | EA
04.031.003 | 10886982093844 | TI END CAP T40 STRDRV 15MM EXT FOR ADOLESCENT LFN-EX | Trauma | EA
04.031.026S | 10886982094032 | 5.0MM TI RECON SCREW W/T25 STARDRIVE 80MM-STERILE | Trauma | EA
04.031.027S | 10886982094056 | 5.0MM TI RECON SCREW W/T25 STARDRIVE 85MM-STERILE | Trauma | EA
04.031.028S | 10886982094070 | 5.0MM TI RECON SCREW W/T25 STARDRIVE 90MM-STERILE | Trauma | EA
04.031.029S | 10886982094094 | 5.0MM TI RECON SCREW W/T25 STARDRIVE 95MM-STERILE | Trauma | EA
04.031.030S | 10886982094117 | 5.0MM TI RECON SCREW W/T25 STARDRIVE 100MM-STERILE | Trauma | EA
04.031.031S | 10886982094131 | 5.0MM TI RECON SCREW W/T25 STARDRIVE 105MM-STERILE | Trauma | EA
04.031.032S | 10886982094155 | 5.0MM TI RECON SCREW W/T25 STARDRIVE 110MM-STERILE | Trauma | EA
04.031.033S | 10886982094179 | 5.0MM TI RECON SCREW W/T25 STARDRIVE 115MM-STERILE | Trauma | EA
04.031.034S | 10886982094193 | 5.0MM TI RECON SCREW W/T25 STARDRIVE 120MM-STERILE | Trauma | EA
04.031.035S | 10886982094216 | 5.0MM TI RECON SCREW W/T25 STARDRIVE 125MM-STERILE | Trauma | EA
04.031.023 | 10886982093967 | 5.0MM TI RECON SCREW W/T25 STARDRIVE 65MM | Trauma | EA
04.031.024 | 10886982093981 | 5.0MM TI RECON SCREW W/T25 STARDRIVE 70MM | Trauma | EA
04.031.025 | 10886982094001 | 5.0MM TI RECON SCREW W/T25 STARDRIVE 75MM | Trauma | EA
04.031.026 | 10886982094025 | 5.0MM TI RECON SCREW W/T25 STARDRIVE 80MM | Trauma | EA
04.031.027 | 10886982094049 | 5.0MM TI RECON SCREW W/T25 STARDRIVE 85MM | Trauma | EA
04.031.028 | 10886982094063 | 5.0MM TI RECON SCREW W/T25 STARDRIVE 90MM | Trauma | EA
04.031.029 | 10886982094087 | 5.0MM TI RECON SCREW W/T25 STARDRIVE 95MM | Trauma | EA
04.031.030 | 10886982094100 | 5.0MM TI RECON SCREW W/T25 STARDRIVE 100MM | Trauma | EA
04.031.031 | 10886982094124 | 5.0MM TI RECON SCREW W/T25 STARDRIVE 105MM | Trauma | EA
04.031.032 | 10886982094148 | 5.0MM TI RECON SCREW W/T25 STARDRIVE 110MM | Trauma | EA
04.031.033 | 10886982094162 | 5.0MM TI RECON SCREW W/T25 STARDRIVE 115MM | Trauma | EA
04.031.034 | 10886982094186 | 5.0MM TI RECON SCREW W/T25 STARDRIVE 120MM | Trauma | EA
04.031.035 | 10886982094209 | 5.0MM TI RECON SCREW W/T25 STARDRIVE 125MM | Trauma | EA
03.010.226 | 10886982068088 | INSERTION HANDLE F/ADOLESCENT LATERAL ENTRY FEMORAL NAIL-EX | Trauma | EA
03.010.227 | 10886982068095 | AIMING ARM FOR ADOLESCENT LATERAL ENTRY FEMORAL NAIL-EX | Trauma | EA
60.031.001 | 10886982242099 | GRAPHIC CASE FOR ADOLESCENT LFN-EX INSTRUMENTS | Trauma | EA
329.513 | 10886982192004 | BENDING TEMPLATE FOR LOCKING TROCHANTER STABILIZATION PLATE | Trauma | EA
02.100.301S | 10886982028716 | 3.5MM SPRING PLATE 1 HOLE-STERILE | Trauma | EA
02.100.302S | 10886982028730 | 3.5MM SPRING PLATE 2 HOLES-STERILE | Trauma | EA
02.100.303S | 10886982028754 | 3.5MM SPRING PLATE 3 HOLES-STERILE | Trauma | EA
60.112.010 | 10886982243300 | 3.5MM LCP(TM) CLAVICLE HOOK PL GRAPHIC CASE | Trauma | EA
05.001.104 | 10886982129277 | PNEUMATIC CONNECTION DISS COUPLING FOR 05.001.099 | Trauma | EA
05.001.105 | 10886982129284 | PNEUMATIC CONNECTION SCHRADER COUPLING FOR 05.001.099 | Trauma | EA
02.207.500 | 10886982052193 | 7.3MM CANNULATED CONICAL SCREW PARTIALLY THREADED/100MM | Trauma | EA
02.207.505 | 10886982052209 | 7.3MM CANNULATED CONICAL SCREW PARTIALLY THREADED/105MM | Trauma | EA
02.207.510 | 10886982052216 | 7.3MM CANNULATED CONICAL SCREW PARTIALLY THREADED/110MM | Trauma | EA
02.207.515 | 10886982052223 | 7.3MM CANNULATED CONICAL SCREW PARTIALLY THREADED/115MM | Trauma | EA
02.207.520 | 10886982052230 | 7.3MM CANNULATED CONICAL SCREW PARTIALLY THREADED/120MM | Trauma | EA
02.207.525 | 10886982052247 | 7.3MM CANNULATED CONICAL SCREW PARTIALLY THREADED/125MM | Trauma | EA
02.207.530 | 10886982052254 | 7.3MM CANNULATED CONICAL SCREW PARTIALLY THREADED/130MM | Trauma | EA
02.207.535 | 10886982052261 | 7.3MM CANNULATED CONICAL SCREW PARTIALLY THREADED/135MM | Trauma | EA
02.207.540 | 10886982052278 | 7.3MM CANNULATED CONICAL SCREW PARTIALLY THREADED/140MM | Trauma | EA
02.207.545 | 10886982052285 | 7.3MM CANNULATED CONICAL SCREW PARTIALLY THREADED/145MM | Trauma | EA
68.221.000 | 10886982251602 | VARIO CASE FOR CERCLAGE PASSER INSTRUMENT SET | Trauma | EA
690.523 | 10886982254399 | MINI FRAGMENT STANDARD IMPLANT MODULE | Trauma | EA
690.524 | 10886982254405 | MINI FRAGMENT LOCKING IMPLANT MODULE | Trauma | EA
68.306.000 | 10886982251664 | VARIO CASE FOR PELVIC C-CLAMP II | Trauma | EA
02.306.006 | 10886982064325 | SHORT CANNULATED NAIL FOR PELVIC C-CLAMP II | Trauma | EA
02.306.007 | 10886982064332 | LONG CANNULATED NAIL FOR PELVIC C-CLAMP II | Trauma | EA
03.306.000 | 10886982077677 | INNER RAIL FOR PELVIC C-CLAMP II | Trauma | EA
03.306.001 | 10886982077684 | OUTER RAIL FOR PELVIC C-CLAMP II | Trauma | EA
03.306.002 | 10886982077691 | UPPER SIDE ARM FOR PELVIC C-CLAMP II | Trauma | EA
03.306.003 | 10886982077707 | LOWER SIDE ARM FOR PELVIC C-CLAMP II | Trauma | EA
03.306.008 | 10886982077714 | THREADED TUBE FOR PELVIC C-CLAMP II | Trauma | EA
03.306.009 | 10886982077721 | 2.5MM K-WIRE INSERTION HANDLE | Trauma | EA
422.220S | 10886982215031 | TI LCP PROX LATERAL TIBIA PL 5 HOLES/140MM/RIGHT-STERILE | Trauma | EA
422.221S | 10886982215055 | TI LCP PROX LATERAL TIBIA PL 5 HOLES/140MM/LEFT-STERILE | Trauma | EA
422.222S | 10886982215079 | TI LCP PROX LATERAL TIBIA PL 7 HOLES/180MM/RIGHT-STERILE | Trauma | EA
422.223S | 10886982215093 | TI LCP PROX LATERAL TIBIA PL 7 HOLES/180MM/LEFT-STERILE | Trauma | EA
422.224S | 10886982215116 | TI LCP PROX LATERAL TIBIA PL 9 HOLES/220MM/RIGHT-STERILE | Trauma | EA
422.225S | 10886982215130 | TI LCP PROX LATERAL TIBIA PL 9 HOLES/220MM/LEFT-STERILE | Trauma | EA
422.226S | 10886982215154 | TI LCP PROX LATERAL TIBIA PL 11 HOLES/260MM/RIGHT-STERILE | Trauma | EA
422.227S | 10886982215178 | TI LCP PROX LATERAL TIBIA PL 11 HOLES/260MM/LEFT-STERILE | Trauma | EA
422.228S | 10886982215192 | TI LCP PROX LATERAL TIBIA PL 13 HOLES/300MM/RIGHT-STERILE | Trauma | EA
422.229S | 10886982215215 | TI LCP PROX LATERAL TIBIA PL 13 HOLES/300MM/LEFT-STERILE | Trauma | EA
222.220S | 10886982156525 | LCP PROX LATERAL TIBIA PLATE 5 HOLES/140MM/RIGHT-STERILE | Trauma | EA
222.221S | 10886982156549 | LCP PROX LATERAL TIBIA PLATE 5 HOLES/140MM/LEFT-STERILE | Trauma | EA
222.222S | 10886982156563 | LCP PROX LATERAL TIBIA PLATE 7 HOLES/180MM/RIGHT-STERILE | Trauma | EA
222.223S | 10886982156587 | LCP PROX LATERAL TIBIA PLATE 7 HOLES/180MM/LEFT-STERILE | Trauma | EA
222.224S | 10886982156600 | LCP PROX LATERAL TIBIA PLATE 9 HOLES/220MM/RIGHT-STERILE | Trauma | EA
222.225S | 10886982156624 | LCP PROX LATERAL TIBIA PLATE 9 HOLES/220MM/LEFT-STERILE | Trauma | EA
222.226S | 10886982156648 | LCP PROX LATERAL TIBIA PLATE 11 HOLES/260MM/RIGHT-STERILE | Trauma | EA
222.227S | 10886982156662 | LCP PROX LATERAL TIBIA PLATE 11 HOLES/260MM/LEFT-STERILE | Trauma | EA
222.228S | 10886982156686 | LCP PROX LATERAL TIBIA PLATE 13 HOLES/300MM/RIGHT-STERILE | Trauma | EA
222.229S | 10886982156709 | LCP PROX LATERAL TIBIA PLATE 13 HOLES/300MM/LEFT-STERILE | Trauma | EA
60.120.460 | 10886982247711 | COMPLETE NOVOCASE FOR LCP PROXIMAL LATERAL TIBIA PLATES | Trauma | EA
60.120.462 | 10886982247728 | INSERT TRAY FOR LCP PROXIMAL LATERAL TIBIA PLATES | Trauma | EA
60.120.465 | 10886982247735 | COMPLETE NOVOCASE FOR TI LCP PROXIMAL LATERAL TIBIA PLATES | Trauma | EA
690.479 | 10886982254009 | RETROFIT KIT FOR TI 3.5MM LCP ELBOW SYSTEM GRAPHIC CASE | Trauma | EA
03.007.020 | 10886982066763 | 2.8MM GUIDE WIRE 180MM LENGTH THREADED 10MM/TROCAR POINT | Trauma | EA
03.221.006 | 10886982076694 | CABLE CUTTER W/TRIGGER HANDLE | Trauma | EA
03.221.008 | 10886982076717 | BLADE FOR CABLE CUTTER | Trauma | EA
690.518 | 10886982254313 | LOCKING BOLT RACK FOR TIBIAL NAIL-EX IMPLANTS | Trauma | EA
690.507 | 10886982254207 | LOCKING BOLT/BLADE RACK FOR FEMORAL AND HAN-EX IMPLANTS | Trauma | EA
05.001.254 | 10886982130273 | LARGE CHUCK WITH KEY REAMING SPEED | Trauma | EA
05.001.250 | 10886982130174 | AO/ASIF QUICK COUPLING FOR DRILL BITS | Trauma | EA
05.001.251 | 10886982130204 | AO SCREW ATTACHMENT | Trauma | EA
05.001.252 | 10886982130228 | SMALL CHUCK WITH KEY DRILLING SPEED | Trauma | EA
05.001.253 | 10886982130242 | LARGE CHUCK WITH KEY DRILLING SPEED | Trauma | EA
60.120.050 | 10886982247551 | TOMOFIX INSTRUMENT AND TI IMPLANT SET GRAPHIC CASE | Trauma | EA
413.324 | 10886982211958 | 5.0MM TI LOCKING HEAD SCREW SELF-TAPPING 24MM | Trauma | EA
413.326 | 10886982211965 | 5.0MM TI LOCKING HEAD SCREW SELF-TAPPING 26MM | Trauma | EA
413.328 | 10886982211972 | 5.0MM TI LOCKING HEAD SCREW SELF-TAPPING 28MM | Trauma | EA
413.330 | 10886982211989 | 5.0MM TI LOCKING HEAD SCREW SELF-TAPPING 30MM | Trauma | EA
413.332 | 10886982211996 | 5.0MM TI LOCKING HEAD SCREW SELF-TAPPING 32MM | Trauma | EA
413.334 | 10886982212009 | 5.0MM TI LOCKING HEAD SCREW SELF-TAPPING 34MM | Trauma | EA
413.336 | 10886982212016 | 5.0MM TI LOCKING HEAD SCREW SELF-TAPPING 36MM | Trauma | EA
413.338 | 10886982212023 | 5.0MM TI LOCKING HEAD SCREW SELF-TAPPING 38MM | Trauma | EA
413.346 | 10886982212061 | 5.0MM TI LOCKING HEAD SCREW SELF-TAPPING 46MM | Trauma | EA
413.348 | 10886982212078 | 5.0MM TI LOCKING HEAD SCREW SELF-TAPPING 48MM | Trauma | EA
413.390 | 10886982212160 | 5.0MM TI LOCKING HEAD SCREW SELF-TAPPING 90MM | Trauma | EA
SD394.460 | 10886982006646 | LARGE DISTRACTOR TUBE | Trauma | EA
60.240.011 | 10886982248701 | SCREW RACK F/5.0MM LOCKING SLF-DRLG & PERIPROSTHETIC SCR | Trauma | EA
60.240.010 | 10886982248695 | SCREW RACK FOR 5.0MM LOCKING SCREWS/SELF-DRILLING | Trauma | EA
02.222.114 | 10886982055880 | 5.0MM VA LOCKING SCREW SLF-TPNG W/T25 STARDRIVE/14MM | Trauma | EA
02.222.116 | 10886982055897 | 5.0MM VA LOCKING SCREW SLF-TPNG W/T25 STARDRIVE/16MM | Trauma | EA
02.222.118 | 10886982055903 | 5.0MM VA LOCKING SCREW SLF-TPNG W/T25 STARDRIVE/18MM | Trauma | EA
02.222.120 | 10886982055910 | 5.0MM VA LOCKING SCREW SLF-TPNG W/T25 STARDRIVE/20MM | Trauma | EA
02.222.122 | 10886982055927 | 5.0MM VA LOCKING SCREW SLF-TPNG W/T25 STARDRIVE/22MM | Trauma | EA
02.222.124 | 10886982055934 | 5.0MM VA LOCKING SCREW SLF-TPNG W/T25 STARDRIVE/24MM | Trauma | EA
02.222.126 | 10886982055941 | 5.0MM VA LOCKING SCREW SLF-TPNG W/T25 STARDRIVE/26MM | Trauma | EA
02.222.128 | 10886982055958 | 5.0MM VA LOCKING SCREW SLF-TPNG W/T25 STARDRIVE/28MM | Trauma | EA
02.222.130 | 10886982055965 | 5.0MM VA LOCKING SCREW SLF-TPNG W/T25 STARDRIVE/30MM | Trauma | EA
02.222.132 | 10886982055972 | 5.0MM VA LOCKING SCREW SLF-TPNG W/T25 STARDRIVE/32MM | Trauma | EA
02.222.134 | 10886982055989 | 5.0MM VA LOCKING SCREW SLF-TPNG W/T25 STARDRIVE/34MM | Trauma | EA
02.222.136 | 10886982055996 | 5.0MM VA LOCKING SCREW SLF-TPNG W/T25 STARDRIVE/36MM | Trauma | EA
02.222.138 | 10886982056009 | 5.0MM VA LOCKING SCREW SLF-TPNG W/T25 STARDRIVE/38MM | Trauma | EA
02.222.140 | 10886982056016 | 5.0MM VA LOCKING SCREW SLF-TPNG W/T25 STARDRIVE/40MM | Trauma | EA
02.222.142 | 10886982056023 | 5.0MM VA LOCKING SCREW SLF-TPNG W/T25 STARDRIVE/42MM | Trauma | EA
02.222.144 | 10886982056030 | 5.0MM VA LOCKING SCREW SLF-TPNG W/T25 STARDRIVE/44MM | Trauma | EA
02.222.146 | 10886982056047 | 5.0MM VA LOCKING SCREW SLF-TPNG W/T25 STARDRIVE/46MM | Trauma | EA
02.222.148 | 10886982056054 | 5.0MM VA LOCKING SCREW SLF-TPNG W/T25 STARDRIVE/48MM | Trauma | EA
02.222.150 | 10886982056061 | 5.0MM VA LOCKING SCREW SLF-TPNG W/T25 STARDRIVE/50MM | Trauma | EA
02.222.155 | 10886982056078 | 5.0MM VA LOCKING SCREW SLF-TPNG W/T25 STARDRIVE/55MM | Trauma | EA
02.222.160 | 10886982056085 | 5.0MM VA LOCKING SCREW SLF-TPNG W/T25 STARDRIVE/60MM | Trauma | EA
02.222.165 | 10886982056092 | 5.0MM VA LOCKING SCREW SLF-TPNG W/T25 STARDRIVE/65MM | Trauma | EA
02.222.170 | 10886982056108 | 5.0MM VA LOCKING SCREW SLF-TPNG W/T25 STARDRIVE/70MM | Trauma | EA
02.222.175 | 10886982056115 | 5.0MM VA LOCKING SCREW SLF-TPNG W/T25 STARDRIVE/75MM | Trauma | EA
02.222.180 | 10886982056122 | 5.0MM VA LOCKING SCREW SLF-TPNG W/T25 STARDRIVE/80MM | Trauma | EA
02.222.185 | 10886982056139 | 5.0MM VA LOCKING SCREW SLF-TPNG W/T25 STARDRIVE/85MM | Trauma | EA
02.222.190 | 10886982056146 | 5.0MM VA LOCKING SCREW SLF-TPNG W/T25 STARDRIVE/90MM | Trauma | EA
SD357.009 | 10886982005724 | AIMING ARM ASSEMBLY | Trauma | EA
SD357.005 | 10886982005717 | PERCUTANEOUS HANDLE ASSEMBLY | Trauma | EA
05.001.227 | 10886982130099 | LID FOR BATTERY HANDPIECE MODULAR F/TRAUMA RECON SYSTEM | Trauma | EA
05.001.222 | 10886982129994 | MODIFIED TRINKLE REAM ATTACH FOR TRAUMA RECON SYSTEM | Trauma | EA
05.001.221 | 10886982129970 | MODIFIED TRINKLE DRILL ATTACH FOR TRAUMA RECON SYSTEM | Trauma | EA
05.001.203 | 10886982129659 | INSERTION SHIELD FOR TRAUMA RECON SYSTEM | Trauma | EA
05.001.201 | 10886982129611 | BATTERY HANDPIECE/MODULAR FOR TRAUMA RECON SYSTEM | Trauma | EA
05.001.204 | 10886982129666 | UNIVERSAL BATTERY CHARGER II | Trauma | EA
05.001.214 | 10886982129833 | AO SCREW ATTACHMENT FOR TRAUMA RECON SYSTEM | Trauma | EA
05.001.202 | 10886982129635 | POWER MODULE FOR TRAUMA RECON SYSTEM | Trauma | EA
05.001.215 | 10886982129857 | TORQUE LIMITING ATTACHMENT 1.5NM/FOR TRAUMA RECON SYSTEM | Trauma | EA
05.001.218 | 10886982129918 | HUDSON REAMING ATTACHMENT FOR TRAUMA RECON SYSTEM | Trauma | EA
05.001.219 | 10886982129932 | TRINKLE DRILLING ATTACHMENT FOR TRAUMA RECON SYSTEM | Trauma | EA
05.001.220 | 10886982129956 | TRINKLE REAMING ATTACHMENT FOR TRAUMA RECON SYSTEM | Trauma | EA
05.001.223 | 10886982130013 | SAGITTAL SAW ATTACHMENT FOR TRAUMA RECON SYSTEM | Trauma | EA
05.001.225 | 10886982130051 | RECIPROCATING SAW ATTACHMENT FOR TRAUMA RECON SYSTEM | Trauma | EA
05.001.226 | 10886982130075 | ADAPTOR FOR RADIOLUCENT DRIVE FOR TRAUMA RECON SYSTEM | Trauma | EA
05.001.210 | 10886982129772 | AO REAMING ATTACHMENT FOR TRAUMA RECON SYSTEM | Trauma | EA
05.001.213 | 10886982129819 | LARGE QUICK COUPLING FOR DRILL BITS FOR TRAUMA RECON SYSTEM | Trauma | EA
05.001.216 | 10886982129871 | TORQUE LIMITING ATTACHMENT 4.0NM/FOR TRAUMA RECON SYSTEM | Trauma | EA
05.001.217 | 10886982129895 | HUDSON DRILLING ATTACHMENT FOR TRAUMA RECON SYSTEM | Trauma | EA
05.001.205 | 10886982129697 | AO QUICK COUPLING F/DRILL BITS FOR TRAUMA RECON SYSTEM | Trauma | EA
05.001.212 | 10886982129796 | QUICK COUPLING FOR K-WIRES FOR TRAUMA RECON SYSTEM | Trauma | EA
05.001.206 | 10886982129710 | CHUCK WITH KEY/DRILL SPEED FOR TRAUMA RECON SYSTEM | Trauma | EA
05.001.207 | 10886982129734 | CHUCK WITH KEY/REAM SPEED FOR TRAUMA RECON SYSTEM | Trauma | EA
05.001.208 | 10886982129758 | CHUCK/KEYLESS/DRILL SPEED FOR TRAUMA RECON SYSTEM | Trauma | EA
04.112.006 | 10886982102324 | 3.5MM TI LCP SUP ANT CLAVICLE PL W/LAT EXTN 3H/RT/69MM | Trauma | EA
04.112.007 | 10886982102348 | 3.5MM TI LCP SUP ANT CLAVICLE PL W/LAT EXTN 3H/LT/69MM | Trauma | EA
04.112.008 | 10886982102362 | 3.5MM TI LCP SUP ANT CLAVICLE PL W/LAT EXTN 6H/RT/108MM | Trauma | EA
04.112.009 | 10886982102386 | 3.5MM TI LCP SUP ANT CLAVICLE PL W/LAT EXTN 6H/LT/108MM | Trauma | EA
04.112.018 | 10886982102485 | 3.5MM TI LCP SUP ANT CLAVICLE PL W/LAT EXTN 7H/RT/123MM | Trauma | EA
04.112.019 | 10886982102508 | 3.5MM TI LCP SUP ANT CLAVICLE PL W/LAT EXTN 7H/LT/123MM | Trauma | EA
04.112.020 | 10886982102522 | 3.5MM TI LCP SUP ANT CLAVICLE PL W/LAT EXTN 8H/RT/135MM | Trauma | EA
04.112.021 | 10886982102546 | 3.5MM TI LCP SUP ANT CLAVICLE PL W/LAT EXTN 8H/LT/135MM | Trauma | EA
03.301.010S | 10886982077585 | LARGE EXTERNAL FIXATOR ANKLE FRAME KIT-STERILE | Trauma | EA
03.301.011S | 10886982077592 | LARGE EXTERNAL FIXATOR TRAUMA KIT-STERILE | Trauma | EA
03.301.012S | 10886982077608 | LARGE EXTERNAL FIXATOR PELVIC FRAME KIT-STERILE | Trauma | EA
03.301.013S | 10886982077615 | LARGE EXTERNAL FIXATOR MILITARY KIT-STERILE | Trauma | EA
851.712.97S | 10886982256157 | ORTHOMESH RESORBABLE STRAIGHT ROW 100MMX100MMX0.5MM-STERILE | Trauma | EA
851.711.97S | 10886982256140 | ORTHOMESH RESORBABLE STRAIGHT ROW 50MMX50MMX0.5MM-STERILE | Trauma | EA
690.578 | 10886982254702 | MODULE INSERT 4 COMPARTMENTS F/MODULAR GRAPHIC CASE F/EPD | Trauma | EA
690.579 | 10886982254719 | MODULE INSERT 2 COMPARTMENTS F/MODULAR GRAPHIC CASE F/EPD | Trauma | EA
690.594 | 10886982254917 | INSERT TRAY FOR 90,000 RPM PEN F/MODULAR GRAPHIC CASE F/EPD | Trauma | EA
690.586 | 10886982254788 | THREE LVL MODULAR GRAPHIC CASE FOR ELECTRIC PEN DRIVE | Trauma | EA
690.587 | 10886982254795 | INSERT TRAY FOR 60,000 RPM PEN F/MODULAR GRAPHIC CASE F/EPD | Trauma | EA
690.588 | 10886982254801 | ATTACHMENT TRAY ASSEMBLY F/MODULAR GRAPHIC CASE F/EPD | Trauma | EA
690.589 | 10886982254818 | LID FOR MODULAR GRAPHIC CASE FOR ELECTRIC PEN DRIVE | Trauma | EA
690.596 | 10886982254924 | SINGLE LVL MODULAR GRAPHIC CSE FOR ELECTRIC PEN DRIVE | Trauma | EA
690.597 | 10886982254931 | TWO LEVEL MODULAR GRAPHIC CASE FOR ELECTRIC PEN DRIVE | Trauma | EA
803.605.02S | 20886982255935 | 1.5MM RESORBABLE CORTEX SCREW 5MM FOR ORTHOMESH-STERILE | Trauma | OP
02.226.620 | 10886982059505 | 4.5MM HEADLESS COMPRESSION SCREW/SHORT THREAD/20MM | Trauma | EA
02.226.622 | 10886982059529 | 4.5MM HEADLESS COMPRESSION SCREW/SHORT THREAD/22MM | Trauma | EA
02.226.624 | 10886982059543 | 4.5MM HEADLESS COMPRESSION SCREW/SHORT THREAD/24MM | Trauma | EA
02.226.626 | 10886982059567 | 4.5MM HEADLESS COMPRESSION SCREW/SHORT THREAD/26MM | Trauma | EA
02.226.628 | 10886982059581 | 4.5MM HEADLESS COMPRESSION SCREW/SHORT THREAD/28MM | Trauma | EA
02.226.630 | 10886982059604 | 4.5MM HEADLESS COMPRESSION SCREW/SHORT THREAD/30MM | Trauma | EA
02.226.632 | 10886982059628 | 4.5MM HEADLESS COMPRESSION SCREW/SHORT THREAD/32MM | Trauma | EA
02.226.634 | 10886982059642 | 4.5MM HEADLESS COMPRESSION SCREW/SHORT THREAD/34MM | Trauma | EA
02.226.636 | 10886982059666 | 4.5MM HEADLESS COMPRESSION SCREW/SHORT THREAD/36MM | Trauma | EA
02.226.638 | 10886982059680 | 4.5MM HEADLESS COMPRESSION SCREW/SHORT THREAD/38MM | Trauma | EA
02.226.640 | 10886982059703 | 4.5MM HEADLESS COMPRESSION SCREW/SHORT THREAD/40MM | Trauma | EA
02.226.642 | 10886982059727 | 4.5MM HEADLESS COMPRESSION SCREW/SHORT THREAD/42MM | Trauma | EA
02.226.644 | 10886982059741 | 4.5MM HEADLESS COMPRESSION SCREW/SHORT THREAD/44MM | Trauma | EA
02.226.646 | 10886982059765 | 4.5MM HEADLESS COMPRESSION SCREW/SHORT THREAD/46MM | Trauma | EA
02.226.648 | 10886982059789 | 4.5MM HEADLESS COMPRESSION SCREW/SHORT THREAD/48MM | Trauma | EA
02.226.650 | 10886982059802 | 4.5MM HEADLESS COMPRESSION SCREW/SHORT THREAD/50MM | Trauma | EA
02.226.652 | 10886982059826 | 4.5MM HEADLESS COMPRESSION SCREW/SHORT THREAD/52MM | Trauma | EA
02.226.654 | 10886982059840 | 4.5MM HEADLESS COMPRESSION SCREW/SHORT THREAD/54MM | Trauma | EA
02.226.656 | 10886982059864 | 4.5MM HEADLESS COMPRESSION SCREW/SHORT THREAD/56MM | Trauma | EA
02.226.658 | 10886982059888 | 4.5MM HEADLESS COMPRESSION SCREW/SHORT THREAD/58MM | Trauma | EA
02.226.660 | 10886982059901 | 4.5MM HEADLESS COMPRESSION SCREW/SHORT THREAD/60MM | Trauma | EA
02.226.665 | 10886982059925 | 4.5MM HEADLESS COMPRESSION SCREW/SHORT THREAD/65MM | Trauma | EA
02.226.670 | 10886982059949 | 4.5MM HEADLESS COMPRESSION SCREW/SHORT THREAD/70MM | Trauma | EA
02.226.675 | 10886982059963 | 4.5MM HEADLESS COMPRESSION SCREW/SHORT THREAD/75MM | Trauma | EA
02.226.680 | 10886982059987 | 4.5MM HEADLESS COMPRESSION SCREW/SHORT THREAD/80MM | Trauma | EA
02.226.685 | 10886982060006 | 4.5MM HEADLESS COMPRESSION SCREW/SHORT THREAD/85MM | Trauma | EA
02.226.690 | 10886982060020 | 4.5MM HEADLESS COMPRESSION SCREW/SHORT THREAD/90MM | Trauma | EA
02.226.695 | 10886982060044 | 4.5MM HEADLESS COMPRESSION SCREW/SHORT THREAD/95MM | Trauma | EA
02.226.700 | 10886982060068 | 4.5MM HEADLESS COMPRESSION SCREW/SHORT THREAD/100MM | Trauma | EA
02.226.730 | 10886982060105 | 4.5MM HEADLESS COMPRESSION SCREW/LONG THREAD/30MM | Trauma | EA
02.226.732 | 10886982060129 | 4.5MM HEADLESS COMPRESSION SCREW/LONG THREAD/32MM | Trauma | EA
02.226.734 | 10886982060143 | 4.5MM HEADLESS COMPRESSION SCREW/LONG THREAD/34MM | Trauma | EA
02.226.736 | 10886982060167 | 4.5MM HEADLESS COMPRESSION SCREW/LONG THREAD/36MM | Trauma | EA
02.226.738 | 10886982060181 | 4.5MM HEADLESS COMPRESSION SCREW/LONG THREAD/38MM | Trauma | EA
02.226.740 | 10886982060204 | 4.5MM HEADLESS COMPRESSION SCREW/LONG THREAD/40MM | Trauma | EA
02.226.742 | 10886982060228 | 4.5MM HEADLESS COMPRESSION SCREW/LONG THREAD/42MM | Trauma | EA
02.226.744 | 10886982060242 | 4.5MM HEADLESS COMPRESSION SCREW/LONG THREAD/44MM | Trauma | EA
02.226.746 | 10886982060266 | 4.5MM HEADLESS COMPRESSION SCREW/LONG THREAD/46MM | Trauma | EA
02.226.748 | 10886982060280 | 4.5MM HEADLESS COMPRESSION SCREW/LONG THREAD/48MM | Trauma | EA
02.226.750 | 10886982060303 | 4.5MM HEADLESS COMPRESSION SCREW/LONG THREAD/50MM | Trauma | EA
02.226.752 | 10886982060327 | 4.5MM HEADLESS COMPRESSION SCREW/LONG THREAD/52MM | Trauma | EA
02.226.754 | 10886982060341 | 4.5MM HEADLESS COMPRESSION SCREW/LONG THREAD/54MM | Trauma | EA
02.226.756 | 10886982060365 | 4.5MM HEADLESS COMPRESSION SCREW/LONG THREAD/56MM | Trauma | EA
02.226.758 | 10886982060389 | 4.5MM HEADLESS COMPRESSION SCREW/LONG THREAD/58MM | Trauma | EA
02.226.760 | 10886982060402 | 4.5MM HEADLESS COMPRESSION SCREW/LONG THREAD/60MM | Trauma | EA
02.226.765 | 10886982060426 | 4.5MM HEADLESS COMPRESSION SCREW/LONG THREAD/65MM | Trauma | EA
02.226.770 | 10886982060440 | 4.5MM HEADLESS COMPRESSION SCREW/LONG THREAD/70MM | Trauma | EA
02.226.775 | 10886982060464 | 4.5MM HEADLESS COMPRESSION SCREW/LONG THREAD/75MM | Trauma | EA
02.226.780 | 10886982060488 | 4.5MM HEADLESS COMPRESSION SCREW/LONG THREAD/80MM | Trauma | EA
02.226.785 | 10886982060501 | 4.5MM HEADLESS COMPRESSION SCREW/LONG THREAD/85MM | Trauma | EA
02.226.790 | 10886982060525 | 4.5MM HEADLESS COMPRESSION SCREW/LONG THREAD/90MM | Trauma | EA
02.226.795 | 10886982060549 | 4.5MM HEADLESS COMPRESSION SCREW/LONG THREAD/95MM | Trauma | EA
02.226.800 | 10886982060563 | 4.5MM HEADLESS COMPRESSION SCREW/LONG THREAD/100MM | Trauma | EA
02.226.620S | 10886982059512 | 4.5MM HEADLESS COMPRESSION SCR/SHORT THRD/20MM-STERILE | Trauma | EA
02.226.622S | 10886982059536 | 4.5MM HEADLESS COMPRESSION SCR/SHORT THRD/22MM-STERILE | Trauma | EA
02.226.624S | 10886982059550 | 4.5MM HEADLESS COMPRESSION SCR/SHORT THRD/24MM-STERILE | Trauma | EA
02.226.626S | 10886982059574 | 4.5MM HEADLESS COMPRESSION SCR/SHORT THRD/26MM-STERILE | Trauma | EA
02.226.628S | 10886982059598 | 4.5MM HEADLESS COMPRESSION SCR/SHORT THRD/28MM-STERILE | Trauma | EA
02.226.630S | 10886982059611 | 4.5MM HEADLESS COMPRESSION SCR/SHORT THRD/30MM-STERILE | Trauma | EA
02.226.632S | 10886982059635 | 4.5MM HEADLESS COMPRESSION SCR/SHORT THRD/32MM-STERILE | Trauma | EA
02.226.634S | 10886982059659 | 4.5MM HEADLESS COMPRESSION SCR/SHORT THRD/34MM-STERILE | Trauma | EA
02.226.636S | 10886982059673 | 4.5MM HEADLESS COMPRESSION SCR/SHORT THRD/36MM-STERILE | Trauma | EA
02.226.638S | 10886982059697 | 4.5MM HEADLESS COMPRESSION SCR/SHORT THRD/38MM-STERILE | Trauma | EA
02.226.640S | 10886982059710 | 4.5MM HEADLESS COMPRESSION SCR/SHORT THRD/40MM-STERILE | Trauma | EA
02.226.642S | 10886982059734 | 4.5MM HEADLESS COMPRESSION SCR/SHORT THRD/42MM-STERILE | Trauma | EA
02.226.644S | 10886982059758 | 4.5MM HEADLESS COMPRESSION SCR/SHORT THRD/44MM-STERILE | Trauma | EA
02.226.646S | 10886982059772 | 4.5MM HEADLESS COMPRESSION SCR/SHORT THRD/46MM-STERILE | Trauma | EA
02.226.648S | 10886982059796 | 4.5MM HEADLESS COMPRESSION SCR/SHORT THRD/48MM-STERILE | Trauma | EA
02.226.650S | 10886982059819 | 4.5MM HEADLESS COMPRESSION SCR/SHORT THRD/50MM-STERILE | Trauma | EA
02.226.652S | 10886982059833 | 4.5MM HEADLESS COMPRESSION SCR/SHORT THRD/52MM-STERILE | Trauma | EA
02.226.654S | 10886982059857 | 4.5MM HEADLESS COMPRESSION SCR/SHORT THRD/54MM-STERILE | Trauma | EA
02.226.656S | 10886982059871 | 4.5MM HEADLESS COMPRESSION SCR/SHORT THRD/56MM-STERILE | Trauma | EA
02.226.658S | 10886982059895 | 4.5MM HEADLESS COMPRESSION SCR/SHORT THRD/58MM-STERILE | Trauma | EA
02.226.660S | 10886982059918 | 4.5MM HEADLESS COMPRESSION SCR/SHORT THRD/60MM-STERILE | Trauma | EA
02.226.665S | 10886982059932 | 4.5MM HEADLESS COMPRESSION SCR/SHORT THRD/65MM-STERILE | Trauma | EA
02.226.670S | 10886982059956 | 4.5MM HEADLESS COMPRESSION SCR/SHORT THRD/70MM-STERILE | Trauma | EA
02.226.675S | 10886982059970 | 4.5MM HEADLESS COMPRESSION SCR/SHORT THRD/75MM-STERILE | Trauma | EA
02.226.680S | 10886982059994 | 4.5MM HEADLESS COMPRESSION SCR/SHORT THRD/80MM-STERILE | Trauma | EA
02.226.685S | 10886982060013 | 4.5MM HEADLESS COMPRESSION SCR/SHORT THRD/85MM-STERILE | Trauma | EA
02.226.690S | 10886982060037 | 4.5MM HEADLESS COMPRESSION SCR/SHORT THRD/90MM-STERILE | Trauma | EA
02.226.695S | 10886982060051 | 4.5MM HEADLESS COMPRESSION SCR/SHORT THRD/95MM-STERILE | Trauma | EA
02.226.700S | 10886982060075 | 4.5MM HEADLESS COMPRESSION SCR/SHORT THRD/100MM-STERILE | Trauma | EA
04.226.620 | 10886982123220 | 4.5MM TI HEADLESS COMPRESSION SCREW/SHORT THREAD/20MM | Trauma | EA
04.226.622 | 10886982123244 | 4.5MM TI HEADLESS COMPRESSION SCREW/SHORT THREAD/22MM | Trauma | EA
04.226.624 | 10886982123268 | 4.5MM TI HEADLESS COMPRESSION SCREW/SHORT THREAD/24MM | Trauma | EA
04.226.626 | 10886982123282 | 4.5MM TI HEADLESS COMPRESSION SCREW/SHORT THREAD/26MM | Trauma | EA
04.226.628 | 10886982123305 | 4.5MM TI HEADLESS COMPRESSION SCREW/SHORT THREAD/28MM | Trauma | EA
04.226.630 | 10886982123329 | 4.5MM TI HEADLESS COMPRESSION SCREW/SHORT THREAD/30MM | Trauma | EA
04.226.632 | 10886982123343 | 4.5MM TI HEADLESS COMPRESSION SCREW/SHORT THREAD/32MM | Trauma | EA
04.226.634 | 10886982123367 | 4.5MM TI HEADLESS COMPRESSION SCREW/SHORT THREAD/34MM | Trauma | EA
04.226.636 | 10886982123381 | 4.5MM TI HEADLESS COMPRESSION SCREW/SHORT THREAD/36MM | Trauma | EA
04.226.638 | 10886982123404 | 4.5MM TI HEADLESS COMPRESSION SCREW/SHORT THREAD/38MM | Trauma | EA
04.226.640 | 10886982123428 | 4.5MM TI HEADLESS COMPRESSION SCREW/SHORT THREAD/40MM | Trauma | EA
04.226.620S | 10886982123237 | 4.5MM TI HEADLESS COMPRESSION SCR/SHORT THRD/20MM-STERILE | Trauma | EA
04.226.642 | 10886982123442 | 4.5MM TI HEADLESS COMPRESSION SCREW/SHORT THREAD/42MM | Trauma | EA
04.226.644 | 10886982123466 | 4.5MM TI HEADLESS COMPRESSION SCREW/SHORT THREAD/44MM | Trauma | EA
04.226.646 | 10886982123480 | 4.5MM TI HEADLESS COMPRESSION SCREW/SHORT THREAD/46MM | Trauma | EA
04.226.622S | 10886982123251 | 4.5MM TI HEADLESS COMPRESSION SCR/SHORT THRD/22MM-STERILE | Trauma | EA
04.226.648 | 10886982123503 | 4.5MM TI HEADLESS COMPRESSION SCREW/SHORT THREAD/48MM | Trauma | EA
04.226.624S | 10886982123275 | 4.5MM TI HEADLESS COMPRESSION SCR/SHORT THRD/24MM-STERILE | Trauma | EA
04.226.626S | 10886982123299 | 4.5MM TI HEADLESS COMPRESSION SCR/SHORT THRD/26MM-STERILE | Trauma | EA
04.226.650 | 10886982123527 | 4.5MM TI HEADLESS COMPRESSION SCREW/SHORT THREAD/50MM | Trauma | EA
04.226.652 | 10886982123541 | 4.5MM TI HEADLESS COMPRESSION SCREW/SHORT THREAD/52MM | Trauma | EA
04.226.654 | 10886982123565 | 4.5MM TI HEADLESS COMPRESSION SCREW/SHORT THREAD/54MM | Trauma | EA
04.226.656 | 10886982123589 | 4.5MM TI HEADLESS COMPRESSION SCREW/SHORT THREAD/56MM | Trauma | EA
04.226.658 | 10886982123602 | 4.5MM TI HEADLESS COMPRESSION SCREW/SHORT THREAD/58MM | Trauma | EA
04.226.660 | 10886982123626 | 4.5MM TI HEADLESS COMPRESSION SCREW/SHORT THREAD/60MM | Trauma | EA
04.226.665 | 10886982123640 | 4.5MM TI HEADLESS COMPRESSION SCREW/SHORT THREAD/65MM | Trauma | EA
04.226.670 | 10886982123664 | 4.5MM TI HEADLESS COMPRESSION SCREW/SHORT THREAD/70MM | Trauma | EA
04.226.675 | 10886982123688 | 4.5MM TI HEADLESS COMPRESSION SCREW/SHORT THREAD/75MM | Trauma | EA
04.226.680 | 10886982123701 | 4.5MM TI HEADLESS COMPRESSION SCREW/SHORT THREAD/80MM | Trauma | EA
04.226.685 | 10886982123725 | 4.5MM TI HEADLESS COMPRESSION SCREW/SHORT THREAD/85MM | Trauma | EA
04.226.690 | 10886982123749 | 4.5MM TI HEADLESS COMPRESSION SCREW/SHORT THREAD/90MM | Trauma | EA
04.226.695 | 10886982123763 | 4.5MM TI HEADLESS COMPRESSION SCREW/SHORT THREAD/95MM | Trauma | EA
04.226.700 | 10886982123787 | 4.5MM TI HEADLESS COMPRESSION SCREW/SHORT THREAD/100MM | Trauma | EA
04.226.730 | 10886982123824 | 4.5MM TI HEADLESS COMPRESSION SCREW/LONG THREAD/30MM | Trauma | EA
04.226.732 | 10886982123848 | 4.5MM TI HEADLESS COMPRESSION SCREW/LONG THREAD/32MM | Trauma | EA
04.226.734 | 10886982123862 | 4.5MM TI HEADLESS COMPRESSION SCREW/LONG THREAD/34MM | Trauma | EA
04.226.736 | 10886982123886 | 4.5MM TI HEADLESS COMPRESSION SCREW/LONG THREAD/36MM | Trauma | EA
04.226.738 | 10886982123909 | 4.5MM TI HEADLESS COMPRESSION SCREW/LONG THREAD/38MM | Trauma | EA
04.226.740 | 10886982123923 | 4.5MM TI HEADLESS COMPRESSION SCREW/LONG THREAD/40MM | Trauma | EA
04.226.742 | 10886982123947 | 4.5MM TI HEADLESS COMPRESSION SCREW/LONG THREAD/42MM | Trauma | EA
04.226.744 | 10886982123961 | 4.5MM TI HEADLESS COMPRESSION SCREW/LONG THREAD/44MM | Trauma | EA
04.226.746 | 10886982123985 | 4.5MM TI HEADLESS COMPRESSION SCREW/LONG THREAD/46MM | Trauma | EA
04.226.748 | 10886982124005 | 4.5MM TI HEADLESS COMPRESSION SCREW/LONG THREAD/48MM | Trauma | EA
04.226.750 | 10886982124029 | 4.5MM TI HEADLESS COMPRESSION SCREW/LONG THREAD/50MM | Trauma | EA
04.226.752 | 10886982124043 | 4.5MM TI HEADLESS COMPRESSION SCREW/LONG THREAD/52MM | Trauma | EA
04.226.754 | 10886982124067 | 4.5MM TI HEADLESS COMPRESSION SCREW/LONG THREAD/54MM | Trauma | EA
04.226.756 | 10886982124081 | 4.5MM TI HEADLESS COMPRESSION SCREW/LONG THREAD/56MM | Trauma | EA
04.226.758 | 10886982124104 | 4.5MM TI HEADLESS COMPRESSION SCREW/LONG THREAD/58MM | Trauma | EA
04.226.628S | 10886982123312 | 4.5MM TI HEADLESS COMPRESSION SCR/SHORT THRD/28MM-STERILE | Trauma | EA
04.226.760 | 10886982124128 | 4.5MM TI HEADLESS COMPRESSION SCREW/LONG THREAD/60MM | Trauma | EA
04.226.765 | 10886982124142 | 4.5MM TI HEADLESS COMPRESSION SCREW/LONG THREAD/65MM | Trauma | EA
04.226.630S | 10886982123336 | 4.5MM TI HEADLESS COMPRESSION SCR/SHORT THRD/30MM-STERILE | Trauma | EA
04.226.632S | 10886982123350 | 4.5MM TI HEADLESS COMPRESSION SCR/SHORT THRD/32MM-STERILE | Trauma | EA
04.226.770 | 10886982124166 | 4.5MM TI HEADLESS COMPRESSION SCREW/LONG THREAD/70MM | Trauma | EA
04.226.634S | 10886982123374 | 4.5MM TI HEADLESS COMPRESSION SCR/SHORT THRD/34MM-STERILE | Trauma | EA
04.226.775 | 10886982124180 | 4.5MM TI HEADLESS COMPRESSION SCREW/LONG THREAD/75MM | Trauma | EA
04.226.636S | 10886982123398 | 4.5MM TI HEADLESS COMPRESSION SCR/SHORT THRD/36MM-STERILE | Trauma | EA
04.226.780 | 10886982124203 | 4.5MM TI HEADLESS COMPRESSION SCREW/LONG THREAD/80MM | Trauma | EA
04.226.638S | 10886982123411 | 4.5MM TI HEADLESS COMPRESSION SCR/SHORT THRD/38MM-STERILE | Trauma | EA
04.226.785 | 10886982124227 | 4.5MM TI HEADLESS COMPRESSION SCREW/LONG THREAD/85MM | Trauma | EA
04.226.640S | 10886982123435 | 4.5MM TI HEADLESS COMPRESSION SCR/SHORT THRD/40MM-STERILE | Trauma | EA
04.226.790 | 10886982124241 | 4.5MM TI HEADLESS COMPRESSION SCREW/LONG THREAD/90MM | Trauma | EA
04.226.795 | 10886982124265 | 4.5MM TI HEADLESS COMPRESSION SCREW/LONG THREAD/95MM | Trauma | EA
04.226.800 | 10886982124289 | 4.5MM TI HEADLESS COMPRESSION SCREW/LONG THREAD/100MM | Trauma | EA
04.226.642S | 10886982123459 | 4.5MM TI HEADLESS COMPRESSION SCR/SHORT THRD/42MM-STERILE | Trauma | EA
04.226.644S | 10886982123473 | 4.5MM TI HEADLESS COMPRESSION SCR/SHORT THRD/44MM-STERILE | Trauma | EA
04.226.646S | 10886982123497 | 4.5MM TI HEADLESS COMPRESSION SCR/SHORT THRD/46MM-STERILE | Trauma | EA
04.226.648S | 10886982123510 | 4.5MM TI HEADLESS COMPRESSION SCR/SHORT THRD/48MM-STERILE | Trauma | EA
04.226.650S | 10886982123534 | 4.5MM TI HEADLESS COMPRESSION SCR/SHORT THRD/50MM-STERILE | Trauma | EA
04.226.652S | 10886982123558 | 4.5MM TI HEADLESS COMPRESSION SCR/SHORT THRD/52MM-STERILE | Trauma | EA
04.226.654S | 10886982123572 | 4.5MM TI HEADLESS COMPRESSION SCR/SHORT THRD/54MM-STERILE | Trauma | EA
04.226.656S | 10886982123596 | 4.5MM TI HEADLESS COMPRESSION SCR/SHORT THRD/56MM-STERILE | Trauma | EA
04.226.658S | 10886982123619 | 4.5MM TI HEADLESS COMPRESSION SCR/SHORT THRD/58MM-STERILE | Trauma | EA
04.226.660S | 10886982123633 | 4.5MM TI HEADLESS COMPRESSION SCR/SHORT THRD/60MM-STERILE | Trauma | EA
04.226.665S | 10886982123657 | 4.5MM TI HEADLESS COMPRESSION SCR/SHORT THRD/65MM-STERILE | Trauma | EA
04.226.670S | 10886982123671 | 4.5MM TI HEADLESS COMPRESSION SCR/SHORT THRD/70MM-STERILE | Trauma | EA
04.226.675S | 10886982123695 | 4.5MM TI HEADLESS COMPRESSION SCR/SHORT THRD/75MM-STERILE | Trauma | EA
04.226.680S | 10886982123718 | 4.5MM TI HEADLESS COMPRESSION SCR/SHORT THRD/80MM-STERILE | Trauma | EA
04.226.685S | 10886982123732 | 4.5MM TI HEADLESS COMPRESSION SCR/SHORT THRD/85MM-STERILE | Trauma | EA
04.226.690S | 10886982123756 | 4.5MM TI HEADLESS COMPRESSION SCR/SHORT THRD/90MM-STERILE | Trauma | EA
04.226.695S | 10886982123770 | 4.5MM TI HEADLESS COMPRESSION SCR/SHORT THRD/95MM-STERILE | Trauma | EA
04.226.700S | 10886982123794 | 4.5MM TI HEADLESS COMPRESSION SCR/SHORT THRD/100MM-STERILE | Trauma | EA
04.226.705S | 10886982123800 | 4.5MM TI HEADLESS COMPRESSION SCR/SHORT THRD/105MM-STERILE | Trauma | EA
04.226.710S | 10886982123817 | 4.5MM TI HEADLESS COMPRESSION SCR/SHORT THRD/110MM-STERILE | Trauma | EA
04.226.730S | 10886982123831 | 4.5MM TI HEADLESS COMPRESSION SCR/LONG THRD/30MM-STERILE | Trauma | EA
04.226.732S | 10886982123855 | 4.5MM TI HEADLESS COMPRESSION SCR/LONG THRD/32MM-STERILE | Trauma | EA
04.226.734S | 10886982123879 | 4.5MM TI HEADLESS COMPRESSION SCR/LONG THRD/34MM-STERILE | Trauma | EA
04.226.736S | 10886982123893 | 4.5MM TI HEADLESS COMPRESSION SCR/LONG THRD/36MM-STERILE | Trauma | EA
04.226.738S | 10886982123916 | 4.5MM TI HEADLESS COMPRESSION SCR/LONG THRD/38MM-STERILE | Trauma | EA
04.226.740S | 10886982123930 | 4.5MM TI HEADLESS COMPRESSION SCR/LONG THRD/40MM-STERILE | Trauma | EA
04.226.742S | 10886982123954 | 4.5MM TI HEADLESS COMPRESSION SCR/LONG THRD/42MM-STERILE | Trauma | EA
04.226.744S | 10886982123978 | 4.5MM TI HEADLESS COMPRESSION SCR/LONG THRD/44MM-STERILE | Trauma | EA
04.226.746S | 10886982123992 | 4.5MM TI HEADLESS COMPRESSION SCR/LONG THRD/46MM-STERILE | Trauma | EA
04.226.748S | 10886982124012 | 4.5MM TI HEADLESS COMPRESSION SCR/LONG THRD/48MM-STERILE | Trauma | EA
04.226.750S | 10886982124036 | 4.5MM TI HEADLESS COMPRESSION SCR/LONG THRD/50MM-STERILE | Trauma | EA
04.226.752S | 10886982124050 | 4.5MM TI HEADLESS COMPRESSION SCR/LONG THRD/52MM-STERILE | Trauma | EA
04.226.754S | 10886982124074 | 4.5MM TI HEADLESS COMPRESSION SCR/LONG THRD/54MM-STERILE | Trauma | EA
04.226.756S | 10886982124098 | 4.5MM TI HEADLESS COMPRESSION SCR/LONG THRD/56MM-STERILE | Trauma | EA
04.226.758S | 10886982124111 | 4.5MM TI HEADLESS COMPRESSION SCR/LONG THRD/58MM-STERILE | Trauma | EA
04.226.760S | 10886982124135 | 4.5MM TI HEADLESS COMPRESSION SCR/LONG THRD/60MM-STERILE | Trauma | EA
04.226.765S | 10886982124159 | 4.5MM TI HEADLESS COMPRESSION SCR/LONG THRD/65MM-STERILE | Trauma | EA
04.226.770S | 10886982124173 | 4.5MM TI HEADLESS COMPRESSION SCR/LONG THRD/70MM-STERILE | Trauma | EA
04.226.775S | 10886982124197 | 4.5MM TI HEADLESS COMPRESSION SCR/LONG THRD/75MM-STERILE | Trauma | EA
04.226.780S | 10886982124210 | 4.5MM TI HEADLESS COMPRESSION SCR/LONG THRD/80MM-STERILE | Trauma | EA
04.226.785S | 10886982124234 | 4.5MM TI HEADLESS COMPRESSION SCR/LONG THRD/85MM-STERILE | Trauma | EA
04.226.790S | 10886982124258 | 4.5MM TI HEADLESS COMPRESSION SCR/LONG THRD/90MM-STERILE | Trauma | EA
04.226.795S | 10886982124272 | 4.5MM TI HEADLESS COMPRESSION SCR/LONG THRD/95MM-STERILE | Trauma | EA
04.226.800S | 10886982124296 | 4.5MM TI HEADLESS COMPRESSION SCR/LONG THRD/100MM-STERILE | Trauma | EA
04.226.805S | 10886982124302 | 4.5MM TI HEADLESS COMPRESSION SCR/LONG THRD/105MM-STERILE | Trauma | EA
04.226.810S | 10886982124319 | 4.5MM TI HEADLESS COMPRESSION SCR/LONG THRD/110MM-STERILE | Trauma | EA
02.227.030 | 10886982060617 | 6.5MM HEADLESS COMPRESSION SCREW/16MM THREAD/30MM | Trauma | EA
02.227.035 | 10886982060631 | 6.5MM HEADLESS COMPRESSION SCREW/16MM THREAD/35MM | Trauma | EA
02.227.040 | 10886982060655 | 6.5MM HEADLESS COMPRESSION SCREW/16MM THREAD/40MM | Trauma | EA
02.227.045 | 10886982060679 | 6.5MM HEADLESS COMPRESSION SCREW/16MM THREAD/45MM | Trauma | EA
02.227.050 | 10886982060693 | 6.5MM HEADLESS COMPRESSION SCREW/16MM THREAD/50MM | Trauma | EA
02.227.055 | 10886982060716 | 6.5MM HEADLESS COMPRESSION SCREW/16MM THREAD/55MM | Trauma | EA
02.227.060 | 10886982060730 | 6.5MM HEADLESS COMPRESSION SCREW/16MM THREAD/60MM | Trauma | EA
02.227.065 | 10886982060754 | 6.5MM HEADLESS COMPRESSION SCREW/16MM THREAD/65MM | Trauma | EA
02.227.070 | 10886982060778 | 6.5MM HEADLESS COMPRESSION SCREW/16MM THREAD/70MM | Trauma | EA
02.227.075 | 10886982060792 | 6.5MM HEADLESS COMPRESSION SCREW/16MM THREAD/75MM | Trauma | EA
02.227.080 | 10886982060815 | 6.5MM HEADLESS COMPRESSION SCREW/16MM THREAD/80MM | Trauma | EA
02.227.085 | 10886982060839 | 6.5MM HEADLESS COMPRESSION SCREW/16MM THREAD/85MM | Trauma | EA
02.227.090 | 10886982060853 | 6.5MM HEADLESS COMPRESSION SCREW/16MM THREAD/90MM | Trauma | EA
02.227.095 | 10886982060877 | 6.5MM HEADLESS COMPRESSION SCREW/16MM THREAD/95MM | Trauma | EA
02.227.100 | 10886982060891 | 6.5MM HEADLESS COMPRESSION SCREW/16MM THREAD/100MM | Trauma | EA
02.227.105 | 10886982060914 | 6.5MM HEADLESS COMPRESSION SCREW/16MM THREAD/105MM | Trauma | EA
02.227.110 | 10886982060938 | 6.5MM HEADLESS COMPRESSION SCREW/16MM THREAD/110MM | Trauma | EA
02.227.115 | 10886982060952 | 6.5MM HEADLESS COMPRESSION SCREW/16MM THREAD/115MM | Trauma | EA
02.227.120 | 10886982060976 | 6.5MM HEADLESS COMPRESSION SCREW/16MM THREAD/120MM | Trauma | EA
02.227.125 | 10886982060990 | 6.5MM HEADLESS COMPRESSION SCREW/16MM THREAD/125MM | Trauma | EA
02.227.130 | 10886982061010 | 6.5MM HEADLESS COMPRESSION SCREW/16MM THREAD/130MM | Trauma | EA
02.227.135 | 10886982061034 | 6.5MM HEADLESS COMPRESSION SCREW/16MM THREAD/135MM | Trauma | EA
02.227.140 | 10886982061058 | 6.5MM HEADLESS COMPRESSION SCREW/16MM THREAD/140MM | Trauma | EA
02.227.145 | 10886982061072 | 6.5MM HEADLESS COMPRESSION SCREW/16MM THREAD/145MM | Trauma | EA
02.227.150 | 10886982061096 | 6.5MM HEADLESS COMPRESSION SCREW/16MM THREAD/150MM | Trauma | EA
02.227.245 | 10886982061119 | 6.5MM HEADLESS COMPRESSION SCREW/32MM THREAD/45MM | Trauma | EA
02.227.250 | 10886982061133 | 6.5MM HEADLESS COMPRESSION SCREW/32MM THREAD/50MM | Trauma | EA
02.227.255 | 10886982061157 | 6.5MM HEADLESS COMPRESSION SCREW/32MM THREAD/55MM | Trauma | EA
02.227.260 | 10886982061171 | 6.5MM HEADLESS COMPRESSION SCREW/32MM THREAD/60MM | Trauma | EA
02.227.265 | 10886982061195 | 6.5MM HEADLESS COMPRESSION SCREW/32MM THREAD/65MM | Trauma | EA
02.227.270 | 10886982061218 | 6.5MM HEADLESS COMPRESSION SCREW/32MM THREAD/70MM | Trauma | EA
02.227.275 | 10886982061232 | 6.5MM HEADLESS COMPRESSION SCREW/32MM THREAD/75MM | Trauma | EA
02.227.280 | 10886982061256 | 6.5MM HEADLESS COMPRESSION SCREW/32MM THREAD/80MM | Trauma | EA
02.227.285 | 10886982061270 | 6.5MM HEADLESS COMPRESSION SCREW/32MM THREAD/85MM | Trauma | EA
02.227.290 | 10886982061294 | 6.5MM HEADLESS COMPRESSION SCREW/32MM THREAD/90MM | Trauma | EA
02.227.295 | 10886982061317 | 6.5MM HEADLESS COMPRESSION SCREW/32MM THREAD/95MM | Trauma | EA
02.227.300 | 10886982061331 | 6.5MM HEADLESS COMPRESSION SCREW/32MM THREAD/100MM | Trauma | EA
02.227.305 | 10886982061355 | 6.5MM HEADLESS COMPRESSION SCREW/32MM THREAD/105MM | Trauma | EA
02.227.310 | 10886982061379 | 6.5MM HEADLESS COMPRESSION SCREW/32MM THREAD/110MM | Trauma | EA
02.227.315 | 10886982061393 | 6.5MM HEADLESS COMPRESSION SCREW/32MM THREAD/115MM | Trauma | EA
02.227.320 | 10886982061416 | 6.5MM HEADLESS COMPRESSION SCREW/32MM THREAD/120MM | Trauma | EA
02.227.325 | 10886982061430 | 6.5MM HEADLESS COMPRESSION SCREW/32MM THREAD/125MM | Trauma | EA
02.227.330 | 10886982061454 | 6.5MM HEADLESS COMPRESSION SCREW/32MM THREAD/130MM | Trauma | EA
02.227.335 | 10886982061478 | 6.5MM HEADLESS COMPRESSION SCREW/32MM THREAD/135MM | Trauma | EA
02.227.340 | 10886982061492 | 6.5MM HEADLESS COMPRESSION SCREW/32MM THREAD/140MM | Trauma | EA
02.227.345 | 10886982061515 | 6.5MM HEADLESS COMPRESSION SCREW/32MM THREAD/145MM | Trauma | EA
02.227.350 | 10886982061539 | 6.5MM HEADLESS COMPRESSION SCREW/32MM THREAD/150MM | Trauma | EA
04.227.030 | 10886982124326 | 6.5MM TI HEADLESS COMPRESSION SCREW/16MM THREAD/30MM | Trauma | EA
04.227.035 | 10886982124340 | 6.5MM TI HEADLESS COMPRESSION SCREW/16MM THREAD/35MM | Trauma | EA
04.227.040 | 10886982124364 | 6.5MM TI HEADLESS COMPRESSION SCREW/16MM THREAD/40MM | Trauma | EA
04.227.045 | 10886982124388 | 6.5MM TI HEADLESS COMPRESSION SCREW/16MM THREAD/45MM | Trauma | EA
04.227.050 | 10886982124401 | 6.5MM TI HEADLESS COMPRESSION SCREW/16MM THREAD/50MM | Trauma | EA
04.227.055 | 10886982124425 | 6.5MM TI HEADLESS COMPRESSION SCREW/16MM THREAD/55MM | Trauma | EA
04.227.060 | 10886982124449 | 6.5MM TI HEADLESS COMPRESSION SCREW/16MM THREAD/60MM | Trauma | EA
04.227.065 | 10886982124463 | 6.5MM TI HEADLESS COMPRESSION SCREW/16MM THREAD/65MM | Trauma | EA
04.227.070 | 10886982124487 | 6.5MM TI HEADLESS COMPRESSION SCREW/16MM THREAD/70MM | Trauma | EA
04.227.075 | 10886982124500 | 6.5MM TI HEADLESS COMPRESSION SCREW/16MM THREAD/75MM | Trauma | EA
04.227.080 | 10886982124524 | 6.5MM TI HEADLESS COMPRESSION SCREW/16MM THREAD/80MM | Trauma | EA
04.227.085 | 10886982124548 | 6.5MM TI HEADLESS COMPRESSION SCREW/16MM THREAD/85MM | Trauma | EA
04.227.090 | 10886982124562 | 6.5MM TI HEADLESS COMPRESSION SCREW/16MM THREAD/90MM | Trauma | EA
04.227.095 | 10886982124586 | 6.5MM TI HEADLESS COMPRESSION SCREW/16MM THREAD/95MM | Trauma | EA
04.227.100 | 10886982124609 | 6.5MM TI HEADLESS COMPRESSION SCREW/16MM THREAD/100MM | Trauma | EA
04.227.105 | 10886982124623 | 6.5MM TI HEADLESS COMPRESSION SCREW/16MM THREAD/105MM | Trauma | EA
04.227.110 | 10886982124647 | 6.5MM TI HEADLESS COMPRESSION SCREW/16MM THREAD/110MM | Trauma | EA
04.227.115 | 10886982124661 | 6.5MM TI HEADLESS COMPRESSION SCREW/16MM THREAD/115MM | Trauma | EA
04.227.120 | 10886982124685 | 6.5MM TI HEADLESS COMPRESSION SCREW/16MM THREAD/120MM | Trauma | EA
04.227.125 | 10886982124708 | 6.5MM TI HEADLESS COMPRESSION SCREW/16MM THREAD/125MM | Trauma | EA
04.227.130 | 10886982124722 | 6.5MM TI HEADLESS COMPRESSION SCREW/16MM THREAD/130MM | Trauma | EA
04.227.135 | 10886982124746 | 6.5MM TI HEADLESS COMPRESSION SCREW/16MM THREAD/135MM | Trauma | EA
04.227.140 | 10886982124760 | 6.5MM TI HEADLESS COMPRESSION SCREW/16MM THREAD/140MM | Trauma | EA
04.227.145 | 10886982124784 | 6.5MM TI HEADLESS COMPRESSION SCREW/16MM THREAD/145MM | Trauma | EA
04.227.150 | 10886982124807 | 6.5MM TI HEADLESS COMPRESSION SCREW/16MM THREAD/150MM | Trauma | EA
04.227.245 | 10886982124821 | 6.5MM TI HEADLESS COMPRESSION SCREW/32MM THREAD/45MM | Trauma | EA
04.227.250 | 10886982124845 | 6.5MM TI HEADLESS COMPRESSION SCREW/32MM THREAD/50MM | Trauma | EA
04.227.255 | 10886982124869 | 6.5MM TI HEADLESS COMPRESSION SCREW/32MM THREAD/55MM | Trauma | EA
04.227.260 | 10886982124883 | 6.5MM TI HEADLESS COMPRESSION SCREW/32MM THREAD/60MM | Trauma | EA
04.227.265 | 10886982124906 | 6.5MM TI HEADLESS COMPRESSION SCREW/32MM THREAD/65MM | Trauma | EA
04.227.270 | 10886982124920 | 6.5MM TI HEADLESS COMPRESSION SCREW/32MM THREAD/70MM | Trauma | EA
04.227.275 | 10886982124944 | 6.5MM TI HEADLESS COMPRESSION SCREW/32MM THREAD/75MM | Trauma | EA
04.227.280 | 10886982124968 | 6.5MM TI HEADLESS COMPRESSION SCREW/32MM THREAD/80MM | Trauma | EA
04.227.285 | 10886982124982 | 6.5MM TI HEADLESS COMPRESSION SCREW/32MM THREAD/85MM | Trauma | EA
04.227.290 | 10886982125002 | 6.5MM TI HEADLESS COMPRESSION SCREW/32MM THREAD/90MM | Trauma | EA
04.227.295 | 10886982125026 | 6.5MM TI HEADLESS COMPRESSION SCREW/32MM THREAD/95MM | Trauma | EA
04.227.300 | 10886982125040 | 6.5MM TI HEADLESS COMPRESSION SCREW/32MM THREAD/100MM | Trauma | EA
04.227.305 | 10886982125064 | 6.5MM TI HEADLESS COMPRESSION SCREW/32MM THREAD/105MM | Trauma | EA
04.227.310 | 10886982125088 | 6.5MM TI HEADLESS COMPRESSION SCREW/32MM THREAD/110MM | Trauma | EA
04.227.315 | 10886982125101 | 6.5MM TI HEADLESS COMPRESSION SCREW/32MM THREAD/115MM | Trauma | EA
04.227.320 | 10886982125125 | 6.5MM TI HEADLESS COMPRESSION SCREW/32MM THREAD/120MM | Trauma | EA
04.227.325 | 10886982125149 | 6.5MM TI HEADLESS COMPRESSION SCREW/32MM THREAD/125MM | Trauma | EA
04.227.330 | 10886982125163 | 6.5MM TI HEADLESS COMPRESSION SCREW/32MM THREAD/130MM | Trauma | EA
04.227.335 | 10886982125187 | 6.5MM TI HEADLESS COMPRESSION SCREW/32MM THREAD/135MM | Trauma | EA
04.227.340 | 10886982125200 | 6.5MM TI HEADLESS COMPRESSION SCREW/32MM THREAD/140MM | Trauma | EA
04.227.345 | 10886982125224 | 6.5MM TI HEADLESS COMPRESSION SCREW/32MM THREAD/145MM | Trauma | EA
04.227.350 | 10886982125248 | 6.5MM TI HEADLESS COMPRESSION SCREW/32MM THREAD/150MM | Trauma | EA
280.990 | 10886982176356 | DHSÂ®/DCSÂ® COMPRESSION SCREW 36MM | Trauma | EA
280.990S | 10886982176363 | DHSÂ®/DCSÂ® COMPRESSION SCREW 36MM-STERILE | Trauma | EA
280.550 | 10886982175892 | DHSÂ®/DCSÂ® LAG SCREW 12.7MM THREAD/55MM | Trauma | EA
280.600 | 10886982175915 | DHSÂ®/DCSÂ® LAG SCREW 12.7MM THREAD/60MM | Trauma | EA
280.650 | 10886982175939 | DHSÂ®/DCSÂ® LAG SCREW 12.7MM THREAD/65MM | Trauma | EA
280.700 | 10886982176097 | DHSÂ®/DCSÂ® LAG SCREW 12.7MM THREAD/70MM | Trauma | EA
280.750 | 10886982176257 | DHSÂ®/DCSÂ® LAG SCREW 12.7MM THREAD/75MM | Trauma | EA
280.800 | 10886982176271 | DHSÂ®/DCSÂ® LAG SCREW 12.7MM THREAD/80MM | Trauma | EA
280.850 | 10886982176295 | DHSÂ®/DCSÂ® LAG SCREW 12.7MM THREAD/85MM | Trauma | EA
280.900 | 10886982176318 | DHSÂ®/DCSÂ® LAG SCREW 12.7MM THREAD/90MM | Trauma | EA
280.950 | 10886982176332 | DHSÂ®/DCSÂ® LAG SCREW 12.7MM THREAD/95MM | Trauma | EA
280.000 | 10886982174871 | DHSÂ®/DCSÂ® LAG SCREW 12.7MM THREAD/100MM | Trauma | EA
280.050 | 10886982174895 | DHSÂ®/DCSÂ® LAG SCREW 12.7MM THREAD/105MM | Trauma | EA
281.240 | 10886982176929 | 140 DEG DHSÂ® PLATE-STANDARD BARREL 4 HOLES/78MM | Trauma | EA
280.100 | 10886982174918 | DHSÂ®/DCSÂ® LAG SCREW 12.7MM THREAD/110MM | Trauma | EA
281.250S | 10886982176950 | 140 DEG DHS PLATE-STD BARREL 5 HOLES/94MM-STERILE | Trauma | EA
280.150 | 10886982174932 | DHSÂ®/DCSÂ® LAG SCREW 12.7MM THREAD/115MM | Trauma | EA
280.200 | 10886982174956 | DHSÂ®/DCSÂ® LAG SCREW 12.7MM THREAD/120MM | Trauma | EA
280.250 | 10886982174970 | DHSÂ®/DCSÂ® LAG SCREW 12.7MM THREAD/125MM | Trauma | EA
281.260 | 10886982176967 | 140 DEG DHSÂ® PLATE-STANDARD BARREL 6 HOLES/110MM | Trauma | EA
280.350 | 10886982175410 | DHSÂ®/DCSÂ® LAG SCREW 12.7MM THREAD/135MM | Trauma | EA
280.400 | 10886982175434 | DHSÂ®/DCSÂ® LAG SCREW 12.7MM THREAD/140MM | Trauma | EA
281.240S | 10886982176936 | 140 DEG DHS PLATE-STD BARREL 4 HOLES/78MM-STERILE | Trauma | EA
281.260S | 10886982176974 | 140 DEG DHS PLATE-STD BARREL 6 HOLES/110MM-STERILE | Trauma | EA
280.550S | 10886982175908 | DHSÂ®/DCSÂ® LAG SCREW 12.7MM THREAD/55MM-STERILE | Trauma | EA
281.250 | 10886982176943 | 140 DEG DHSÂ® PLATE-STANDARD BARREL 5 HOLES/94MM | Trauma | EA
280.600S | 10886982175922 | DHSÂ®/DCSÂ® LAG SCREW 12.7MM THREAD/60MM-STERILE | Trauma | EA
280.650S | 10886982175946 | DHSÂ®/DCSÂ® LAG SCREW 12.7MM THREAD/65MM-STERILE | Trauma | EA
280.700S | 10886982176103 | DHSÂ®/DCSÂ® LAG SCREW 12.7MM THREAD/70MM-STERILE | Trauma | EA
280.750S | 10886982176264 | DHSÂ®/DCSÂ® LAG SCREW 12.7MM THREAD/75MM-STERILE | Trauma | EA
280.800S | 10886982176288 | DHSÂ®/DCSÂ® LAG SCREW 12.7MM THREAD/80MM-STERILE | Trauma | EA
280.850S | 10886982176301 | DHSÂ®/DCSÂ® LAG SCREW 12.7MM THREAD/85MM-STERILE | Trauma | EA
280.900S | 10886982176325 | DHSÂ®/DCSÂ® LAG SCREW 12.7MM THREAD/90MM-STERILE | Trauma | EA
280.950S | 10886982176349 | DHSÂ®/DCSÂ® LAG SCREW 12.7MM THREAD/95MM-STERILE | Trauma | EA
280.000S | 10886982174888 | DHSÂ®/DCSÂ® LAG SCREW 12.7MM THREAD/100MM-STERILE | Trauma | EA
280.050S | 10886982174901 | DHSÂ®/DCSÂ® LAG SCREW 12.7MM THREAD/105MM-STERILE | Trauma | EA
280.100S | 10886982174925 | DHSÂ®/DCSÂ® LAG SCREW 12.7MM THREAD/110MM-STERILE | Trauma | EA
280.150S | 10886982174949 | DHSÂ®/DCSÂ® LAG SCREW 12.7MM THREAD/115MM-STERILE | Trauma | EA
280.200S | 10886982174963 | DHSÂ®/DCSÂ® LAG SCREW 12.7MM THREAD/120MM-STERILE | Trauma | EA
280.250S | 10886982174987 | DHSÂ®/DCSÂ® LAG SCREW 12.7MM THREAD/125MM-STERILE | Trauma | EA
280.350S | 10886982175427 | DHSÂ®/DCSÂ® LAG SCREW 12.7MM THREAD/135MM-STERILE | Trauma | EA
280.400S | 10886982175441 | DHSÂ®/DCSÂ® LAG SCREW 12.7MM THREAD/140MM-STERILE | Trauma | EA
281.040 | 10886982176509 | 130 DEG DHSÂ® PLATE-STANDARD BARREL 4 HOLES/78MM | Trauma | EA
281.050 | 10886982176523 | 130 DEG DHSÂ® PLATE-STANDARD BARREL 5 HOLES/94MM | Trauma | EA
281.060 | 10886982176547 | 130 DEG DHSÂ® PLATE-STANDARD BARREL 6 HOLES/110MM | Trauma | EA
281.040S | 10886982176516 | 130 DEG DHS PLATE-STD BARREL 4 HOLES/78MM-STERILE | Trauma | EA
281.050S | 10886982176530 | 130 DEG DHS PLATE-STD BARREL 5 HOLES/94MM-STERILE | Trauma | EA
281.340 | 10886982177148 | 145 DEG DHSÂ® PLATE-STANDARD BARREL 4 HOLES/78MM | Trauma | EA
281.060S | 10886982176554 | 130 DEG DHS PLATE-STD BARREL 6 HOLES/110MM-STERILE | Trauma | EA
281.350 | 10886982177162 | 145 DEG DHSÂ® PLATE-STANDARD BARREL 5 HOLES/94MM | Trauma | EA
281.360 | 10886982177186 | 145 DEG DHSÂ® PLATE-STANDARD BARREL 6 HOLES/110MM | Trauma | EA
281.340S | 10886982177155 | 145 DEG DHS PLATE-STD BARREL 4 HOLES/78MM-STERILE | Trauma | EA
281.350S | 10886982177179 | 145 DEG DHS PLATE-STD BARREL 5 HOLES/94MM-STERILE | Trauma | EA
281.360S | 10886982177193 | 145 DEG DHS PLATE-STD BARREL 6 HOLES/110MM-STERILE | Trauma | EA
281.440 | 10886982177360 | 150 DEG DHSÂ® PLATE-STANDARD BARREL 4 HOLES/78MM | Trauma | EA
281.450 | 10886982177384 | 150 DEG DHSÂ® PLATE-STANDARD BARREL 5 HOLES/94MM | Trauma | EA
281.140 | 10886982176684 | 135 DEG DHSÂ® PLATE-STANDARD BARREL 4 HOLES/78MM | Trauma | EA
281.460 | 10886982177407 | 150 DEG DHSÂ® PLATE-STANDARD BARREL 6 HOLES/110MM | Trauma | EA
281.150 | 10886982176707 | 135 DEG DHSÂ® PLATE-STANDARD BARREL 5 HOLES/94MM | Trauma | EA
281.480 | 10886982177421 | 150 DEG DHSÂ® PLATE-STANDARD BARREL 8 HOLES/142MM | Trauma | EA
281.400 | 10886982177209 | 150 DEG DHSÂ® PLATE-STANDARD BARREL 10 HOLES/174MM | Trauma | EA
281.160 | 10886982176721 | 135 DEG DHSÂ® PLATE-STANDARD BARREL 6 HOLES/110MM | Trauma | EA
281.180 | 10886982176769 | 135 DEG DHSÂ® PLATE-STANDARD BARREL 8 HOLES/142MM | Trauma | EA
281.410 | 10886982177247 | 150 DEG DHSÂ® PLATE-STANDARD BARREL 12 HOLES/206MM | Trauma | EA
281.100 | 10886982176585 | 135 DEG DHSÂ® PLATE-STANDARD BARREL 10 HOLES/174MM | Trauma | EA
281.110 | 10886982176622 | 135 DEG DHSÂ® PLATE-STANDARD BARREL 12 HOLES/206MM | Trauma | EA
281.130 | 10886982176646 | 135 DEG DHSÂ® PLATE-STANDARD BARREL 14 HOLES/238MM | Trauma | EA
281.170 | 10886982176745 | 135 DEG DHSÂ® PLATE-STANDARD BARREL 16 HOLES/270MM | Trauma | EA
281.140S | 10886982176691 | 135 DEG DHS PLATE-STD BARREL 4 HOLES/78MM-STERILE | Trauma | EA
281.150S | 10886982176714 | 135 DEG DHS PLATE-STD BARREL 5 HOLES/94MM-STERILE | Trauma | EA
281.160S | 10886982176738 | 135 DEG DHS PLATE-STD BARREL 6 HOLES/110MM-STERILE | Trauma | EA
281.180S | 10886982176776 | 135 DEG DHS PLATE-STD BARREL 8 HOLES/142MM-STERILE | Trauma | EA
281.100S | 10886982176592 | 135 DEG DHS PLATE-STD BARREL 10 HOLES/174MM-STERILE | Trauma | EA
281.110S | 10886982176639 | 135 DEG DHS PLATE-STD BARREL 12 HOLES/206MM-STERILE | Trauma | EA
281.130S | 10886982176653 | 135 DEG DHS PLATE-STD BARREL 14 HOLES/238MM-STERILE | Trauma | EA
281.170S | 10886982176752 | 135 DEG DHS PLATE-STD BARREL 16 HOLES/270MM-STERILE | Trauma | EA
281.640 | 10886982177681 | 140 DEG DHSÂ® PLATE-SHORT BARREL 4 HOLES/78MM | Trauma | EA
281.650 | 10886982177704 | 140 DEG DHSÂ® PLATE-SHORT BARREL 5 HOLES/94MM | Trauma | EA
281.660 | 10886982177728 | 140 DEG DHSÂ® PLATE-SHORT BARREL 6 HOLES/110MM | Trauma | EA
281.640S | 10886982177698 | 140 DEG DHS PLATE-SHORT BARREL 4 HOLES/78MM-STERILE | Trauma | EA
281.650S | 10886982177711 | 140 DEG DHS PLATE-SHORT BARREL 5 HOLES/94MM-STERILE | Trauma | EA
281.660S | 10886982177735 | 140 DEG DHS PLATE-SHORT BARREL 6 HOLES/110MM-STERILE | Trauma | EA
281.740 | 10886982177780 | 145 DEG DHSÂ® PLATE-SHORT BARREL 4 HOLES/78MM | Trauma | EA
281.750 | 10886982177803 | 145 DEG DHSÂ® PLATE-SHORT BARREL 5 HOLES/94MM | Trauma | EA
281.760 | 10886982177827 | 145 DEG DHSÂ® PLATE-SHORT BARREL 6 HOLES/110MM | Trauma | EA
281.740S | 10886982177797 | 145 DEG DHS PLATE-SHORT BARREL 4 HOLES/78MM-STERILE | Trauma | EA
281.750S | 10886982177810 | 145 DEG DHS PLATE-SHORT BARREL 5 HOLES/94MM-STERILE | Trauma | EA
281.760S | 10886982177834 | 145 DEG DHS PLATE-SHORT BARREL 6 HOLES/110MM-STERILE | Trauma | EA
281.840 | 10886982177889 | 150 DEG DHSÂ® PLATE-SHORT BARREL 4 HOLES/78MM | Trauma | EA
281.850 | 10886982177902 | 150 DEG DHSÂ® PLATE-SHORT BARREL 5 HOLES/94MM | Trauma | EA
281.860 | 10886982177926 | 150 DEG DHSÂ® PLATE-SHORT BARREL 6 HOLES/110MM | Trauma | EA
281.840S | 10886982177896 | 150 DEG DHS PLATE-SHORT BARREL 4 HOLES/78MM-STERILE | Trauma | EA
281.850S | 10886982177919 | 150 DEG DHS PLATE-SHORT BARREL 5 HOLES/94MM-STERILE | Trauma | EA
281.860S | 10886982177933 | 150 DEG DHS PLATE-SHORT BARREL 6 HOLES/110MM-STERILE | Trauma | EA
281.440S | 10886982177377 | 150 DEG DHS PLATE-STD BARREL 4 HOLES/78MM-STERILE | Trauma | EA
281.450S | 10886982177391 | 150 DEG DHS PLATE-STD BARREL 5 HOLES/94MM-STERILE | Trauma | EA
281.460S | 10886982177414 | 150 DEG DHS PLATE-STD BARREL 6 HOLES/110MM-STERILE | Trauma | EA
280.300S | 10886982175205 | DHSÂ®/DCSÂ® LAG SCREW 12.7MM THREAD/130MM-STERILE | Trauma | EA
281.960 | 10886982178084 | 95 DEG DCSÂ® PLATE 6 HOLES/114MM | Trauma | EA
281.480S | 10886982177438 | 150 DEG DHS PLATE-STD BARREL 8 HOLES/142MM-STERILE | Trauma | EA
281.980 | 10886982178121 | 95 DEG DCSÂ® PLATE 8 HOLES/146MM | Trauma | EA
281.400S | 10886982177216 | 150 DEG DHS PLATE-STD BARREL 10 HOLES/174MM-STERILE | Trauma | EA
281.410S | 10886982177254 | 150 DEG DHS PLATE-STD BARREL 12 HOLES/206MM-STERILE | Trauma | EA
281.900 | 10886982177988 | 95 DEG DCSÂ® PLATE 10 HOLES/178MM | Trauma | EA
281.930 | 10886982178022 | 95 DEG DCSÂ® PLATE 14 HOLES/242MM | Trauma | EA
281.940 | 10886982178046 | 95 DEG DCSÂ® PLATE 16 HOLES/274MM | Trauma | EA
281.950 | 10886982178060 | 95 DEG DCSÂ® PLATE 18 HOLES/306MM | Trauma | EA
281.970 | 10886982178107 | 95 DEG DCSÂ® PLATE 20 HOLES/338MM | Trauma | EA
281.990 | 10886982178145 | 95 DEG DCSÂ® PLATE 22 HOLES/370MM | Trauma | EA
281.960S | 10886982178091 | 95 DEG DCSÂ® PLATE 6 HOLES 114MM-STERILE | Trauma | EA
281.980S | 10886982178138 | 95 DEG DCSÂ® PLATE 8 HOLES 146MM-STERILE | Trauma | EA
281.900S | 10886982177995 | 95 DEG DCSÂ® PLATE 10 HOLES 178MM-STERILE | Trauma | EA
281.930S | 10886982178039 | 95 DEG DCSÂ® PLATE 14 HOLES 242MM-STERILE | Trauma | EA
281.940S | 10886982178053 | 95 DEG DCSÂ® PLATE 16 HOLES 274MM-STERILE | Trauma | EA
281.950S | 10886982178077 | 95 DEG DCSÂ® PLATE 18 HOLES 306MM-STERILE | Trauma | EA
281.970S | 10886982178114 | 95 DEG DCSÂ® PLATE 20 HOLES 338MM-STERILE | Trauma | EA
281.990S | 10886982178152 | 95 DEG DCSÂ® PLATE 22 HOLES 370MM-STERILE | Trauma | EA
224.753 | 10886982158673 | 4.5MM/3.5MM LCPÂ® METAPHYSEAL PLATE 8 HOLES | Trauma | EA
281.540 | 10886982177582 | 135 DEG DHSÂ® PLATE-SHORT BARREL 4 HOLES/78MM | Trauma | EA
281.550 | 10886982177605 | 135 DEG DHSÂ® PLATE-SHORT BARREL 5 HOLES/94MM | Trauma | EA
224.754 | 10886982158680 | 4.5MM/3.5MM LCPÂ® METAPHYSEAL PLATE 9 HOLES | Trauma | EA
281.560 | 10886982177629 | 135 DEG DHSÂ® PLATE-SHORT BARREL 6 HOLES/110MM | Trauma | EA
224.755 | 10886982158697 | 4.5MM/3.5MM LCPÂ® METAPHYSEAL PLATE 10 HOLES | Trauma | EA
281.540S | 10886982177599 | 135 DEG DHS PLATE-SHORT BARREL 4 HOLES/78MM-STERILE | Trauma | EA
224.756 | 10886982158703 | 4.5MM/3.5MM LCPÂ® METAPHYSEAL PLATE 11 HOLES | Trauma | EA
281.550S | 10886982177612 | 135 DEG DHS PLATE-SHORT BARREL 5 HOLES/94MM-STERILE | Trauma | EA
224.757 | 10886982158710 | 4.5MM/3.5MM LCPÂ® METAPHYSEAL PLATE 12 HOLES | Trauma | EA
281.560S | 10886982177636 | 135 DEG DHS PLATE-SHORT BARREL 6 HOLES/110MM-STERILE | Trauma | EA
224.758 | 10886982158727 | 4.5MM/3.5MM LCPÂ® METAPHYSEAL PLATE 13 HOLES | Trauma | EA
224.759 | 10886982158734 | 4.5MM/3.5MM LCPÂ® METAPHYSEAL PLATE 14 HOLES | Trauma | EA
224.761 | 10886982158741 | 4.5MM/3.5MM LCPÂ® METAPHYSEAL PLATE 16 HOLES | Trauma | EA
224.763 | 10886982158758 | 4.5MM/3.5MM LCPÂ® METAPHYSEAL PLATE 18 HOLES | Trauma | EA
224.765 | 10886982158765 | 4.5MM/3.5MM LCPÂ® METAPHYSEAL PLATE 20 HOLES | Trauma | EA
424.753 | 10886982217004 | 4.5MM/3.5MM TI LCPÂ® METAPHYSEAL PLATE 8 HOLES | Trauma | EA
424.754 | 10886982217011 | 4.5MM/3.5MM TI LCPÂ® METAPHYSEAL PLATE 9 HOLES | Trauma | EA
424.755 | 10886982217028 | 4.5MM/3.5MM TI LCPÂ® METAPHYSEAL PLATE 10 HOLES | Trauma | EA
424.756 | 10886982217035 | 4.5MM/3.5MM TI LCPÂ® METAPHYSEAL PLATE 11 HOLES | Trauma | EA
424.757 | 10886982217042 | 4.5MM/3.5MM TI LCPÂ® METAPHYSEAL PLATE 12 HOLES | Trauma | EA
424.758 | 10886982217059 | 4.5MM/3.5MM TI LCPÂ® METAPHYSEAL PLATE 13 HOLES | Trauma | EA
424.759 | 10886982217066 | 4.5MM/3.5MM TI LCPÂ® METAPHYSEAL PLATE 14 HOLES | Trauma | EA
424.761 | 10886982217073 | 4.5MM/3.5MM TI LCPÂ® METAPHYSEAL PLATE 16 HOLES | Trauma | EA
424.763 | 10886982217080 | 4.5MM/3.5MM TI LCPÂ® METAPHYSEAL PLATE 18 HOLES | Trauma | EA
424.765 | 10886982217097 | 4.5MM/3.5MM TI LCPÂ® METAPHYSEAL PLATE 20 HOLES | Trauma | EA
223.418 | 10886982157676 | 3.5MM LCPÂ® METAPHYSEAL PLATE 18 HOLES | Trauma | EA
223.406 | 10886982157584 | 3.5MM LCPÂ® METAPHYSEAL PLATE 6 HOLES | Trauma | EA
423.406 | 10886982215956 | 3.5MM TI LCPÂ® METAPHYSEAL PLATE 6 HOLES | Trauma | EA
223.407 | 10886982157591 | 3.5MM LCPÂ® METAPHYSEAL PLATE 7 HOLES | Trauma | EA
423.407 | 10886982215963 | 3.5MM TI LCPÂ® METAPHYSEAL PLATE 7 HOLES | Trauma | EA
223.408 | 10886982157607 | 3.5MM LCPÂ® METAPHYSEAL PLATE 8 HOLES | Trauma | EA
423.408 | 10886982215970 | 3.5MM TI LCPÂ® METAPHYSEAL PLATE 8 HOLES | Trauma | EA
223.409 | 10886982157614 | 3.5MM LCPÂ® METAPHYSEAL PLATE 9 HOLES | Trauma | EA
223.410 | 10886982157621 | 3.5MM LCPÂ® METAPHYSEAL PLATE 10 HOLES | Trauma | EA
423.409 | 10886982215987 | 3.5MM TI LCPÂ® METAPHYSEAL PLATE 9 HOLES | Trauma | EA
423.410 | 10886982215994 | 3.5MM TI LCPÂ® METAPHYSEAL PLATE 10 HOLES | Trauma | EA
223.411 | 10886982157638 | 3.5MM LCPÂ® METAPHYSEAL PLATE 11 HOLES | Trauma | EA
223.412 | 10886982157645 | 3.5MM LCPÂ® METAPHYSEAL PLATE 12 HOLES | Trauma | EA
423.411 | 10886982216007 | 3.5MM TI LCPÂ® METAPHYSEAL PLATE 11 HOLES | Trauma | EA
223.414 | 10886982157652 | 3.5MM LCPÂ® METAPHYSEAL PLATE 14 HOLES | Trauma | EA
423.412 | 10886982216014 | 3.5MM TI LCPÂ® METAPHYSEAL PLATE 12 HOLES | Trauma | EA
223.416 | 10886982157669 | 3.5MM LCPÂ® METAPHYSEAL PLATE 16 HOLES | Trauma | EA
423.414 | 10886982216021 | 3.5MM TI LCPÂ® METAPHYSEAL PLATE 14 HOLES | Trauma | EA
423.416 | 10886982216038 | 3.5MM TI LCPÂ® METAPHYSEAL PLATE 16 HOLES | Trauma | EA
423.418 | 10886982216045 | 3.5MM TI LCPÂ® METAPHYSEAL PLATE 18 HOLES | Trauma | EA
04.003.022 | 10886982081476 | 6.5MM TI RECON SCREW WITH T25 STARDRIVE 60MM | Trauma | EA
04.003.022S | 10886982081483 | 6.5MM TI RECON SCREW WITH T25 STARDRIVE 60MM-STERILE | Trauma | EA
SD242.003 | 10886982003638 | 2.4MM LCPÂ® STRAIGHT WRIST PLATE 170MM | Trauma | EA
690.459 | 10886982253842 | NON-SPANNING RETROFIT KIT FOR SMALL EX FIX GRAPHIC CASE | Trauma | EA
304.225 | 10886982183156 | MODULE FOR NON-SPANNING SMALL EXTERNAL FIXATOR | Trauma | EA
294.767 | 10886982181770 | 4.0MM/2.5MM SCHANZ SCREW 18MM THRD/65MM | Trauma | EA
294.773 | 10886982181886 | 4.0MM/3.0MM SELF-DRILLING SCHANZ SCREW 18MM THRD/65MM | Trauma | EA
395.680 | 10886982200495 | SMALL EX-FIX 4.0MM CURVED CRBN FIBER ROD-60Â° / MR-CONDITIONAL | Trauma | EA
395.681 | 10886982200501 | SMALL EX-FIX 4.0MM CURVED CRBN FIBER ROD-90Â° / MR-CONDITIONAL | Trauma | EA
395.682 | 10886982200518 | SMALL EX-FIX 4.0MM CURVED CRBN FIBER ROD-120Â° /MR-CONDITIONAL | Trauma | EA
395.685 | 10886982200532 | SMALL EX-FIX 4.0MM T-BAR CRBN FBR ROD 80X50MM/MR-CONDITIONAL | Trauma | EA
395.686 | 10886982200549 | SM EX-FIX 4.0MM T-BAR CRBN FBR ROD 80 X 120MM /MR-CONDITIONAL | Trauma | EA
395.687 | 10886982200556 | SM EX-FIX 4.0MM T-BAR CRBN FBR ROD 110 X 50MM /MR-CONDITIONAL | Trauma | EA
395.688 | 10886982200563 | SM EX-FIX 4.0MM T-BAR CRBN FBR ROD 110 X 120MM/MR-CONDITIONAL | Trauma | EA
392.819 | 10886982198778 | 4.0MM PARALLEL DRILL GUIDE | Trauma | EA
392.957 | 10886982198860 | 4.0MM/2.5MM DRILL SLEEVE-SHORT | Trauma | EA
394.185 | 10886982199669 | 2.5MM TROCAR-SHORT | Trauma | EA
395.932 | 10886982200969 | 4.0MM THREADED DRILL SLEEVE SHORT | Trauma | EA
03.226.004 | 10886982077042 | CANNULATED STARDRIVE SCRWDRVR SHAFT FOR 3.0MM HCS T8 | Trauma | EA
03.226.000 | 10886982077004 | COMPRESSION SLEEVE FOR 3.0MM HEADLESS COMPRESSION SCREW | Trauma | EA
03.226.003 | 10886982077035 | 4.8MM CANNULATED TRAPEZIUM DRILL/QC 155MM | Trauma | EA
03.304.220S | 10886982077639 | LOW-PROFILE WRIST FIXATOR KIT 200MM ROD/SCHANZ SCREW-STERILE | Trauma | EA
03.304.222S | 10886982077646 | LOW-PROFILE WRIST FIXATOR KIT 220MM ROD/SCHANZ SCREW-STERILE | Trauma | EA
03.304.320S | 10886982077653 | LOW-PROFILE WRIST FIXATOR KIT 200MM ROD/SLF-DRLG-STERILE | Trauma | EA
03.304.322S | 10886982077660 | LOW-PROFILE WRIST FIXATOR KIT 220MM ROD/SLF-DRLG-STERILE | Trauma | EA
18A | 10886982140883 | TIGHTENING SCREW FOR REDUCTION HANDLE 328.030 | Trauma | EA
18B | 10886982140890 | TIGHTENING SCREW FOR REDUCTION HANDLE 325.030 | Trauma | EA
18D | 10886982140913 | BLADE FOR 328.010 | Trauma | EA
18E | 10886982140920 | LOCKING NUT FOR SOFT TISSUE RETRACTOR 325.010 | Trauma | EA
18F | 10886982140937 | BLADE FOR 325.010 | Trauma | EA
18C | 10886982140906 | LOCKING NUT FOR SOFT TISSUE RETRACTOR 328.010 | Trauma | EA
VP2040.02 | 10886982009388 | 3.5MM DCP(TM) PLATE 2 HOLES/25MM | Trauma | EA
VP2040.03 | 10886982009395 | 3.5MM DCP(TM) PLATE 3 HOLES/37MM | Trauma | EA
VP2040.04 | 10886982009401 | 3.5MM DCP(TM) PLATE 4 HOLES/49MM | Trauma | EA
VP2040.05 | 10886982009418 | 3.5MM DCP(TM) PLATE 5 HOLES/61MM | Trauma | EA
VP2040.06 | 10886982009425 | 3.5MM DCP(TM) PLATE 6 HOLES/73MM | Trauma | EA
VP2040.07 | 10886982009432 | 3.5MM DCP(TM) PLATE 7 HOLES/85MM | Trauma | EA
VP2040.08 | 10886982009449 | 3.5MM DCP(TM) PLATE 8 HOLES/97MM | Trauma | EA
VP2040.09 | 10886982009456 | 3.5MM DCP(TM) PLATE 9 HOLES/109MM | Trauma | EA
VP2040.10 | 10886982009463 | 3.5MM DCP(TM) PLATE 10 HOLES/121MM | Trauma | EA
VP2040.12 | 10886982009470 | 3.5MM DCP(TM) PLATE 12 HOLES/145MM | Trauma | EA
VP2040.14 | 10886982009487 | 3.5MM DCP(TM) PLATE 14 HOLES/169MM | Trauma | EA
VP2040.16 | 10886982009494 | 3.5MM DCP(TM) PLATE 16 HOLES/194MM | Trauma | EA
VP2040.18 | 10886982009500 | 3.5MM DCP(TM) PLATE 18 HOLES/217MM | Trauma | EA
VP2040.20 | 10886982009517 | 3.5MM DCP(TM) PLATE 20 HOLES/242MM | Trauma | EA
VP2040.22 | 10886982009524 | 3.5MM DCP(TM) PLATE 22 HOLES/265MM | Trauma | EA
VS204.034 | 10886982014153 | 2.7MM CORTEX SCREW 34MM | Trauma | EA
VS204.036 | 10886982014160 | 2.7MM CORTEX SCREW 36MM | Trauma | EA
VS204.038 | 10886982014177 | 2.7MM CORTEX SCREW 38MM | Trauma | EA
VS204.040 | 10886982014184 | 2.7MM CORTEX SCREW 40MM | Trauma | EA
VS204.045 | 10886982014191 | 2.7MM CORTEX SCREW 45MM | Trauma | EA
VS204.050 | 10886982014207 | 2.7MM CORTEX SCREW 50MM | Trauma | EA
VP2050.07 | 10886982009531 | 3.5MM BROAD DCP(TM) PLATE 7 HOLES/86MM | Trauma | EA
VP2050.08 | 10886982009548 | 3.5MM BROAD DCP(TM) PLATE 8 HOLES/98MM | Trauma | EA
VP2050.09 | 10886982009555 | 3.5MM BROAD DCP(TM) PLATE 9 HOLES/110MM | Trauma | EA
VP2050.10 | 10886982009562 | 3.5MM BROAD DCP(TM) PLATE 10 HOLES/122MM | Trauma | EA
VP2050.11 | 10886982009579 | 3.5MM BROAD DCP(TM) PLATE 11 HOLES/134MM | Trauma | EA
VP2050.12 | 10886982009586 | 3.5MM BROAD DCP(TM) PLATE 12 HOLES/146MM | Trauma | EA
VP2050.13 | 10886982009593 | 3.5MM BROAD DCP(TM) PLATE 13 HOLES/158MM | Trauma | EA
VP2050.14 | 10886982009609 | 3.5MM BROAD DCP(TM) PLATE 14 HOLES/170MM | Trauma | EA
VP2050.16 | 10886982009616 | 3.5MM BROAD DCP(TM) PLATE 16 HOLES/194MM | Trauma | EA
VP2050.18 | 10886982009623 | 3.5MM BROAD DCP(TM) PLATE 18 HOLES/218MM | Trauma | EA
VP2050.20 | 10886982009630 | 3.5MM BROAD DCP(TM) PLATE 20 HOLES/242MM | Trauma | EA
VP2050.22 | 10886982009647 | 3.5MM BROAD DCP(TM) PLATE 22 HOLES/266MM | Trauma | EA
VP2060.02 | 10886982009654 | 4.5MM NARROW DCP(TM) PLATE 2 HOLES/39MM | Trauma | EA
VP2060.03 | 10886982009661 | 4.5MM NARROW DCP(TM) PLATE 3 HOLES/55MM | Trauma | EA
VP2060.04 | 10886982009678 | 4.5MM NARROW DCP(TM) PLATE 4 HOLES/71MM | Trauma | EA
VP2060.05 | 10886982009685 | 4.5MM NARROW DCP(TM) PLATE 5 HOLES/87MM | Trauma | EA
VP2060.06 | 10886982009692 | 4.5MM NARROW DCP(TM) PLATE 6 HOLES/103MM | Trauma | EA
VP2060.07 | 10886982009708 | 4.5MM NARROW DCP(TM) PLATE 7 HOLES/119MM | Trauma | EA
VP2060.08 | 10886982009715 | 4.5MM NARROW DCP(TM) PLATE 8 HOLES/135MM | Trauma | EA
VS204.055 | 10886982014214 | 2.7MM CORTEX SCREW 55MM | Trauma | EA
VS205.006 | 10886982014221 | 2.7MM CORTEX SCREW SELF-TAPPING 6MM | Trauma | EA
VS205.008 | 10886982014238 | 2.7MM CORTEX SCREW SELF-TAPPING 8MM | Trauma | EA
VS205.010 | 10886982014245 | 2.7MM CORTEX SCREW SELF-TAPPING 10MM | Trauma | EA
VS205.012 | 10886982014252 | 2.7MM CORTEX SCREW SELF-TAPPING 12MM | Trauma | EA
VS205.014 | 10886982014269 | 2.7MM CORTEX SCREW SELF-TAPPING 14MM | Trauma | EA
VS205.016 | 10886982014276 | 2.7MM CORTEX SCREW SELF-TAPPING 16MM | Trauma | EA
VS205.018 | 10886982014283 | 2.7MM CORTEX SCREW SELF-TAPPING 18MM | Trauma | EA
VP2060.09 | 10886982009722 | 4.5MM NARROW DCP(TM) PLATE 9 HOLES/151MM | Trauma | EA
VS205.020 | 10886982014290 | 2.7MM CORTEX SCREW SELF-TAPPING 20MM | Trauma | EA
VS205.022 | 10886982014306 | 2.7MM CORTEX SCREW SELF-TAPPING 22MM | Trauma | EA
VS205.024 | 10886982014313 | 2.7MM CORTEX SCREW SELF-TAPPING 24MM | Trauma | EA
VS205.026 | 10886982014320 | 2.7MM CORTEX SCREW SELF-TAPPING 26MM | Trauma | EA
VS205.028 | 10886982014337 | 2.7MM CORTEX SCREW SELF-TAPPING 28MM | Trauma | EA
VS205.030 | 10886982014344 | 2.7MM CORTEX SCREW SELF-TAPPING 30MM | Trauma | EA
VS205.032 | 10886982014351 | 2.7MM CORTEX SCREW SELF-TAPPING 32MM | Trauma | EA
VS205.034 | 10886982014368 | 2.7MM CORTEX SCREW SELF-TAPPING 34MM | Trauma | EA
VS205.036 | 10886982014375 | 2.7MM CORTEX SCREW SELF-TAPPING 36MM | Trauma | EA
VP2060.10 | 10886982009739 | 4.5MM NARROW DCP(TM) PLATE 10 HOLES/167MM | Trauma | EA
VS205.038 | 10886982014382 | 2.7MM CORTEX SCREW SELF-TAPPING 38MM | Trauma | EA
VP2060.11 | 10886982009746 | 4.5MM NARROW DCP(TM) PLATE 11 HOLES/183MM | Trauma | EA
VP2060.12 | 10886982009753 | 4.5MM NARROW DCP(TM) PLATE 12 HOLES/199MM | Trauma | EA
VS205.040 | 10886982014399 | 2.7MM CORTEX SCREW SELF-TAPPING 40MM | Trauma | EA
VP2060.13 | 10886982009760 | 4.5MM NARROW DCP(TM) PLATE 13 HOLES/215MM | Trauma | EA
VP2060.14 | 10886982009777 | 4.5MM NARROW DCP(TM) PLATE 14 HOLES/231MM | Trauma | EA
VS205.042 | 10886982014405 | 2.7MM CORTEX SCREW SELF-TAPPING 42MM | Trauma | EA
VP2060.15 | 10886982009784 | 4.5MM NARROW DCP(TM) PLATE 15 HOLES/247MM | Trauma | EA
VP2060.16 | 10886982009791 | 4.5MM NARROW DCP(TM) PLATE 16 HOLES/263MM | Trauma | EA
VS205.044 | 10886982014412 | 2.7MM CORTEX SCREW SELF-TAPPING 44MM | Trauma | EA
VP2060.18 | 10886982009807 | 4.5MM NARROW DCP(TM) PLATE 18 HOLES/295MM | Trauma | EA
VP2060.20 | 10886982009814 | 4.5MM NARROW DCP(TM) PLATE 20 HOLES/326MM | Trauma | EA
VS205.045 | 10886982014429 | 2.7MM CORTEX SCREW SELF-TAPPING 45MM | Trauma | EA
VP2060.22 | 10886982009821 | 4.5MM NARROW DCP(TM) PLATE 22 HOLES/358MM | Trauma | EA
VP2060.24 | 10886982009838 | 4.5MM NARROW DCP(TM) PLATE 24 HOLES/390MM | Trauma | EA
VS205.046 | 10886982014436 | 2.7MM CORTEX SCREW SELF-TAPPING 46MM | Trauma | EA
VS204.006 | 10886982014016 | 2.7MM CORTEX SCREW 6MM | Trauma | EA
VS205.048 | 10886982014443 | 2.7MM CORTEX SCREW SELF-TAPPING 48MM | Trauma | EA
VS204.008 | 10886982014023 | 2.7MM CORTEX SCREW 8MM | Trauma | EA
VS204.010 | 10886982014030 | 2.7MM CORTEX SCREW 10MM | Trauma | EA
VS205.050 | 10886982014450 | 2.7MM CORTEX SCREW SELF-TAPPING 50MM | Trauma | EA
VS204.012 | 10886982014047 | 2.7MM CORTEX SCREW 12MM | Trauma | EA
VS204.014 | 10886982014054 | 2.7MM CORTEX SCREW 14MM | Trauma | EA
VS204.016 | 10886982014061 | 2.7MM CORTEX SCREW 16MM | Trauma | EA
VS204.018 | 10886982014078 | 2.7MM CORTEX SCREW 18MM | Trauma | EA
VS205.055 | 10886982014467 | 2.7MM CORTEX SCREW SELF-TAPPING 55MM | Trauma | EA
VS204.020 | 10886982014085 | 2.7MM CORTEX SCREW 20MM | Trauma | EA
VS204.022 | 10886982014092 | 2.7MM CORTEX SCREW 22MM | Trauma | EA
VS204.024 | 10886982014108 | 2.7MM CORTEX SCREW 24MM | Trauma | EA
VS204.026 | 10886982014115 | 2.7MM CORTEX SCREW 26MM | Trauma | EA
VS204.028 | 10886982014122 | 2.7MM CORTEX SCREW 28MM | Trauma | EA
VS301.010 | 10886982014948 | 3.5MM CORTEX SCREW 10MM | Trauma | EA
VS204.030 | 10886982014139 | 2.7MM CORTEX SCREW 30MM | Trauma | EA
VS204.032 | 10886982014146 | 2.7MM CORTEX SCREW 32MM | Trauma | EA
VS301.012 | 10886982014955 | 3.5MM CORTEX SCREW 12MM | Trauma | EA
VS301.014 | 10886982014962 | 3.5MM CORTEX SCREW 14MM | Trauma | EA
VS301.016 | 10886982014979 | 3.5MM CORTEX SCREW 16MM | Trauma | EA
VS301.018 | 10886982014986 | 3.5MM CORTEX SCREW 18MM | Trauma | EA
VS301.020 | 10886982014993 | 3.5MM CORTEX SCREW 20MM | Trauma | EA
VS301.022 | 10886982015006 | 3.5MM CORTEX SCREW 22MM | Trauma | EA
VS301.024 | 10886982015013 | 3.5MM CORTEX SCREW 24MM | Trauma | EA
VS301.026 | 10886982015020 | 3.5MM CORTEX SCREW 26MM | Trauma | EA
VS301.028 | 10886982015037 | 3.5MM CORTEX SCREW 28MM | Trauma | EA
VS301.030 | 10886982015044 | 3.5MM CORTEX SCREW 30MM | Trauma | EA
VS301.032 | 10886982015051 | 3.5MM CORTEX SCREW 32MM | Trauma | EA
VS301.034 | 10886982015068 | 3.5MM CORTEX SCREW 34MM | Trauma | EA
VS301.036 | 10886982015075 | 3.5MM CORTEX SCREW 36MM | Trauma | EA
VS301.038 | 10886982015082 | 3.5MM CORTEX SCREW 38MM | Trauma | EA
VS301.040 | 10886982015099 | 3.5MM CORTEX SCREW 40MM | Trauma | EA
VS301.045 | 10886982015105 | 3.5MM CORTEX SCREW 45MM | Trauma | EA
VS301.050 | 10886982015112 | 3.5MM CORTEX SCREW 50MM | Trauma | EA
VS301.055 | 10886982015129 | 3.5MM CORTEX SCREW 55MM | Trauma | EA
VS301.060 | 10886982015136 | 3.5MM CORTEX SCREW 60MM | Trauma | EA
VS301.065 | 10886982015143 | 3.5MM CORTEX SCREW 65MM | Trauma | EA
VS301.070 | 10886982015150 | 3.5MM CORTEX SCREW 70MM | Trauma | EA
VS302.010 | 10886982015167 | 3.5MM CORTEX SCREW SELF-TAPPING 10MM | Trauma | EA
VS302.012 | 10886982015174 | 3.5MM CORTEX SCREW SELF-TAPPING 12MM | Trauma | EA
VS302.014 | 10886982015181 | 3.5MM CORTEX SCREW SELF-TAPPING 14MM | Trauma | EA
VS302.016 | 10886982015198 | 3.5MM CORTEX SCREW SELF-TAPPING 16MM | Trauma | EA
VS302.018 | 10886982015204 | 3.5MM CORTEX SCREW SELF-TAPPING 18MM | Trauma | EA
VS302.020 | 10886982015211 | 3.5MM CORTEX SCREW SELF-TAPPING 20MM | Trauma | EA
VS302.022 | 10886982015228 | 3.5MM CORTEX SCREW SELF-TAPPING 22MM | Trauma | EA
VS302.024 | 10886982015235 | 3.5MM CORTEX SCREW SELF-TAPPING 24MM | Trauma | EA
VS302.026 | 10886982015242 | 3.5MM CORTEX SCREW SELF-TAPPING 26MM | Trauma | EA
VS302.028 | 10886982015259 | 3.5MM CORTEX SCREW SELF-TAPPING 28MM | Trauma | EA
VS302.030 | 10886982015266 | 3.5MM CORTEX SCREW SELF-TAPPING 30MM | Trauma | EA
VS302.032 | 10886982015273 | 3.5MM CORTEX SCREW SELF-TAPPING 32MM | Trauma | EA
VS302.034 | 10886982015280 | 3.5MM CORTEX SCREW SELF-TAPPING 34MM | Trauma | EA
VS302.036 | 10886982015297 | 3.5MM CORTEX SCREW SELF-TAPPING 36MM | Trauma | EA
VS302.038 | 10886982015303 | 3.5MM CORTEX SCREW SELF-TAPPING 38MM | Trauma | EA
VS302.040 | 10886982015310 | 3.5MM CORTEX SCREW SELF-TAPPING 40MM | Trauma | EA
VS302.042 | 10886982015327 | 3.5MM CORTEX SCREW SELF-TAPPING 42MM | Trauma | EA
VS302.044 | 10886982015334 | 3.5MM CORTEX SCREW SELF-TAPPING 44MM | Trauma | EA
VS302.045 | 10886982015341 | 3.5MM CORTEX SCREW SELF-TAPPING 45MM | Trauma | EA
VS302.046 | 10886982015358 | 3.5MM CORTEX SCREW SELF-TAPPING 46MM | Trauma | EA
VS302.048 | 10886982015365 | 3.5MM CORTEX SCREW SELF-TAPPING 48MM | Trauma | EA
VS302.050 | 10886982015372 | 3.5MM CORTEX SCREW SELF-TAPPING 50MM | Trauma | EA
VS302.055 | 10886982015389 | 3.5MM CORTEX SCREW SELF-TAPPING 55MM | Trauma | EA
VS302.060 | 10886982015396 | 3.5MM CORTEX SCREW SELF-TAPPING 60MM | Trauma | EA
VS302.065 | 10886982015402 | 3.5MM CORTEX SCREW SELF-TAPPING 65MM | Trauma | EA
VS302.070 | 10886982015419 | 3.5MM CORTEX SCREW SELF-TAPPING 70MM | Trauma | EA
VS303.010 | 10886982015501 | 3.5MM LOCKING SCREW SLF-TPNG W/STARDRIVE RECESS 10MM | Trauma | EA
VS303.012 | 10886982015518 | 3.5MM LOCKING SCREW SLF-TPNG W/STARDRIVE RECESS 12MM | Trauma | EA
VS303.014 | 10886982015525 | 3.5MM LOCKING SCREW SLF-TPNG W/STARDRIVE RECESS 14MM | Trauma | EA
VS303.016 | 10886982015532 | 3.5MM LOCKING SCREW SLF-TPNG W/STARDRIVE RECESS 16MM | Trauma | EA
VS303.018 | 10886982015549 | 3.5MM LOCKING SCREW SLF-TPNG W/STARDRIVE RECESS 18MM | Trauma | EA
VS303.020 | 10886982015556 | 3.5MM LOCKING SCREW SLF-TPNG W/STARDRIVE RECESS 20MM | Trauma | EA
VS303.022 | 10886982015563 | 3.5MM LOCKING SCREW SLF-TPNG W/STARDRIVE RECESS 22MM | Trauma | EA
VS303.024 | 10886982015570 | 3.5MM LOCKING SCREW SLF-TPNG W/STARDRIVE RECESS 24MM | Trauma | EA
VS303.026 | 10886982015587 | 3.5MM LOCKING SCREW SLF-TPNG W/STARDRIVE RECESS 26MM | Trauma | EA
VS303.028 | 10886982015594 | 3.5MM LOCKING SCREW SLF-TPNG W/STARDRIVE RECESS 28MM | Trauma | EA
VS303.030 | 10886982015600 | 3.5MM LOCKING SCREW SLF-TPNG W/STARDRIVE RECESS 30MM | Trauma | EA
VS303.032 | 10886982015617 | 3.5MM LOCKING SCREW SLF-TPNG W/STARDRIVE RECESS 32MM | Trauma | EA
VS303.034 | 10886982015624 | 3.5MM LOCKING SCREW SLF-TPNG W/STARDRIVE RECESS 34MM | Trauma | EA
VS303.036 | 10886982015631 | 3.5MM LOCKING SCREW SLF-TPNG W/STARDRIVE RECESS 36MM | Trauma | EA
VS303.038 | 10886982015648 | 3.5MM LOCKING SCREW SLF-TPNG W/STARDRIVE RECESS 38MM | Trauma | EA
VS303.040 | 10886982015655 | 3.5MM LOCKING SCREW SLF-TPNG W/STARDRIVE RECESS 40MM | Trauma | EA
VS303.045 | 10886982015679 | 3.5MM LOCKING SCREW SLF-TPNG W/STARDRIVE RECESS 45MM | Trauma | EA
VS303.050 | 10886982015693 | 3.5MM LOCKING SCREW SLF-TPNG W/STARDRIVE RECESS 50MM | Trauma | EA
VS303.055 | 10886982015716 | 3.5MM LOCKING SCREW SLF-TPNG W/STARDRIVE RECESS 55MM | Trauma | EA
VS303.060 | 10886982015723 | 3.5MM LOCKING SCREW SLF-TPNG W/STARDRIVE RECESS 60MM | Trauma | EA
VS303.065 | 10886982015730 | 3.5MM LOCKING SCREW SLF-TPNG WITH STARDRIVE RECESS 65MM | Trauma | EA
VS303.070 | 10886982015747 | 3.5MM LOCKING SCREW SLF-TPNG WITH STARDRIVE RECESS 70MM | Trauma | EA
VS401.014 | 10886982015754 | 4.5MM CORTEX SCREW 14MM | Trauma | EA
VS401.016 | 10886982015761 | 4.5MM CORTEX SCREW 16MM | Trauma | EA
VS401.018 | 10886982015778 | 4.5MM CORTEX SCREW 18MM | Trauma | EA
VS401.020 | 10886982015785 | 4.5MM CORTEX SCREW 20MM | Trauma | EA
VS401.022 | 10886982015792 | 4.5MM CORTEX SCREW 22MM | Trauma | EA
VS401.024 | 10886982015808 | 4.5MM CORTEX SCREW 24MM | Trauma | EA
VS401.026 | 10886982015815 | 4.5MM CORTEX SCREW 26MM | Trauma | EA
VS401.028 | 10886982015822 | 4.5MM CORTEX SCREW 28MM | Trauma | EA
VS401.030 | 10886982015839 | 4.5MM CORTEX SCREW 30MM | Trauma | EA
VS401.032 | 10886982015846 | 4.5MM CORTEX SCREW 32MM | Trauma | EA
VS401.034 | 10886982015853 | 4.5MM CORTEX SCREW 34MM | Trauma | EA
VS401.036 | 10886982015860 | 4.5MM CORTEX SCREW 36MM | Trauma | EA
VS401.038 | 10886982015877 | 4.5MM CORTEX SCREW 38MM | Trauma | EA
VS401.040 | 10886982015884 | 4.5MM CORTEX SCREW 40MM | Trauma | EA
VS401.042 | 10886982015891 | 4.5MM CORTEX SCREW 42MM | Trauma | EA
VS401.044 | 10886982015907 | 4.5MM CORTEX SCREW 44MM | Trauma | EA
VS401.046 | 10886982015914 | 4.5MM CORTEX SCREW 46MM | Trauma | EA
VS401.048 | 10886982015921 | 4.5MM CORTEX SCREW 48MM | Trauma | EA
VS401.050 | 10886982015938 | 4.5MM CORTEX SCREW 50MM | Trauma | EA
VS401.052 | 10886982015945 | 4.5MM CORTEX SCREW 52MM | Trauma | EA
VS401.054 | 10886982015952 | 4.5MM CORTEX SCREW 54MM | Trauma | EA
VS401.056 | 10886982015969 | 4.5MM CORTEX SCREW 56MM | Trauma | EA
VS401.058 | 10886982015976 | 4.5MM CORTEX SCREW 58MM | Trauma | EA
VS401.060 | 10886982015983 | 4.5MM CORTEX SCREW 60MM | Trauma | EA
VS401.062 | 10886982015990 | 4.5MM CORTEX SCREW 62MM | Trauma | EA
VS401.064 | 10886982016003 | 4.5MM CORTEX SCREW 64MM | Trauma | EA
VS401.066 | 10886982016010 | 4.5MM CORTEX SCREW 66MM | Trauma | EA
VS401.068 | 10886982016027 | 4.5MM CORTEX SCREW 68MM | Trauma | EA
VS401.070 | 10886982016034 | 4.5MM CORTEX SCREW 70MM | Trauma | EA
VS401.072 | 10886982016041 | 4.5MM CORTEX SCREW 72MM | Trauma | EA
VS401.076 | 10886982016058 | 4.5MM CORTEX SCREW 76MM | Trauma | EA
VS401.080 | 10886982016065 | 4.5MM CORTEX SCREW 80MM | Trauma | EA
VS401.085 | 10886982016072 | 4.5MM CORTEX SCREW 85MM | Trauma | EA
VS401.090 | 10886982016089 | 4.5MM CORTEX SCREW 90MM | Trauma | EA
VS401.095 | 10886982016096 | 4.5MM CORTEX SCREW 95MM | Trauma | EA
VS401.100 | 10886982016102 | 4.5MM CORTEX SCREW 100MM | Trauma | EA
VS402.014 | 10886982016119 | 4.5MM CORTEX SCREW SELF-TAPPING 14MM | Trauma | EA
VS402.016 | 10886982016126 | 4.5MM CORTEX SCREW SELF-TAPPING 16MM | Trauma | EA
VS402.018 | 10886982016133 | 4.5MM CORTEX SCREW SELF-TAPPING 18MM | Trauma | EA
VS402.020 | 10886982016140 | 4.5MM CORTEX SCREW SELF-TAPPING 20MM | Trauma | EA
VS402.022 | 10886982016157 | 4.5MM CORTEX SCREW SELF-TAPPING 22MM | Trauma | EA
VS402.024 | 10886982016164 | 4.5MM CORTEX SCREW SELF-TAPPING 24MM | Trauma | EA
VS402.026 | 10886982016171 | 4.5MM CORTEX SCREW SELF-TAPPING 26MM | Trauma | EA
VS402.028 | 10886982016188 | 4.5MM CORTEX SCREW SELF-TAPPING 28MM | Trauma | EA
VS402.030 | 10886982016195 | 4.5MM CORTEX SCREW SELF-TAPPING 30MM | Trauma | EA
VS402.032 | 10886982016201 | 4.5MM CORTEX SCREW SELF-TAPPING 32MM | Trauma | EA
VS402.034 | 10886982016218 | 4.5MM CORTEX SCREW SELF-TAPPING 34MM | Trauma | EA
VS402.036 | 10886982016225 | 4.5MM CORTEX SCREW SELF-TAPPING 36MM | Trauma | EA
VS402.038 | 10886982016232 | 4.5MM CORTEX SCREW SELF-TAPPING 38MM | Trauma | EA
VS402.040 | 10886982016249 | 4.5MM CORTEX SCREW SELF-TAPPING 40MM | Trauma | EA
VS402.042 | 10886982016256 | 4.5MM CORTEX SCREW SELF-TAPPING 42MM | Trauma | EA
VS402.044 | 10886982016263 | 4.5MM CORTEX SCREW SELF-TAPPING 44MM | Trauma | EA
VS402.046 | 10886982016270 | 4.5MM CORTEX SCREW SELF-TAPPING 46MM | Trauma | EA
VS402.048 | 10886982016287 | 4.5MM CORTEX SCREW SELF-TAPPING 48MM | Trauma | EA
VS402.050 | 10886982016294 | 4.5MM CORTEX SCREW SELF-TAPPING 50MM | Trauma | EA
VS402.052 | 10886982016300 | 4.5MM CORTEX SCREW SELF-TAPPING 52MM | Trauma | EA
VS402.054 | 10886982016317 | 4.5MM CORTEX SCREW SELF-TAPPING 54MM | Trauma | EA
VS402.056 | 10886982016324 | 4.5MM CORTEX SCREW SELF-TAPPING 56MM | Trauma | EA
VS402.058 | 10886982016331 | 4.5MM CORTEX SCREW SELF-TAPPING 58MM | Trauma | EA
VS402.060 | 10886982016348 | 4.5MM CORTEX SCREW SELF-TAPPING 60MM | Trauma | EA
VS402.062 | 10886982016355 | 4.5MM CORTEX SCREW SELF-TAPPING 62MM | Trauma | EA
VS402.064 | 10886982016362 | 4.5MM CORTEX SCREW SELF-TAPPING 64MM | Trauma | EA
VS402.066 | 10886982016379 | 4.5MM CORTEX SCREW SELF-TAPPING 66MM | Trauma | EA
VS402.068 | 10886982016386 | 4.5MM CORTEX SCREW SELF-TAPPING 68MM | Trauma | EA
VS402.070 | 10886982016393 | 4.5MM CORTEX SCREW SELF-TAPPING 70MM | Trauma | EA
VS402.072 | 10886982016409 | 4.5MM CORTEX SCREW SELF-TAPPING 72MM | Trauma | EA
VS402.076 | 10886982016416 | 4.5MM CORTEX SCREW SELF-TAPPING 76MM | Trauma | EA
VS402.080 | 10886982016423 | 4.5MM CORTEX SCREW SELF-TAPPING 80MM | Trauma | EA
VS402.085 | 10886982016430 | 4.5MM CORTEX SCREW SELF-TAPPING 85MM | Trauma | EA
VS402.090 | 10886982016447 | 4.5MM CORTEX SCREW SELF-TAPPING 90MM | Trauma | EA
VS402.095 | 10886982016454 | 4.5MM CORTEX SCREW SELF-TAPPING 95MM | Trauma | EA
VS402.100 | 10886982016461 | 4.5MM CORTEX SCREW SELF-TAPPING 100MM | Trauma | EA
690.550 | 10886982254528 | GRAPHIC CASE W/SCREW RACK FOR LOCKING CALCANEAL PLATE SET | Trauma | EA
690.552 | 10886982254542 | GRAPHIC CASE FOR LOCKING CALCANEAL PLATE SET | Trauma | EA
690.554 | 10886982254566 | IMPLANT TRAY FOR LOCKING CALCANEAL PLATE SET | Trauma | EA
690.555 | 10886982254573 | SCREW RACK FOR LOCKING CALCANEAL PLATE SET | Trauma | EA
690.558 | 10886982254603 | LID FOR LOCKING CALCANEAL PLATE SET IMPLANT TRAY | Trauma | EA
690.559 | 10886982254610 | LID FOR LOCKING CALCANEAL PLATE SET SCREW RACK | Trauma | EA
03.311.001 | 10886982077769 | TENSIONER | Trauma | EA
03.311.002 | 10886982077783 | SLOTTED SOCKET WRENCH 11MM | Trauma | EA
306.900 | 10886982185471 | SCREW RACK F/1.5MM & 2.0MM CORTEX SCREWS | Trauma | EA
306.901 | 10886982185488 | REPLACEMENT LID FOR SCREW RACK 306.900 | Trauma | EA
332.121 | 10886982192561 | CANNULATED CHISEL FOR ADULT ANGLED BLADE PLATES 320MM | Trauma | EA
229.331 | 10886982159441 | 4.5MM LCP(TM) STRAIGHT RECON PLATE 3 HOLES/56MM | Trauma | EA
229.341 | 10886982159465 | 4.5MM LCP(TM) STRAIGHT RECON PLATE 4 HOLES/75MM | Trauma | EA
229.351 | 10886982159489 | 4.5MM LCP(TM) STRAIGHT RECON PLATE 5 HOLES/94MM | Trauma | EA
229.361 | 10886982159502 | 4.5MM LCP(TM) STRAIGHT RECON PLATE 6 HOLES/113MM | Trauma | EA
229.371 | 10886982159526 | 4.5MM LCP(TM) STRAIGHT RECON PLATE 7 HOLES/132MM | Trauma | EA
229.381 | 10886982159540 | 4.5MM LCP(TM) STRAIGHT RECON PLATE 8 HOLES/151MM | Trauma | EA
229.391 | 10886982159564 | 4.5MM LCP(TM) STRAIGHT RECON PLATE 9 HOLES/170MM | Trauma | EA
229.401 | 10886982159588 | 4.5MM LCP(TM) STRAIGHT RECON PLATE 10 HOLES/189MM | Trauma | EA
229.411 | 10886982159601 | 4.5MM LCP(TM) STRAIGHT RECON PLATE 11 HOLES/208MM | Trauma | EA
229.421 | 10886982159625 | 4.5MM LCP(TM) STRAIGHT RECON PLATE 12 HOLES/227MM | Trauma | EA
229.431 | 10886982159649 | 4.5MM LCP(TM) STRAIGHT RECON PLATE 13 HOLES/246MM | Trauma | EA
229.441 | 10886982159663 | 4.5MM LCP(TM) STRAIGHT RECON PLATE 14 HOLES/265MM | Trauma | EA
229.451 | 10886982159670 | 4.5MM LCP(TM) STRAIGHT RECON PLATE 15 HOLES/284MM | Trauma | EA
229.461 | 10886982159687 | 4.5MM LCP(TM) STRAIGHT RECON PLATE 16 HOLES/303MM | Trauma | EA
429.331 | 10886982217547 | 4.5MM TI LCP(TM) STRAIGHT RECON PLATE 3 HOLES/56MM | Trauma | EA
429.341 | 10886982217554 | 4.5MM TI LCP(TM) STRAIGHT RECON PLATE 4 HOLES/75MM | Trauma | EA
429.351 | 10886982217561 | 4.5MM TI LCP(TM) STRAIGHT RECON PLATE 5 HOLES/94MM | Trauma | EA
429.361 | 10886982217578 | 4.5MM TI LCP(TM) STRAIGHT RECON PLATE 6 HOLES/113MM | Trauma | EA
429.371 | 10886982217585 | 4.5MM TI LCP(TM) STRAIGHT RECON PLATE 7 HOLES/132MM | Trauma | EA
429.381 | 10886982217592 | 4.5MM TI LCP(TM) STRAIGHT RECON PLATE 8 HOLES/151MM | Trauma | EA
429.391 | 10886982217608 | 4.5MM TI LCP(TM) STRAIGHT RECON PLATE 9 HOLES/170MM | Trauma | EA
429.401 | 10886982217615 | 4.5MM TI LCP(TM) STRAIGHT RECON PLATE 10 HOLES/189MM | Trauma | EA
429.411 | 10886982217622 | 4.5MM TI LCP(TM) STRAIGHT RECON PLATE 11 HOLES/208MM | Trauma | EA
429.421 | 10886982217639 | 4.5MM TI LCP(TM) STRAIGHT RECON PLATE 12 HOLES/227MM | Trauma | EA
429.431 | 10886982217646 | 4.5MM TI LCP(TM) STRAIGHT RECON PLATE 13 HOLES/246MM | Trauma | EA
429.441 | 10886982217653 | 4.5MM TI LCP(TM) STRAIGHT RECON PLATE 14 HOLES/265MM | Trauma | EA
429.451 | 10886982217660 | 4.5MM TI LCP(TM) STRAIGHT RECON PLATE 15 HOLES/284MM | Trauma | EA
429.461 | 10886982217677 | 4.5MM TI LCP(TM) STRAIGHT RECON PLATE 16 HOLES/303MM | Trauma | EA
226.622S | 10886982159175 | 4.5MM CURVED BROAD LCP(TM) PL 12 HOLES/229MM-STERILE | Trauma | EA
226.632S | 10886982159199 | 4.5MM CURVED BROAD LCP(TM) PL 13 HOLES/247MM-STERILE | Trauma | EA
226.642S | 10886982159236 | 4.5MM CURVED BROAD LCP(TM) PL 14 HOLES/265MM-STERILE | Trauma | EA
226.652S | 10886982159250 | 4.5MM CURVED BROAD LCP(TM) PL 15 HOLES/282MM-STERILE | Trauma | EA
226.662S | 10886982159298 | 4.5MM CURVED BROAD LCP(TM) PL 16 HOLES/300MM-STERILE | Trauma | EA
226.672S | 10886982159311 | 4.5MM CURVED BROAD LCP(TM) PL 17 HOLES/318MM-STERILE | Trauma | EA
226.682S | 10886982159359 | 4.5MM CURVED BROAD LCP(TM) PL 18 HOLES/336MM-STERILE | Trauma | EA
426.622S | 10886982217257 | 4.5MM TI CURVED BROAD LCP(TM) PLATE 12 HOLES/229MM-STERILE | Trauma | EA
426.632S | 10886982217271 | 4.5MM TI CURVED BROAD LCP(TM) PLATE 13 HOLES/247MM-STERILE | Trauma | EA
426.642S | 10886982217318 | 4.5MM TI CURVED BROAD LCP(TM) PLATE 14 HOLES/265MM-STERILE | Trauma | EA
426.652S | 10886982217332 | 4.5MM TI CURVED BROAD LCP(TM) PLATE 15 HOLES/282MM-STERILE | Trauma | EA
426.662S | 10886982217370 | 4.5MM TI CURVED BROAD LCP(TM) PLATE 16 HOLES/300MM-STERILE | Trauma | EA
426.672S | 10886982217394 | 4.5MM TI CURVED BROAD LCP(TM) PLATE 17 HOLES/318MM-STERILE | Trauma | EA
426.682S | 10886982217431 | 4.5MM TI CURVED BROAD LCP(TM) PLATE 18 HOLES/336MM-STERILE | Trauma | EA
02.204.014 | 10886982049315 | 4.0MM LOCKING SCREW SLF-TPNG WITH T25 STARDRIVE RECESS 14MM | Trauma | EA
04.205.025 | 10886982116314 | 5.0MM TI CANNULATED LOCKING SCREW 25MM | Trauma | EA
04.205.030 | 10886982116321 | 5.0MM TI CANNULATED LOCKING SCREW 30MM | Trauma | EA
04.205.035 | 10886982116338 | 5.0MM TI CANNULATED LOCKING SCREW 35MM | Trauma | EA
04.205.040 | 10886982116345 | 5.0MM TI CANNULATED LOCKING SCREW 40MM | Trauma | EA
04.205.045 | 10886982116352 | 5.0MM TI CANNULATED LOCKING SCREW 45MM | Trauma | EA
04.205.050 | 10886982116369 | 5.0MM TI CANNULATED LOCKING SCREW 50MM | Trauma | EA
02.204.016 | 10886982049322 | 4.0MM LOCKING SCREW SLF-TPNG WITH T25 STARDRIVE RECESS 16MM | Trauma | EA
04.205.055 | 10886982116376 | 5.0MM TI CANNULATED LOCKING SCREW 55MM | Trauma | EA
02.204.018 | 10886982049339 | 4.0MM LOCKING SCREW SLF-TPNG WITH T25 STARDRIVE RECESS 18MM | Trauma | EA
04.205.060 | 10886982116383 | 5.0MM TI CANNULATED LOCKING SCREW 60MM | Trauma | EA
02.204.022 | 10886982049353 | 4.0MM LOCKING SCREW SLF-TPNG WITH T25 STARDRIVE RECESS 22MM | Trauma | EA
04.205.065 | 10886982116390 | 5.0MM TI CANNULATED LOCKING SCREW 65MM | Trauma | EA
02.204.026 | 10886982049377 | 4.0MM LOCKING SCREW SLF-TPNG WITH T25 STARDRIVE RECESS 26MM | Trauma | EA
04.205.070 | 10886982116406 | 5.0MM TI CANNULATED LOCKING SCREW 70MM | Trauma | EA
02.204.030 | 10886982049391 | 4.0MM LOCKING SCREW SLF-TPNG WITH T25 STARDRIVE RECESS 30MM | Trauma | EA
04.205.075 | 10886982116413 | 5.0MM TI CANNULATED LOCKING SCREW 75MM | Trauma | EA
04.205.080 | 10886982116420 | 5.0MM TI CANNULATED LOCKING SCREW 80MM | Trauma | EA
04.205.085 | 10886982116437 | 5.0MM TI CANNULATED LOCKING SCREW 85MM | Trauma | EA
02.204.034 | 10886982049414 | 4.0MM LOCKING SCREW SLF-TPNG WITH T25 STARDRIVE RECESS 34MM | Trauma | EA
04.205.090 | 10886982116444 | 5.0MM TI CANNULATED LOCKING SCREW 90MM | Trauma | EA
04.205.095 | 10886982116451 | 5.0MM TI CANNULATED LOCKING SCREW 95MM | Trauma | EA
02.204.038 | 10886982049438 | 4.0MM LOCKING SCREW SLF-TPNG WITH T25 STARDRIVE RECESS 38MM | Trauma | EA
02.204.042 | 10886982049452 | 4.0MM LOCKING SCREW SLF-TPNG WITH T25 STARDRIVE RECESS 42MM | Trauma | EA
02.204.046 | 10886982049476 | 4.0MM LOCKING SCREW SLF-TPNG WITH T25 STARDRIVE RECESS 46MM | Trauma | EA
02.204.050 | 10886982049490 | 4.0MM LOCKING SCREW SLF-TPNG WITH T25 STARDRIVE RECESS 50MM | Trauma | EA
02.204.054 | 10886982049513 | 4.0MM LOCKING SCREW SLF-TPNG WITH T25 STARDRIVE RECESS 54MM | Trauma | EA
02.204.058 | 10886982049537 | 4.0MM LOCKING SCREW SLF-TPNG WITH T25 STARDRIVE RECESS 58MM | Trauma | EA
02.204.062 | 10886982049551 | 4.0MM LOCKING SCREW SLF-TPNG WITH T25 STARDRIVE RECESS 62MM | Trauma | EA
04.204.014 | 10886982116062 | 4.0MM TI LOCKING SCR SLF-TPNG WITH T25 STARDRIVE RECESS 14MM | Trauma | EA
04.204.016 | 10886982116079 | 4.0MM TI LOCKING SCR SLF-TPNG WITH T25 STARDRIVE RECESS 16MM | Trauma | EA
04.204.018 | 10886982116086 | 4.0MM TI LOCKING SCR SLF-TPNG WITH T25 STARDRIVE RECESS 18MM | Trauma | EA
04.204.022 | 10886982116109 | 4.0MM TI LOCKING SCR SLF-TPNG WITH T25 STARDRIVE RECESS 22MM | Trauma | EA
04.204.026 | 10886982116123 | 4.0MM TI LOCKING SCR SLF-TPNG WITH T25 STARDRIVE RECESS 26MM | Trauma | EA
04.204.030 | 10886982116147 | 4.0MM TI LOCKING SCR SLF-TPNG WITH T25 STARDRIVE RECESS 30MM | Trauma | EA
04.204.034 | 10886982116161 | 4.0MM TI LOCKING SCR SLF-TPNG WITH T25 STARDRIVE RECESS 34MM | Trauma | EA
02.207.050 | 10886982051790 | 7.3MM CANNULATED LOCKING SCREW 50MM | Trauma | EA
04.204.038 | 10886982116185 | 4.0MM TI LOCKING SCR SLF-TPNG WITH T25 STARDRIVE RECESS 38MM | Trauma | EA
02.207.055 | 10886982051806 | 7.3MM CANNULATED LOCKING SCREW 55MM | Trauma | EA
02.207.060 | 10886982051813 | 7.3MM CANNULATED LOCKING SCREW 60MM | Trauma | EA
02.207.065 | 10886982051820 | 7.3MM CANNULATED LOCKING SCREW 65MM | Trauma | EA
04.204.042 | 10886982116208 | 4.0MM TI LOCKING SCR SLF-TPNG WITH T25 STARDRIVE RECESS 42MM | Trauma | EA
02.207.070 | 10886982051837 | 7.3MM CANNULATED LOCKING SCREW 70MM | Trauma | EA
02.207.075 | 10886982051844 | 7.3MM CANNULATED LOCKING SCREW 75MM | Trauma | EA
02.207.080 | 10886982051851 | 7.3MM CANNULATED LOCKING SCREW 80MM | Trauma | EA
02.207.085 | 10886982051868 | 7.3MM CANNULATED LOCKING SCREW 85MM | Trauma | EA
02.207.090 | 10886982051875 | 7.3MM CANNULATED LOCKING SCREW 90MM | Trauma | EA
04.204.046 | 10886982116222 | 4.0MM TI LOCKING SCR SLF-TPNG WITH T25 STARDRIVE RECESS 46MM | Trauma | EA
02.207.095 | 10886982051882 | 7.3MM CANNULATED LOCKING SCREW 95MM | Trauma | EA
02.207.100 | 10886982051899 | 7.3MM CANNULATED LOCKING SCREW 100MM | Trauma | EA
02.207.105 | 10886982051905 | 7.3MM CANNULATED LOCKING SCREW 105MM | Trauma | EA
04.204.050 | 10886982116246 | 4.0MM TI LOCKING SCR SLF-TPNG WITH T25 STARDRIVE RECESS 50MM | Trauma | EA
02.207.110 | 10886982051912 | 7.3MM CANNULATED LOCKING SCREW 110MM | Trauma | EA
02.207.115 | 10886982051929 | 7.3MM CANNULATED LOCKING SCREW 115MM | Trauma | EA
04.204.054 | 10886982116260 | 4.0MM TI LOCKING SCR SLF-TPNG WITH T25 STARDRIVE RECESS 54MM | Trauma | EA
04.204.058 | 10886982116284 | 4.0MM TI LOCKING SCR SLF-TPNG WITH T25 STARDRIVE RECESS 58MM | Trauma | EA
04.204.062 | 10886982116307 | 4.0MM TI LOCKING SCR SLF-TPNG WITH T25 STARDRIVE RECESS 62MM | Trauma | EA
02.207.120 | 10886982051936 | 7.3MM CANNULATED LOCKING SCREW 120MM | Trauma | EA
02.207.125 | 10886982051943 | 7.3MM CANNULATED LOCKING SCREW 125MM | Trauma | EA
02.207.130 | 10886982051950 | 7.3MM CANNULATED LOCKING SCREW 130MM | Trauma | EA
02.207.135 | 10886982051967 | 7.3MM CANNULATED LOCKING SCREW 135MM | Trauma | EA
02.207.140 | 10886982051974 | 7.3MM CANNULATED LOCKING SCREW 140MM | Trauma | EA
02.207.145 | 10886982051981 | 7.3MM CANNULATED LOCKING SCREW 145MM | Trauma | EA
02.205.025 | 10886982049674 | 5.0MM CANNULATED LOCKING SCREW 25MM | Trauma | EA
02.205.030 | 10886982049681 | 5.0MM CANNULATED LOCKING SCREW 30MM | Trauma | EA
02.205.035 | 10886982049698 | 5.0MM CANNULATED LOCKING SCREW 35MM | Trauma | EA
02.205.040 | 10886982049704 | 5.0MM CANNULATED LOCKING SCREW 40MM | Trauma | EA
02.205.045 | 10886982049711 | 5.0MM CANNULATED LOCKING SCREW 45MM | Trauma | EA
02.205.050 | 10886982049728 | 5.0MM CANNULATED LOCKING SCREW 50MM | Trauma | EA
02.205.055 | 10886982049735 | 5.0MM CANNULATED LOCKING SCREW 55MM | Trauma | EA
02.205.060 | 10886982049742 | 5.0MM CANNULATED LOCKING SCREW 60MM | Trauma | EA
02.205.065 | 10886982049759 | 5.0MM CANNULATED LOCKING SCREW 65MM | Trauma | EA
02.205.070 | 10886982049766 | 5.0MM CANNULATED LOCKING SCREW 70MM | Trauma | EA
02.205.075 | 10886982049773 | 5.0MM CANNULATED LOCKING SCREW 75MM | Trauma | EA
02.205.080 | 10886982049780 | 5.0MM CANNULATED LOCKING SCREW 80MM | Trauma | EA
02.205.085 | 10886982049797 | 5.0MM CANNULATED LOCKING SCREW 85MM | Trauma | EA
02.205.090 | 10886982049803 | 5.0MM CANNULATED LOCKING SCREW 90MM | Trauma | EA
02.205.095 | 10886982049810 | 5.0MM CANNULATED LOCKING SCREW 95MM | Trauma | EA
02.205.100 | 10886982049827 | 5.0MM CANNULATED LOCKING SCREW 100MM | Trauma | EA
02.205.105 | 10886982049834 | 5.0MM CANNULATED LOCKING SCREW 105MM | Trauma | EA
02.205.110 | 10886982049841 | 5.0MM CANNULATED LOCKING SCREW 110MM | Trauma | EA
219.952S | 10886982156235 | SPHERICAL WASHER/SM OVAL FOR 6.5/7.3MM CANN SCREW-STER | Trauma | EA
02.205.115 | 10886982049858 | 5.0MM CANNULATED LOCKING SCREW 115MM | Trauma | EA
02.205.120 | 10886982049865 | 5.0MM CANNULATED LOCKING SCREW 120MM | Trauma | EA
02.205.125 | 10886982049872 | 5.0MM CANNULATED LOCKING SCREW 125MM | Trauma | EA
02.205.130 | 10886982049889 | 5.0MM CANNULATED LOCKING SCREW 130MM | Trauma | EA
02.205.135 | 10886982049896 | 5.0MM CANNULATED LOCKING SCREW 135MM | Trauma | EA
219.953S | 10886982156242 | SPHERICAL WASHER/LRG ROUND FOR 6.5/7.3MM CANN SCREW-STER | Trauma | EA
02.205.140 | 10886982049902 | 5.0MM CANNULATED LOCKING SCREW 140MM | Trauma | EA
02.205.145 | 10886982049919 | 5.0MM CANNULATED LOCKING SCREW 145MM | Trauma | EA
419.953S | 10886982214799 | TI SPHERICAL WASHER LRG ROUND FOR 6.5/7.3MM CANN SCREW-STER | Trauma | EA
05.001.120 | 10886982129345 | DRILL ATTACHMENT W/JACOBS CHUCK FOR PEN DRIVE | Trauma | EA
05.001.096S | 10886982129178 | PROTECTIVE SLEEVE FOR TREPAN BURR 7MM DIAMETER | Trauma | EA
05.001.097S | 10886982129192 | PROTECTIVE SLEEVE FOR TREPAN BURR 12MM DIAMETER | Trauma | EA
VS206.010 | 10886982014474 | 2.7MM LOCKING SCREW SLF-TPNG WITH T8 STARDRIVE RECESS 10MM | Trauma | EA
VS206.012 | 10886982014481 | 2.7MM LOCKING SCREW SLF-TPNG WITH T8 STARDRIVE RECESS 12MM | Trauma | EA
VS206.014 | 10886982014498 | 2.7MM LOCKING SCREW SLF-TPNG WITH T8 STARDRIVE RECESS 14MM | Trauma | EA
VS206.016 | 10886982014504 | 2.7MM LOCKING SCREW SLF-TPNG WITH T8 STARDRIVE RECESS 16MM | Trauma | EA
VS206.018 | 10886982014511 | 2.7MM LOCKING SCREW SLF-TPNG WITH T8 STARDRIVE RECESS 18MM | Trauma | EA
VS206.020 | 10886982014528 | 2.7MM LOCKING SCREW SLF-TPNG WITH T8 STARDRIVE RECESS 20MM | Trauma | EA
VS206.022 | 10886982014535 | 2.7MM LOCKING SCREW SLF-TPNG WITH T8 STARDRIVE RECESS 22MM | Trauma | EA
VS206.024 | 10886982014542 | 2.7MM LOCKING SCREW SLF-TPNG WITH T8 STARDRIVE RECESS 24MM | Trauma | EA
VS206.026 | 10886982014559 | 2.7MM LOCKING SCREW SLF-TPNG WITH T8 STARDRIVE RECESS 26MM | Trauma | EA
VS206.028 | 10886982014566 | 2.7MM LOCKING SCREW SLF-TPNG WITH T8 STARDRIVE RECESS 28MM | Trauma | EA
VS206.030 | 10886982014573 | 2.7MM LOCKING SCREW SLF-TPNG WITH T8 STARDRIVE RECESS 30MM | Trauma | EA
VS403.035 | 10886982016591 | 4.0MM CANCELLOUS BONE SCREW FULLY THREADED/35MM | Trauma | EA
68.000.007 | 10886982251343 | SUPPORT FOR CUTTING TOOLS | Trauma | EA
05.001.075 | 10886982128966 | CLEANING BRUSH FOR WIRE DRIVER FOR PEN DRIVE | Trauma | EA
314.052 | 10886982188427 | TROCAR FOR 6.5MM AND 7.3MM CANNULATED SCREWS | Trauma | EA
03.100.041 | 10886982070906 | PERIOSTEAL ELEVATOR 6MM WIDTH CURVED BLADE 200MM HANDLE | Trauma | EA
03.100.042 | 10886982070913 | PERIOSTEAL ELEVATOR 14MM WIDTH CURVED BLADE 200MM HANDLE | Trauma | EA
03.100.043 | 10886982070920 | PERIOSTEAL ELEVATOR 14MM WIDTH STRAIGHT BLADE 200MM HANDLE | Trauma | EA
03.100.044 | 10886982070937 | PERIOSTEAL ELEVATOR 20MM WIDTH STRAIGHT BLADE 200MM HANDLE | Trauma | EA
03.100.038 | 10886982070876 | CURVED PELVIC OSTEOTOME 15MM WIDTH | Trauma | EA
03.100.039 | 10886982070883 | CURVED PELVIC OSTEOTOME 20MM WIDTH | Trauma | EA
VS203.006 | 10886982013798 | 2.4MM CORTEX SCREW 4.0MM HEAD SELF-TAPPING 6MM | Trauma | EA
VS203.007 | 10886982013804 | 2.4MM CORTEX SCREW 4.0MM HEAD SELF-TAPPING 7MM | Trauma | EA
VS203.009 | 10886982013828 | 2.4MM CORTEX SCREW 4.0MM HEAD SELF-TAPPING 9MM | Trauma | EA
VS203.013 | 10886982013866 | 2.4MM CORTEX SCREW 4.0MM HEAD SELF-TAPPING 13MM | Trauma | EA
VS203.011 | 10886982013842 | 2.4MM CORTEX SCREW 4.0MM HEAD SELF-TAPPING 11MM | Trauma | EA
475.900S | 10886982234483 | TITANIUM END CAP FOR TITANIUM ELASTIC NAILÃ3.0-4.0MM-STERILE | Trauma | EA
475.900 | 10886982234476 | TITANIUM END CAP FOR TITANIUM ELASTIC NAIL Ã3.0-4.0MM | Trauma | EA
359.222 | 10886982197245 | INSERTER FOR TEN END CAP | Trauma | EA
03.311.061.10 | 20886982078176 | NUT 10 PACK | Trauma | TP
304.458 | 10886982183958 | STOPPER FOR DISTRACTION OSTEOGENESIS BOLT RACKS | Trauma | EA
532.023 | 10886982240644 | OSCILLATING SAW ATTACHMENT II FOR SMALL BATTERY DRIVE | Trauma | EA
202.892 | 10886982145154 | 2.7MM CORTEX SCREW SLF-TPNG WITH T8 STARDRIVE RECESS 32MM | Trauma | EA
202.894 | 10886982145161 | 2.7MM CORTEX SCREW SLF-TPNG WITH T8 STARDRIVE RECESS 34MM | Trauma | EA
202.896 | 10886982145178 | 2.7MM CORTEX SCREW SLF-TPNG WITH T8 STARDRIVE RECESS 36MM | Trauma | EA
202.898 | 10886982145185 | 2.7MM CORTEX SCREW SLF-TPNG WITH T8 STARDRIVE RECESS 38MM | Trauma | EA
202.900 | 10886982145192 | 2.7MM CORTEX SCREW SLF-TPNG WITH T8 STARDRIVE RECESS 40MM | Trauma | EA
VC2000.01 | 10886982007995 | MINI CLAMP FOR USE W/ 2.0MM SCREWS/2.0MM RODS | Trauma | EA
VC2000.02 | 10886982008008 | MINI END CLAMP FOR USE W/ 2.0MM SCREWS/2.0MM RODS | Trauma | EA
VC3000.01 | 10886982008015 | SMALL CLAMP FOR USE W/ 2.7MM SCREWS/3.0MM RODS | Trauma | EA
VC3000.02 | 10886982008022 | SMALL END CLAMP FOR USE W/ 2.7MM SCREWS/3.0MM RODS | Trauma | EA
VC5000.01 | 10886982008039 | MEDIUM CLAMP FOR USE W/ 3.5MM SCREWS/5.0MM RODS | Trauma | EA
VC5000.02 | 10886982008046 | MEDIUM END CLAMP FOR USE W/ 3.5MM SCREWS/5.0MM RODS | Trauma | EA
VR201.030 | 10886982012524 | 2.0MM ROD 30MM LENGTH | Trauma | EA
VR201.045 | 10886982012531 | 2.0MM ROD 45MM LENGTH | Trauma | EA
VR201.090 | 10886982012548 | 2.0MM ROD 90MM LENGTH | Trauma | EA
VR301.045 | 10886982012555 | 3.0MM ROD 45MM LENGTH | Trauma | EA
VR301.090 | 10886982012562 | 3.0MM ROD 90MM LENGTH | Trauma | EA
VR301.120 | 10886982012579 | 3.0MM ROD 120MM LENGTH | Trauma | EA
VR501.060 | 10886982012586 | 5.0MM ROD 60MM LENGTH | Trauma | EA
VR501.075 | 10886982012593 | 5.0MM ROD 75MM LENGTH | Trauma | EA
VR501.090 | 10886982012609 | 5.0MM ROD 90MM LENGTH | Trauma | EA
VR501.105 | 10886982012616 | 5.0MM ROD 105MM LENGTH | Trauma | EA
VR501.120 | 10886982012623 | 5.0MM ROD 120MM LENGTH | Trauma | EA
VR501.150 | 10886982012630 | 5.0MM ROD 150MM LENGTH | Trauma | EA
VR501.180 | 10886982012647 | 5.0MM ROD 180MM LENGTH | Trauma | EA
03.108.007 | 10886982071576 | MEDIALIZATION GUIDE FOR 3.5MM & 5.0MM LCP PLATES | Trauma | EA
60.110.030 | 10886982242655 | GRAPHIC CASE FOR LCP VOLAR DISTAL RADIUS INSTR & IMPL SET | Trauma | EA
60.240.211 | 10886982248862 | LOCKING PERIARTICULAR PLATING SYSTEM INSTRUMENT TRAY | Trauma | EA
241.268S | 10886982166326 | 3.5MM LCP POSTLAT DIST HUM PL 9H/RT/143MM-STERILE | Trauma | EA
241.269S | 10886982166340 | 3.5MM LCP POSTLAT DIST HUM PL 9H/LT/143MM-STERILE | Trauma | EA
241.300S | 10886982166685 | 3.5MM LCP POSTLAT DIST HUM PL 14H/RT/208MM-STERILE | Trauma | EA
241.301S | 10886982166708 | 3.5MM LCP POSTLAT DIST HUM PL 14H/LT/208MM-STERILE | Trauma | EA
241.278S | 10886982166487 | 3.5MM LCP POSTLAT DIST HUM PL W/LAT SUPP/9H/RT/143MM-STER | Trauma | EA
241.279S | 10886982166500 | 3.5MM LCP POSTLAT DIST HUM PL W/LAT SUPP/9H/LT/143MM-STER | Trauma | EA
241.302S | 10886982166722 | 3.5MM LCP POSTLAT DIST HUM PL W/LAT SUPP/14H/RT/208MM-STER | Trauma | EA
241.303S | 10886982166746 | 3.5MM LCP POSTLAT DIST HUM PL W/LAT SUPP/14H/LT/208MM-STER | Trauma | EA
03.010.229 | 10886982068118 | 13MM PROTECTION SLEEVE-SHORT | Trauma | EA
04.031.020 | 10886982093905 | 5.0MM TI RECON SCREW W/T25 STARDRIVE 50MM | Trauma | EA
04.031.021 | 10886982093929 | 5.0MM TI RECON SCREW W/T25 STARDRIVE 55MM | Trauma | EA
04.031.022 | 10886982093943 | 5.0MM TI RECON SCREW W/T25 STARDRIVE 60MM | Trauma | EA
03.311.013 | 10886982077899 | SCHANZ SCREW BOLT POST MOUNT | Trauma | EA
03.311.058 | 10886982078131 | SCHANZ SCREW BOLT CANNULATED RING MOUNT | Trauma | EA
04.031.020S | 10886982093912 | 5.0MM TI RECON SCREW W/T25 STARDRIVE 50MM-STERILE | Trauma | EA
04.031.021S | 10886982093936 | 5.0MM TI RECON SCREW W/T25 STARDRIVE 55MM-STERILE | Trauma | EA
04.031.022S | 10886982093950 | 5.0MM TI RECON SCREW W/T25 STARDRIVE 60MM-STERILE | Trauma | EA
03.311.059 | 10886982078148 | SCHANZ SCREW BOLT CANNULATED POST MOUNT | Trauma | EA
60.240.210 | 10886982248855 | SCREW RACK FOR 5.0MM LOCKING SCREWS W/HEX RECESS | Trauma | EA
60.112.006 | 10886982243287 | GRAPHIC CASE FOR LC-DCP SMALL FRAGMENT IMPLANT SET | Trauma | EA
60.112.008 | 10886982243294 | GRAPHIC CASE FOR TI LC-DCP SMALL FRAGMENT IMPLANT SET | Trauma | EA
03.100.116 | 10886982071132 | CURVED CHISEL BLADE 10MM | Trauma | EA
03.100.117 | 10886982071149 | CURVED CHISEL BLADE 16MM | Trauma | EA
03.100.118 | 10886982071156 | CURVED CHISEL BLADE 25MM | Trauma | EA
422.250S | 10886982215338 | TI LCP DISTAL FEMUR PLATE 5 HOLES/156MM/RIGHT-STERILE | Trauma | EA
422.251S | 10886982215352 | TI LCP DISTAL FEMUR PLATE 5 HOLES/156MM/LEFT-STERILE | Trauma | EA
422.252S | 10886982215376 | TI LCP DISTAL FEMUR PLATE 7 HOLES/196MM/RIGHT-STERILE | Trauma | EA
422.253S | 10886982215390 | TI LCP DISTAL FEMUR PLATE 7 HOLES/196MM/LEFT-STERILE | Trauma | EA
422.254S | 10886982215413 | TI LCP DISTAL FEMUR PLATE 9 HOLES/236MM/RIGHT-STERILE | Trauma | EA
422.255S | 10886982215437 | TI LCP DISTAL FEMUR PLATE 9 HOLES/236MM/LEFT-STERILE | Trauma | EA
422.256S | 10886982215451 | TI LCP DISTAL FEMUR PLATE 11 HOLES/276MM/RIGHT-STERILE | Trauma | EA
422.257S | 10886982215475 | TI LCP DISTAL FEMUR PLATE 11 HOLES/276MM/LEFT-STERILE | Trauma | EA
422.258S | 10886982215499 | TI LCP DISTAL FEMUR PLATE 13 HOLES/316MM/RIGHT-STERILE | Trauma | EA
422.259S | 10886982215512 | TI LCP DISTAL FEMUR PLATE 13 HOLES/316MM/LEFT-STERILE | Trauma | EA
03.607.110 | 10886982080578 | DRILL SUCTION DEVICE | Trauma | EA
398.651 | 10886982201508 | NARROW SCREW REMOVAL PLIERS | Trauma | EA
03.900.001 | 10886982080639 | STRAIGHT SHARP HOOK | Trauma | EA
03.900.002 | 10886982080646 | AO COUPLING EXTENSION SHAFT | Trauma | EA
03.607.040 | 10886982080523 | 4.0MM DRILL SLEEVE CLIP-ON FOR 03.607.110 | Trauma | EA
03.607.060 | 10886982080547 | 6.0MM DRILL SLEEVE CLIP-ON FOR 03.607.110 | Trauma | EA
03.900.011 | 10886982080653 | SMALL SCREW REMOVAL FORCEPS | Trauma | EA
03.900.013 | 10886982080660 | LARGE SCREW REMOVAL FORCEPS | Trauma | EA
60.110.039 | 10886982242730 | 2.4MM LCP VOLAR COLUMN DISTAL RADIUS PLATE MODULE | Trauma | EA
03.607.104 | 10886982080554 | 4.0MM CARBIDE DRILL BIT EXTENSION | Trauma | EA
03.607.106 | 10886982080561 | 6.0MM CARBIDE DRILL BIT EXTENSION | Trauma | EA
E5211-8 | 10886982001313 | GLENOID CLAMP | Trauma | EA
E5211-8E | 10886982001320 | TRIAL GLENOID CLAMP | Trauma | EA
314.163 | 10886982188625 | STARDRIVE T25 TORQUE LIMITING SCREWDRIVER | Trauma | EA
324.250 | 10886982191304 | STARDRIVE SCREWDRIVER SHAFT-T25 | Trauma | EA
324.253 | 10886982191311 | CLEANING INSTRUMENT FOR T25 STARDRIVE FOR 5.0MM LCKNG SCR | Trauma | EA
690.540.40 | 10886982254450 | TOP TRAY FOR HINDFOOT ARTHRO NAIL GRAPHIC CASE | Trauma | EA
03.100.120 | 10886982071170 | SPIKED ROUND DISK | Trauma | EA
03.100.121 | 10886982071187 | SPIKED RECTANGULAR DISK | Trauma | EA
03.302.001 | 10886982077622 | MEDIUM OPEN COMPRESSOR | Trauma | EA
02.221.004S | 10886982055583 | CANNULATED 4.0MM HEX CERCLAGE BUTTON-STERILE | Trauma | EA
04.221.004S | 10886982120991 | CANNULATED 4.0MM HEX TI CERCLAGE BUTTON-STERILE | Trauma | EA
SD359.214 | 10886982006387 | CURVED AWL FOR CLAVICLE FRACTURES | Trauma | EA
03.900.022 | 10886982080677 | 2.4MM CRUCIFORM SCRWDRVR SHAFT 100MM | Trauma | EA
03.900.032 | 10886982080684 | 4.0MM HEX SCREWDRIVER SHAFT 100MM | Trauma | EA
03.900.042 | 10886982080691 | T25 STARDRIVE SCRWDRVR SHAFT 100MM | Trauma | EA
03.900.044 | 10886982080707 | T40 STARDRIVE SCRWDRVR SHAFT 100MM | Trauma | EA
60.240.001 | 10886982248633 | GRAPHIC CASE FOR SCR REMOVAL SET | Trauma | EA
60.240.002 | 10886982248640 | TRAY FOR SCREW REMOVAL INSTR | Trauma | EA
04.112.026 | 10886982102560 | 3.5MM TI LCP SUP ANT CLAVICLE PLATE 6H/RT/94MM | Trauma | EA
04.112.027 | 10886982102584 | 3.5MM TI LCP SUP ANT CLAVICLE PLATE 6H/LT/94MM | Trauma | EA
04.112.028 | 10886982102607 | 3.5MM TI LCP SUP ANT CLAVICLE PLATE 7H/RT/110MM | Trauma | EA
04.112.029 | 10886982102621 | 3.5MM TI LCP SUP ANT CLAVICLE PLATE 7H/LT/110MM | Trauma | EA
04.112.030 | 10886982102645 | 3.5MM TI LCP SUP ANT CLAVICLE PLATE 8H/RT/120MM | Trauma | EA
04.112.031 | 10886982102669 | 3.5MM TI LCP SUP ANT CLAVICLE PLATE 8H/LT/120MM | Trauma | EA
02.112.006 | 10886982032553 | 3.5MM LCP SUP ANT CLAVICLE PL W/LAT EXTN 3H/RT/69MM | Trauma | EA
02.112.007 | 10886982032577 | 3.5MM LCP SUP ANT CLAVICLE PL W/LAT EXTN 3H/LT/69MM | Trauma | EA
02.112.008 | 10886982032591 | 3.5MM LCP SUP ANT CLAVICLE PL W/LAT EXTN 6H/RT/108MM | Trauma | EA
02.112.009 | 10886982032614 | 3.5MM LCP SUP ANT CLAVICLE PL W/LAT EXTN 6H/LT/108MM | Trauma | EA
02.112.018 | 10886982032713 | 3.5MM LCP SUP ANT CLAVICLE PL W/LAT EXTN 7H/RT/123MM | Trauma | EA
02.112.019 | 10886982032737 | 3.5MM LCP SUP ANT CLAVICLE PL W/LAT EXTN 7H/LT/123MM | Trauma | EA
02.112.020 | 10886982032751 | 3.5MM LCP SUP ANT CLAVICLE PL W/LAT EXTN 8H/RT/135MM | Trauma | EA
02.112.021 | 10886982032775 | 3.5MM LCP SUP ANT CLAVICLE PL W/LAT EXTN 8H/LT/135MM | Trauma | EA
02.112.026 | 10886982032799 | 3.5MM LCP SUP ANT CLAVICLE PLATE 6H/RT/94MM | Trauma | EA
02.112.027 | 10886982032812 | 3.5MM LCP SUP ANT CLAVICLE PLATE 6H/LT/94MM | Trauma | EA
02.112.028 | 10886982032836 | 3.5MM LCP SUP ANT CLAVICLE PLATE 7H/RT/110MM | Trauma | EA
02.112.029 | 10886982032850 | 3.5MM LCP SUP ANT CLAVICLE PLATE 7H/LT/110MM | Trauma | EA
02.112.030 | 10886982032874 | 3.5MM LCP SUP ANT CLAVICLE PLATE 8H/RT/120MM | Trauma | EA
02.112.031 | 10886982032898 | 3.5MM LCP SUP ANT CLAVICLE PLATE 8H/LT/120MM | Trauma | EA
03.311.201 | 10886982078438 | CONNECTING PLATE/1 HOLE | Trauma | EA
05.003.100S | 10886982130761 | SAW BLADE 90MM X 12.5MM 0.89MM CUT THICKNESS-STERILE | Trauma | EA
05.003.102S | 10886982130808 | SAW BLADE 90MM X 12.5MM 1.00MM CUT THICKNESS-STERILE | Trauma | EA
05.003.103S | 10886982130822 | SAW BLADE 90MM X 12.5MM 1.07MM CUT THICKNESS-STERILE | Trauma | EA
05.003.104S | 10886982130846 | SAW BLADE 90MM X 12.5MM 1.19MM CUT THICKNESS-STERILE | Trauma | EA
05.003.106S | 10886982130884 | SAW BLADE 90MM X 12.5MM 1.27MM CUT THICKNESS-STERILE | Trauma | EA
05.003.107S | 10886982130907 | SAW BLADE 90MM X 12.5MM 1.37MM CUT THICKNESS-STERILE | Trauma | EA
05.003.109S | 10886982130945 | SAW BLADE 90MM X 12.5MM 1.47MM CUT THICKNESS-STERILE | Trauma | EA
05.003.110S | 10886982130969 | SAW BLADE 90MM X 19.0MM 0.89MM CUT THICKNESS-STERILE | Trauma | EA
05.003.112S | 10886982131003 | SAW BLADE 90MM X 19.0MM 1.00MM CUT THICKNESS-STERILE | Trauma | EA
05.003.113S | 10886982131027 | SAW BLADE 90MM X 19.0MM 1.07MM CUT THICKNESS-STERILE | Trauma | EA
05.003.114S | 10886982131041 | SAW BLADE 90MM X 19.0MM 1.19MM CUT THICKNESS-STERILE | Trauma | EA
05.003.116S | 10886982131089 | SAW BLADE 90MM X 19.0MM 1.27MM CUT THICKNESS-STERILE | Trauma | EA
05.003.117S | 10886982131102 | SAW BLADE 90MM X 19.0MM 1.37MM CUT THICKNESS-STERILE | Trauma | EA
05.003.119S | 10886982131140 | SAW BLADE 90MM X 19.0MM 1.47MM CUT THICKNESS-STERILE | Trauma | EA
05.003.120S | 10886982131164 | SAW BLADE 90MM X 19-9.5MM 0.89MM CUT THICKNESS-STERILE | Trauma | EA
05.003.122S | 10886982131201 | SAW BLADE 90MM X 19-9.5MM 1.00MM CUT THICKNESS-STERILE | Trauma | EA
05.003.123S | 10886982131225 | SAW BLADE 90MM X 19-9.5MM 1.07MM CUT THICKNESS-STERILE | Trauma | EA
05.003.124S | 10886982131249 | SAW BLADE 90MM X 19-9.5MM 1.19MM CUT THICKNESS-STERILE | Trauma | EA
05.003.126S | 10886982131287 | SAW BLADE 90MM X 19-9.5MM 1.27MM CUT THICKNESS-STERILE | Trauma | EA
05.003.127S | 10886982131300 | SAW BLADE 90MM X 19-9.5MM 1.37MM CUT THICKNESS-STERILE | Trauma | EA
05.003.129S | 10886982131348 | SAW BLADE 90MM X 19-9.5MM 1.47MM CUT THICKNESS-STERILE | Trauma | EA
05.003.130S | 10886982131362 | SAW BLADE 90MM X 25.0MM 0.89MM CUT THICKNESS-STERILE | Trauma | EA
05.003.132S | 10886982131409 | SAW BLADE 90MM X 25.0MM 1.00MM CUT THICKNESS-STERILE | Trauma | EA
05.003.133S | 10886982131423 | SAW BLADE 90MM X 25.0MM 1.07MM CUT THICKNESS-STERILE | Trauma | EA
05.003.134S | 10886982131447 | SAW BLADE 90MM X 25.0MM 1.19MM CUT THICKNESS-STERILE | Trauma | EA
05.003.136S | 10886982131485 | SAW BLADE 90MM X 25.0MM 1.27MM CUT THICKNESS-STERILE | Trauma | EA
05.003.137S | 10886982131508 | SAW BLADE 90MM X 25.0MM 1.37MM CUT THICKNESS-STERILE | Trauma | EA
05.003.139S | 10886982131546 | SAW BLADE 90MM X 25.0MM 1.47MM CUT THICKNESS-STERILE | Trauma | EA
03.122.040 | 10886982074829 | 4.3MM VARIABLE ANGLE DOUBLE DRILL GUIDE WITH CONE | Trauma | EA
60.122.020 | 10886982247872 | GRAPHIC CASE FOR 4.5MM VA-LCP CURVED CONDYLAR PLATES | Trauma | EA
60.122.021 | 10886982247889 | SCREW RACK FOR 5.0MM VARIABLE ANGLE LOCKING SCREWS | Trauma | EA
SD357.015 | 10886982005762 | PERCUTANEOUS HANDLE ASSEMBLY URFN | Trauma | EA
SD357.016 | 10886982005779 | AIMING ARM ASSEMBLY PERCUTANEOUS URFN | Trauma | EA
SD357.017 | 10886982005786 | AIMING ARM ASSEMBLY URFN PERCUTANEOUS | Trauma | EA
05.003.100 | 10886982130754 | SAW BLADE 90MM X 12.5MM 0.89MM CUT THICKNESS | Trauma | EA
05.003.116 | 10886982131072 | SAW BLADE 90MM X 19.0MM 1.27MM CUT THICKNESS | Trauma | EA
05.003.136 | 10886982131478 | SAW BLADE 90MM X 25.0MM 1.27MM CUT THICKNESS | Trauma | EA
03.306.011 | 20886982077742 | 8MM PROTECTIVE CAP | Trauma | OP
05.003.139 | 10886982131539 | SAW BLADE 90MM X 25.0MM 1.47MM CUT THICKNESS | Trauma | EA
VP3011.04 | 10886982010094 | 2.0MM/1.5MM LC-DCP PLATE 4 HOLES/25MM-1.2MM THK | Trauma | EA
VP3011.05 | 10886982010100 | 2.0MM/1.5MM LC-DCP PLATE 5 HOLES/31MM-1.2MM THK | Trauma | EA
VP3011.06 | 10886982010117 | 2.0MM/1.5MM LC-DCP PLATE 6 HOLES/37MM-1.2MM THK | Trauma | EA
VP3011.07 | 10886982010124 | 2.0MM/1.5MM LC-DCP PLATE 7 HOLES/43MM-1.2MM THK | Trauma | EA
VP3012.06 | 10886982010131 | 2.0MM/1.5MM LC-DCP PLATE 6 HOLES/37MM-1.5MM THK | Trauma | EA
VP3012.07 | 10886982010148 | 2.0MM/1.5MM LC-DCP PLATE 7 HOLES/43MM-1.5MM THK | Trauma | EA
VP3012.08 | 10886982010155 | 2.0MM/1.5MM LC-DCP PLATE 8 HOLES/49MM-1.5MM THK | Trauma | EA
VP3012.09 | 10886982010162 | 2.0MM/1.5MM LC-DCP PLATE 9 HOLES/55MM-1.5MM THK | Trauma | EA
VP3012.10 | 10886982010179 | 2.0MM/1.5MM LC-DCP PLATE 10 HOLES/61MM-1.5MM THK | Trauma | EA
VP3012.12 | 10886982010186 | 2.0MM/1.5MM LC-DCP PLATE 12 HOLES/73MM-1.5MM THK | Trauma | EA
VP3012.14 | 10886982010193 | 2.0MM/1.5MM LC-DCP PLATE 14 HOLES/85MM-1.5MM THK | Trauma | EA
VP3022.08 | 10886982010254 | 2.4MM/2.0MM LC-DCP PLATE 8 HOLES/65MM-2.0MM THK | Trauma | EA
VP3022.09 | 10886982010261 | 2.4MM/2.0MM LC-DCP PLATE 9 HOLES/73MM-2.0MM THK | Trauma | EA
VP3022.10 | 10886982010278 | 2.4MM/2.0MM LC-DCP PLATE 10 HOLES/81MM-2.0MM THK | Trauma | EA
VP3022.12 | 10886982010285 | 2.4MM/2.0MM LC-DCP PLATE 12 HOLES/97MM-2.0MM THK | Trauma | EA
VP3022.14 | 10886982010292 | 2.4MM/2.0MM LC-DCP PLATE 14 HOLES/113MM-2.0MM THK | Trauma | EA
VP3021.04 | 10886982010209 | 2.4MM/2.0MM LC-DCP PLATE 4 HOLES/33MM-1.7MM THK | Trauma | EA
VP3021.05 | 10886982010216 | 2.4MM/2.0MM LC-DCP PLATE 5 HOLES/41MM-1.7MM THK | Trauma | EA
VP3021.06 | 10886982010223 | 2.4MM/2.0MM LC-DCP PLATE 6 HOLES/49MM-1.7MM THK | Trauma | EA
VP3021.07 | 10886982010230 | 2.4MM/2.0MM LC-DCP PLATE 7 HOLES/57MM-1.7MM THK | Trauma | EA
VP3021.08 | 10886982010247 | 2.4MM/2.0MM LC-DCP PLATE 8 HOLES/65MM-1.7MM THK | Trauma | EA
VP4011.04 | 10886982011022 | 2.0MM/1.5MM LCP PLATE 4 HOLES/27MM-1.2MM THK | Trauma | EA
VP4011.05 | 10886982011039 | 2.0MM/1.5MM LCP PLATE 5 HOLES/34MM-1.2MM THK | Trauma | EA
VP4011.06 | 10886982011046 | 2.0MM/1.5MM LCP PLATE 6 HOLES/41MM-1.2MM THK | Trauma | EA
VP4011.07 | 10886982011053 | 2.0MM/1.5MM LCP PLATE 7 HOLES/48MM-1.2MM THK | Trauma | EA
VP4021.04 | 10886982011138 | 2.4MM LCP PLATE 4 HOLES/32MM-1.7MM THK | Trauma | EA
VP4012.06 | 10886982011060 | 2.0MM/1.5MM LCP PLATE 6 HOLES/41MM-1.5MM THK | Trauma | EA
VP4012.07 | 10886982011077 | 2.0MM/1.5MM LCP PLATE 7 HOLES/48MM-1.5MM THK | Trauma | EA
VP4012.08 | 10886982011084 | 2.0MM/1.5MM LCP PLATE 8 HOLES/55MM-1.5MM THK | Trauma | EA
VP4012.09 | 10886982011091 | 2.0MM/1.5MM LCP PLATE 9 HOLES/62MM-1.5MM THK | Trauma | EA
VP4012.10 | 10886982011107 | 2.0MM/1.5MM LCP PLATE 10 HOLES/69MM-1.5MM THK | Trauma | EA
VP4021.05 | 10886982011145 | 2.4MM LCP PLATE 5 HOLES/40MM-1.7MM THK | Trauma | EA
VP4021.06 | 10886982011152 | 2.4MM LCP PLATE 6 HOLES/48MM-1.7MM THK | Trauma | EA
VP4021.07 | 10886982011169 | 2.4MM LCP PLATE 7 HOLES/56MM-1.7MM THK | Trauma | EA
VP4021.08 | 10886982011176 | 2.4MM LCP PLATE 8 HOLES/64MM-1.7MM THK | Trauma | EA
VP4012.12 | 10886982011114 | 2.0MM/1.5MM LCP PLATE 12 HOLES/83MM-1.5MM THK | Trauma | EA
VP4012.14 | 10886982011121 | 2.0MM/1.5MM LCP PLATE 14 HOLES/97MM-1.5MM THK | Trauma | EA
VP4022.08 | 10886982011183 | 2.4MM LCP PLATE 8 HOLES/64MM-2.0MM THK | Trauma | EA
VP4022.09 | 10886982011190 | 2.4MM LCP PLATE 9 HOLES/72MM-2.0MM THK | Trauma | EA
VP4022.10 | 10886982011206 | 2.4MM LCP PLATE 10 HOLES/80MM-2.0MM THK | Trauma | EA
VP4022.12 | 10886982011213 | 2.4MM LCP PLATE 12 HOLES/96MM-2.0MM THK | Trauma | EA
VP4022.14 | 10886982011220 | 2.4MM LCP PLATE 14 HOLES/112MM-2.0MM THK | Trauma | EA
VP4031.04 | 10886982011237 | 2.7MM LCP PLATE 4 HOLES/36MM | Trauma | EA
VP4031.05 | 10886982011244 | 2.7MM LCP PLATE 5 HOLES/45MM | Trauma | EA
VP4031.06 | 10886982011251 | 2.7MM LCP PLATE 6 HOLES/54MM | Trauma | EA
VP4031.07 | 10886982011268 | 2.7MM LCP PLATE 7 HOLES/63MM | Trauma | EA
VP4031.08 | 10886982011275 | 2.7MM LCP PLATE 8 HOLES/72MM | Trauma | EA
VP4031.09 | 10886982011282 | 2.7MM LCP PLATE 9 HOLES/81MM | Trauma | EA
VP4031.10 | 10886982011299 | 2.7MM LCP PLATE 10 HOLES/90MM | Trauma | EA
VP4031.12 | 10886982011305 | 2.7MM LCP PLATE 12 HOLES/108MM | Trauma | EA
VP4031.14 | 10886982011312 | 2.7MM LCP PLATE 14 HOLES/126MM | Trauma | EA
VP4031.16 | 10886982011329 | 2.7MM LCP PLATE 16 HOLES/144MM | Trauma | EA
60.110.050 | 10886982242785 | LCP WRIST FUSION GRAPHIC CASE | Trauma | EA
60.110.052 | 10886982242792 | LCP WRIST FUSION IMPLANT MODULE | Trauma | EA
60.110.053 | 10886982242808 | LCP WRIST FUSION IMPLANT MODULE LID | Trauma | EA
02.110.150S | 10886982030405 | LCP WRIST FUSION STANDARD BEND PLATE-STERILE | Trauma | EA
02.110.151S | 10886982030429 | LCP WRIST FUSION SHORT BEND PLATE-STERILE | Trauma | EA
02.110.152S | 10886982030443 | LCP WRIST FUSION STRAIGHT PLATE-STERILE | Trauma | EA
02.110.150 | 10886982030399 | LCP WRIST FUSION STANDARD BEND PLATE | Trauma | EA
02.110.151 | 10886982030412 | LCP WRIST FUSION SHORT BEND PLATE | Trauma | EA
02.110.152 | 10886982030436 | LCP WRIST FUSION STRAIGHT PLATE | Trauma | EA
04.110.150 | 10886982100320 | TI LCP WRIST FUSION STANDARD BEND PLATE | Trauma | EA
04.110.151 | 10886982100344 | TI LCP WRIST FUSION SHORT BEND PLATE | Trauma | EA
04.110.150S | 10886982100337 | TI LCP WRIST FUSION STANDARD BEND PLATE-STERILE | Trauma | EA
04.110.152 | 10886982100368 | TI LCP WRIST FUSION STRAIGHT PLATE | Trauma | EA
04.110.151S | 10886982100351 | TI LCP WRIST FUSION SHORT BEND PLATE-STERILE | Trauma | EA
04.110.152S | 10886982100375 | TI LCP WRIST FUSION STRAIGHT PLATE-STERILE | Trauma | EA
VP3031.04 | 10886982010308 | 2.7MM LC-DCP PLATE 4 HOLES/37MM-VETERINARY | Trauma | EA
VP3031.05 | 10886982010315 | 2.7MM LC-DCP PLATE 5 HOLES/46MM-VETERINARY | Trauma | EA
VP3031.06 | 10886982010322 | 2.7MM LC-DCP PLATE 6 HOLES/55MM-VETERINARY | Trauma | EA
VP3031.07 | 10886982010339 | 2.7MM LC-DCP PLATE 7 HOLES/64MM-VETERINARY | Trauma | EA
VP3031.08 | 10886982010346 | 2.7MM LC-DCP PLATE 8 HOLES/73MM-VETERINARY | Trauma | EA
VP3031.09 | 10886982010353 | 2.7MM LC-DCP PLATE 9 HOLES/82MM-VETERINARY | Trauma | EA
VP3031.10 | 10886982010360 | 2.7MM LC-DCP PLATE 10 HOLES/91MM-VETERINARY | Trauma | EA
VP3031.11 | 10886982010377 | 2.7MM LC-DCP PLATE 11 HOLES/100MM-VETERINARY | Trauma | EA
VP3031.12 | 10886982010384 | 2.7MM LC-DCP PLATE 12 HOLES/109MM-VETERINARY | Trauma | EA
VP3031.14 | 10886982010391 | 2.7MM LC-DCP PLATE 14 HOLES/127MM-VETERINARY | Trauma | EA
VP3031.16 | 10886982010407 | 2.7MM LC-DCP PLATE 16 HOLES/145MM-VETERINARY | Trauma | EA
02.112.203 | 10886982034373 | 3.5MM LCP DISTAL TIBIA T-PLATE 3 HOLE/64MM | Trauma | EA
02.112.205 | 10886982034397 | 3.5MM LCP DISTAL TIBIA T-PLATE 5 HOLES/90MM | Trauma | EA
02.112.208 | 10886982034410 | 3.5MM LCP POSTERIOR DISTAL TIBIA T-PLATE/8 HOLE/132MM | Trauma | EA
02.112.212 | 10886982034434 | 3.5MM LCP POSTERIOR DISTAL TIBIA T-PLATE/12 HOLE/184MM | Trauma | EA
02.112.216 | 10886982034458 | 3.5MM LCP POSTERIOR DISTAL TIBIA T-PLATE/16 HOLE/236MM | Trauma | EA
VP4071.10 | 10886982011893 | 5.5MM BROAD LCP PLATE 10 HOLES/180MM | Trauma | EA
VP4071.11 | 10886982011909 | 5.5MM BROAD LCP PLATE 11 HOLES/198MM | Trauma | EA
VP4071.12 | 10886982011916 | 5.5MM BROAD LCP PLATE 12 HOLES/216MM | Trauma | EA
VP4071.13 | 10886982011923 | 5.5MM BROAD LCP PLATE 13 HOLES/234MM | Trauma | EA
VP4071.14 | 10886982011930 | 5.5MM BROAD LCP PLATE 14 HOLES/252MM | Trauma | EA
VP4071.15 | 10886982011947 | 5.5MM BROAD LCP PLATE 15 HOLES/270MM | Trauma | EA
VP4071.16 | 10886982011954 | 5.5MM BROAD LCP PLATE 16 HOLES/288MM | Trauma | EA
VP4071.17 | 10886982011961 | 5.5MM BROAD LCP PLATE 17 HOLES/306MM | Trauma | EA
VP4071.18 | 10886982011978 | 5.5MM BROAD LCP PLATE 18 HOLES/324MM | Trauma | EA
690.542 | 10886982254474 | LARGE FRAGMENT INSTRUMENT SET GRAPHIC CASE | Trauma | EA
690.543 | 10886982254481 | LARGE FRAGMENT PLATE SET GRAPHIC CASE | Trauma | EA
690.546 | 10886982254498 | LARGE FRAGMENT STANDARD SCREW SET GRAPHIC CASE-5.5MM | Trauma | EA
03.100.049 | 10886982070968 | BENDING TEMPLATE/16 HOLES 4.5MM/5.5MM LCP & LC-DCP PLATE | Trauma | EA
02.112.203S | 10886982034380 | 3.5MM LCP DISTAL TIBIA T-PLATE 3 HOLE/64MM-STERILE | Trauma | EA
690.547 | 10886982254504 | LARGE FRAGMENT STANDARD SCREW SET GRAPHIC CASE-4.5MM/6.5MM | Trauma | EA
02.112.205S | 10886982034403 | 3.5MM LCP DISTAL TIBIA T-PLATE 5 HOLE/90MM-STERILE | Trauma | EA
02.112.208S | 10886982034427 | 3.5MM LCP POSTERIOR DISTAL TIBIA T-PLATE/8H/132MM-STERILE | Trauma | EA
312.560 | 10886982187819 | 5.5MM/4.0MM DOUBLE DRILL SLEEVE | Trauma | EA
02.112.212S | 10886982034441 | 3.5MM LCP POSTERIOR DISTAL TIBIA T-PLATE/12H/184MM-STER | Trauma | EA
02.112.216S | 10886982034465 | 3.5MM LCP POSTERIOR DISTAL TIBIA T-PLATE/16H/236MM-STER | Trauma | EA
690.548 | 10886982254511 | LARGE FRAGMENT LOCKING SCREW SET GRAPHIC CASE-4.0MM/5.0MM | Trauma | EA
SD357.025 | 10886982005854 | CANNULATED CONNECTING SCREW ROTATING TIBIA AIMING ARM | Trauma | EA
SD357.026 | 10886982005861 | INSERTION HANDLE ROTATING TIBIA AIMING ARM | Trauma | EA
SD357.027 | 10886982005878 | AIMING ARM ROTATING TIBIA NAIL EX | Trauma | EA
SD357.028 | 10886982005885 | THREADED ALIGNMENT PIN ROTATING TIBIA AIMING ARM | Trauma | EA
SD357.029 | 10886982005892 | COMPRESSION DEVICE ROTATING TIBIA NAIL EX | Trauma | EA
02.240.010 | 10886982063397 | 3.7MM CANNULATED LOCKING SCREW 10MM | Trauma | EA
02.240.012 | 10886982063403 | 3.7MM CANNULATED LOCKING SCREW 12MM | Trauma | EA
02.240.014 | 10886982063410 | 3.7MM CANNULATED LOCKING SCREW 14MM | Trauma | EA
02.240.016 | 10886982063427 | 3.7MM CANNULATED LOCKING SCREW 16MM | Trauma | EA
02.240.018 | 10886982063434 | 3.7MM CANNULATED LOCKING SCREW 18MM | Trauma | EA
02.240.020 | 10886982063441 | 3.7MM CANNULATED LOCKING SCREW 20MM | Trauma | EA
02.240.022 | 10886982063458 | 3.7MM CANNULATED LOCKING SCREW 22MM | Trauma | EA
02.240.024 | 10886982063465 | 3.7MM CANNULATED LOCKING SCREW 24MM | Trauma | EA
02.240.026 | 10886982063472 | 3.7MM CANNULATED LOCKING SCREW 26MM | Trauma | EA
02.240.028 | 10886982063489 | 3.7MM CANNULATED LOCKING SCREW 28MM | Trauma | EA
02.240.030 | 10886982063496 | 3.7MM CANNULATED LOCKING SCREW 30MM | Trauma | EA
02.240.032 | 10886982063502 | 3.7MM CANNULATED LOCKING SCREW 32MM | Trauma | EA
02.240.034 | 10886982063519 | 3.7MM CANNULATED LOCKING SCREW 34MM | Trauma | EA
02.240.036 | 10886982063526 | 3.7MM CANNULATED LOCKING SCREW 36MM | Trauma | EA
02.240.038 | 10886982063533 | 3.7MM CANNULATED LOCKING SCREW 38MM | Trauma | EA
02.240.040 | 10886982063540 | 3.7MM CANNULATED LOCKING SCREW 40MM | Trauma | EA
02.240.042 | 10886982063557 | 3.7MM CANNULATED LOCKING SCREW 42MM | Trauma | EA
02.240.044 | 10886982063564 | 3.7MM CANNULATED LOCKING SCREW 44MM | Trauma | EA
02.240.046 | 10886982063571 | 3.7MM CANNULATED LOCKING SCREW 46MM | Trauma | EA
02.240.048 | 10886982063588 | 3.7MM CANNULATED LOCKING SCREW 48MM | Trauma | EA
02.240.210 | 10886982063724 | 3.7MM CANNULATED CONICAL SCREW 6MM THREAD/10MM | Trauma | EA
02.240.212 | 10886982063731 | 3.7MM CANNULATED CONICAL SCREW 8MM THREAD/12MM | Trauma | EA
02.240.214 | 10886982063748 | 3.7MM CANNULATED CONICAL SCREW 8MM THREAD/14MM | Trauma | EA
02.240.216 | 10886982063755 | 3.7MM CANNULATED CONICAL SCREW 8MM THREAD/16MM | Trauma | EA
02.240.218 | 10886982063762 | 3.7MM CANNULATED CONICAL SCREW 8MM THREAD/18MM | Trauma | EA
02.240.220 | 10886982063779 | 3.7MM CANNULATED CONICAL SCREW 15MM THREAD/20MM | Trauma | EA
02.240.222 | 10886982063786 | 3.7MM CANNULATED CONICAL SCREW 15MM THREAD/22MM | Trauma | EA
02.240.224 | 10886982063793 | 3.7MM CANNULATED CONICAL SCREW 15MM THREAD/24MM | Trauma | EA
02.240.226 | 10886982063809 | 3.7MM CANNULATED CONICAL SCREW 15MM THREAD/26MM | Trauma | EA
02.240.228 | 10886982063816 | 3.7MM CANNULATED CONICAL SCREW 15MM THREAD/28MM | Trauma | EA
02.240.230 | 10886982063823 | 3.7MM CANNULATED CONICAL SCREW 15MM THREAD/30MM | Trauma | EA
02.240.232 | 10886982063830 | 3.7MM CANNULATED CONICAL SCREW 25MM THREAD/32MM | Trauma | EA
02.240.234 | 10886982063847 | 3.7MM CANNULATED CONICAL SCREW 25MM THREAD/34MM | Trauma | EA
02.240.236 | 10886982063854 | 3.7MM CANNULATED CONICAL SCREW 25MM THREAD/36MM | Trauma | EA
02.240.238 | 10886982063861 | 3.7MM CANNULATED CONICAL SCREW 25MM THREAD/38MM | Trauma | EA
02.240.240 | 10886982063878 | 3.7MM CANNULATED CONICAL SCREW 25MM THREAD/40MM | Trauma | EA
02.240.242 | 10886982063885 | 3.7MM CANNULATED CONICAL SCREW 25MM THREAD/42MM | Trauma | EA
02.240.244 | 10886982063892 | 3.7MM CANNULATED CONICAL SCREW 25MM THREAD/44MM | Trauma | EA
02.240.246 | 10886982063908 | 3.7MM CANNULATED CONICAL SCREW 25MM THREAD/46MM | Trauma | EA
02.240.248 | 10886982063915 | 3.7MM CANNULATED CONICAL SCREW 25MM THREAD/48MM | Trauma | EA
02.240.250 | 10886982063922 | 3.7MM CANNULATED CONICAL SCREW 25MM THREAD/50MM | Trauma | EA
02.240.252 | 10886982063939 | 3.7MM CANNULATED CONICAL SCREW 25MM THREAD/52MM | Trauma | EA
02.240.254 | 10886982063946 | 3.7MM CANNULATED CONICAL SCREW 25MM THREAD/54MM | Trauma | EA
02.240.050 | 10886982063595 | 3.7MM CANNULATED LOCKING SCREW 50MM | Trauma | EA
02.240.256 | 10886982063953 | 3.7MM CANNULATED CONICAL SCREW 25MM THREAD/56MM | Trauma | EA
02.240.052 | 10886982063601 | 3.7MM CANNULATED LOCKING SCREW 52MM | Trauma | EA
02.240.258 | 10886982063960 | 3.7MM CANNULATED CONICAL SCREW 25MM THREAD/58MM | Trauma | EA
02.240.260 | 10886982063977 | 3.7MM CANNULATED CONICAL SCREW 25MM THREAD/60MM | Trauma | EA
02.240.265 | 10886982063984 | 3.7MM CANNULATED CONICAL SCREW 25MM THREAD/65MM | Trauma | EA
02.240.270 | 10886982063991 | 3.7MM CANNULATED CONICAL SCREW 25MM THREAD/70MM | Trauma | EA
02.240.275 | 10886982064004 | 3.7MM CANNULATED CONICAL SCREW 25MM THREAD/75MM | Trauma | EA
02.240.280 | 10886982064011 | 3.7MM CANNULATED CONICAL SCREW 25MM THREAD/80MM | Trauma | EA
02.240.285 | 10886982064028 | 3.7MM CANNULATED CONICAL SCREW 25MM THREAD/85MM | Trauma | EA
02.240.290 | 10886982064035 | 3.7MM CANNULATED CONICAL SCREW 25MM THREAD/90MM | Trauma | EA
02.240.295 | 10886982064042 | 3.7MM CANNULATED CONICAL SCREW 25MM THREAD/95MM | Trauma | EA
02.240.054 | 10886982063618 | 3.7MM CANNULATED LOCKING SCREW 54MM | Trauma | EA
02.240.056 | 10886982063625 | 3.7MM CANNULATED LOCKING SCREW 56MM | Trauma | EA
02.240.058 | 10886982063632 | 3.7MM CANNULATED LOCKING SCREW 58MM | Trauma | EA
02.240.060 | 10886982063649 | 3.7MM CANNULATED LOCKING SCREW 60MM | Trauma | EA
02.240.065 | 10886982063656 | 3.7MM CANNULATED LOCKING SCREW 65MM | Trauma | EA
02.240.070 | 10886982063663 | 3.7MM CANNULATED LOCKING SCREW 70MM | Trauma | EA
02.240.075 | 10886982063670 | 3.7MM CANNULATED LOCKING SCREW 75MM | Trauma | EA
02.240.080 | 10886982063687 | 3.7MM CANNULATED LOCKING SCREW 80MM | Trauma | EA
02.240.085 | 10886982063694 | 3.7MM CANNULATED LOCKING SCREW 85MM | Trauma | EA
02.240.090 | 10886982063700 | 3.7MM CANNULATED LOCKING SCREW 90MM | Trauma | EA
02.240.095 | 10886982063717 | 3.7MM CANNULATED LOCKING SCREW 95MM | Trauma | EA
SD311.68 | 10886982004277 | 6.5MM TAP/CANCELLOUS SCREWS 65MM CUTTING THREAD | Trauma | EA
03.226.039 | 10886982077158 | 3.2MM CANNULATED DRILL BIT | Trauma | EA
03.226.042 | 10886982077189 | 4.0MM CANNULATED DRILL BIT | Trauma | EA
03.227.042 | 10886982077257 | 6.0MM CANNULATED DRILL BIT F/6.5MM HDLSS COMPRESSION SCR | Trauma | EA
60.226.060 | 10886982248435 | 4.5MM HEADLESS COMPRESSION SCREW GRAPHIC CASE | Trauma | EA
03.226.033 | 10886982077110 | COMPRESSION SLEEVE FOR 4.5MM HCS | Trauma | EA
60.226.061 | 10886982248442 | SCREW RACK FOR 4.5MM HEADLESS COMPRESSION SCREWS | Trauma | EA
03.226.037 | 10886982077134 | COMPRESSION SLEEVE HANDLE FOR 4.5MM HCS | Trauma | EA
03.226.038 | 10886982077141 | COMPRESSION SLEEVE ATTACHMENT FOR 4.5MM HCS | Trauma | EA
60.227.060 | 10886982248459 | 6.5MM HEADLESS COMPRESSION SCREW GRAPHIC CASE | Trauma | EA
03.227.033 | 10886982077202 | COMPRESSION SLEEVE FOR 6.5MM HCS | Trauma | EA
03.227.037 | 10886982077226 | COMPRESSION SLEEVE HANDLE FOR 6.5MM HCS | Trauma | EA
60.227.061 | 10886982248466 | SCREW RACK FOR 6.5MM HEADLESS COMPRESSION SCREWS | Trauma | EA
02.226.000 | 10886982057631 | 1.6MM THREADED GUIDE WIRE TROCAR POINT 220MM | Trauma | EA
03.226.041 | 10886982077172 | CANNULATED STARDRIVE SCREWDRIVER T15 | Trauma | EA
03.227.041 | 10886982077240 | CANNULATED HEX SCREWDRIVER F/6.5MM HDLSS COMPRESSION SCR | Trauma | EA
03.226.030 | 10886982077103 | MEASURING DEVICE FOR 4.5MM HCS | Trauma | EA
03.227.030 | 10886982077196 | MEASURING DEVICE FOR 6.5MM HCS | Trauma | EA
03.226.040 | 10886982077165 | CANNULATED TAP FOR 4.5MM HEADLESS COMPRESSION SCREWS | Trauma | EA
475.905S | 10886982234506 | TITANIUM END CAP FOR TITANIUM ELASTIC NAILÃ1.5-2.5MM-STERILE | Trauma | EA
475.905 | 10886982234490 | TITANIUM END CAP FOR TITANIUM ELASTIC NAILS Ã1.5-2.5MM | Trauma | EA
359.226 | 10886982197276 | INSERTER FOR TEN END CAP-SMALL | Trauma | EA
60.108.005.40 | 10886982242471 | PEDIATRIC LCP HIP PLATE SYSTEM SCREW RACK | Trauma | EA
SD398.003 | 10886982006738 | SMALL Ã6.5MM BALL SPIKE | Trauma | EA
03.111.011 | 10886982072108 | 1.8MM LCP SOLID THREADED DRILL GUIDE FOR 2.4MM LCP PLATES | Trauma | EA
03.111.010 | 10886982072092 | 1.5MM LCP SOLID THREADED DRILL GUIDE FOR 2.0MM LCP PLATES | Trauma | EA
03.311.960 | 10886982079442 | TI FOOT RING Ã100MM/SHORT | Trauma | EA
03.311.964 | 10886982079459 | TI FOOT RING Ã140MM/SHORT | Trauma | EA
03.311.966 | 10886982079466 | TI FOOT RING Ã160MM/SHORT | Trauma | EA
03.311.968 | 10886982079473 | TI FOOT RING Ã180MM/SHORT | Trauma | EA
03.311.970 | 10886982079480 | TI FOOT RING Ã200MM/SHORT | Trauma | EA
03.311.980 | 10886982079497 | TI FOOT RING Ã100MM/LONG | Trauma | EA
03.311.984 | 10886982079503 | TI FOOT RING Ã140MM/LONG | Trauma | EA
03.311.986 | 10886982079510 | TI FOOT RING Ã160MM/LONG | Trauma | EA
03.311.990 | 10886982079534 | TI FOOT RING Ã200MM/LONG | Trauma | EA
60.112.043 | 10886982243447 | LCP DISTAL FIBULA SET SCREW RACK | Trauma | EA
690.111 | 10886982251961 | TEN SYSTEM GRAPHIC CASE TOP TRAY | Trauma | EA
03.000.390 | 10886982065940 | CRESCENTIC SAW BLADE 12MM RADIUS/45MM X 0.6MM | Trauma | EA
03.000.391 | 10886982065957 | CRESCENTIC SAW BLADE 15MM RADIUS/45MM X 0.6MM | Trauma | EA
03.000.392 | 10886982065964 | CRESCENTIC SAW BLADE 18MM RADIUS/45MM X 0.6MM | Trauma | EA
03.000.393 | 10886982065971 | CRESCENTIC SAW BLADE 21MM RADIUS/45MM X 0.6MM | Trauma | EA
03.000.394 | 10886982065988 | CRESCENTIC SAW BLADE 24MM RADIUS/45MM X 0.6MM | Trauma | EA
03.000.395 | 10886982065995 | CRESCENTIC SAW BLADE 27MM RADIUS/50MM X 0.6MM | Trauma | EA
03.000.396 | 10886982066008 | CRESCENTIC SAW BLADE 30MM RADIUS/50MM X 0.6MM | Trauma | EA
532.026 | 10886982240651 | OSCILLATING SAW ATTCHMT/LARGE W/KEY FOR SMALL BATTERY DRIVE | Trauma | EA
532.027 | 10886982240682 | REPLACEMENT KEY FOR SAW ATTACHMENT 532.026 | Trauma | EA
690.525 | 10886982254412 | SMALL GRAPHIC CASE FOR SMALL BATTERY DRIVE SET | Trauma | EA
DEM-RPS-010 | 10886982000248 | DEMO KIT/FIBER REINFORCED FAST SET PUTTY | Trauma | EA
03.607.025 | 10886982080509 | 2.5MM DRILL SLEEVE CLIP-ON FOR 03.607.110 | Trauma | EA
03.607.035 | 10886982080516 | 3.5MM DRILL SLEEVE CLIP-ON FOR 03.607.110 | Trauma | EA
03.607.048 | 10886982080530 | 4.8MM DRILL SLEEVE CLIP-ON FOR 03.607.110 | Trauma | EA
SD357.133 | 10886982005991 | NAIL EXTRACTION SCREW M6 WITH BULLET NOSE | Trauma | EA
SD357.134 | 10886982006004 | NAIL EXTRACTION SCREW M8 WITH BULLET NOSE | Trauma | EA
03.311.200 | 10886982078421 | CONNECTING PLATE FOR CARBON FIBER RING/1 HOLE | Trauma | EA
212.134 | 10886982152060 | 3.5MM LOCKING SCREW SLF-TPNG WITH STARDRIVE RECESS 44MM | Trauma | EA
212.136 | 10886982152077 | 3.5MM LOCKING SCREW SLF-TPNG WITH STARDRIVE RECESS 46MM | Trauma | EA
212.122 | 10886982151964 | 3.5MM LOCKING SCREW SLF-TPNG WITH STARDRIVE RECESS 52MM | Trauma | EA
412.114 | 10886982210524 | 3.5MM TI LOCKING SCR SLF-TPNG WITH STARDRIVE RECESS 35MM | Trauma | EA
412.118 | 10886982210609 | 3.5MM TI LOCKING SCR SLF-TPNG WITH STARDRIVE RECESS 42MM | Trauma | EA
412.134 | 10886982210814 | 3.5MM TI LOCKING SCR SLF-TPNG WITH STARDRIVE RECESS 44MM | Trauma | EA
412.136 | 10886982210838 | 3.5MM TI LOCKING SCR SLF-TPNG WITH STARDRIVE RECESS 46MM | Trauma | EA
412.120 | 10886982210647 | 3.5MM TI LOCKING SCR SLF-TPNG WITH STARDRIVE RECESS 48MM | Trauma | EA
412.122 | 10886982210685 | 3.5MM TI LOCKING SCR SLF-TPNG WITH STARDRIVE RECESS 52MM | Trauma | EA
04.212.054 | 10886982120618 | 3.5MM TI LOCKING SCR SLF-TPNG WITH STARDRIVE RECESS 54MM | Trauma | EA
04.212.056 | 10886982120625 | 3.5MM TI LOCKING SCR SLF-TPNG WITH STARDRIVE RECESS 56MM | Trauma | EA
04.212.058 | 10886982120632 | 3.5MM TI LOCKING SCR SLF-TPNG WITH STARDRIVE RECESS 58MM | Trauma | EA
357.418 | 10886982196415 | PERCUTANEOUS INSERTION HANDLE F/TROCHANTERIC FIXATION NAILS | Trauma | EA
690.449 | 10886982253743 | LABEL SHEET FOR 2.8MM GUIDE WIRE W/FLUTES/450MM | Trauma | EA
03.110.007 | 10886982071859 | STARDRIVE SCREWDRIVER T8 | Trauma | EA
03.110.022 | 10886982071934 | STARDRIVE SCREWDRIVER SHAFT T8 FOR RATCHETING HANDLE | Trauma | EA
02.226.209 | 10886982058584 | 2.4MM HEADLESS COMPRESSION SCREW-SHORT THREAD 9MM | Trauma | EA
02.226.210 | 10886982058607 | 2.4MM HEADLESS COMPRESSION SCREW-SHORT THREAD 10MM | Trauma | EA
02.226.211 | 10886982058621 | 2.4MM HEADLESS COMPRESSION SCREW-SHORT THREAD 11MM | Trauma | EA
02.226.212 | 10886982058645 | 2.4MM HEADLESS COMPRESSION SCREW-SHORT THREAD 12MM | Trauma | EA
02.226.213 | 10886982058669 | 2.4MM HEADLESS COMPRESSION SCREW-SHORT THREAD 13MM | Trauma | EA
04.226.209 | 10886982122308 | 2.4MM TI HEADLESS COMPRESSION SCREW-SHORT THREAD 9MM | Trauma | EA
02.226.214 | 10886982058683 | 2.4MM HEADLESS COMPRESSION SCREW-SHORT THREAD 14MM | Trauma | EA
02.230.109 | 10886982061553 | 1.5MM HEADLESS COMPRESSION SCREW 9MM | Trauma | EA
04.226.210 | 10886982122322 | 2.4MM TI HEADLESS COMPRESSION SCREW-SHORT THREAD 10MM | Trauma | EA
02.226.215 | 10886982058706 | 2.4MM HEADLESS COMPRESSION SCREW-SHORT THREAD 15MM | Trauma | EA
04.226.211 | 10886982122346 | 2.4MM TI HEADLESS COMPRESSION SCREW-SHORT THREAD 11MM | Trauma | EA
04.226.212 | 10886982122360 | 2.4MM TI HEADLESS COMPRESSION SCREW-SHORT THREAD 12MM | Trauma | EA
04.226.213 | 10886982122384 | 2.4MM TI HEADLESS COMPRESSION SCREW-SHORT THREAD 13MM | Trauma | EA
02.226.216 | 10886982058720 | 2.4MM HEADLESS COMPRESSION SCREW-SHORT THREAD 16MM | Trauma | EA
04.226.214 | 10886982122407 | 2.4MM TI HEADLESS COMPRESSION SCREW-SHORT THREAD 14MM | Trauma | EA
04.226.215 | 10886982122421 | 2.4MM TI HEADLESS COMPRESSION SCREW-SHORT THREAD 15MM | Trauma | EA
04.226.216 | 10886982122445 | 2.4MM TI HEADLESS COMPRESSION SCREW-SHORT THREAD 16MM | Trauma | EA
04.226.217 | 10886982122469 | 2.4MM TI HEADLESS COMPRESSION SCREW-SHORT THREAD 17MM | Trauma | EA
02.226.217 | 10886982058744 | 2.4MM HEADLESS COMPRESSION SCREW-SHORT THREAD 17MM | Trauma | EA
04.226.218 | 10886982122483 | 2.4MM TI HEADLESS COMPRESSION SCREW-SHORT THREAD 18MM | Trauma | EA
04.226.219 | 10886982122506 | 2.4MM TI HEADLESS COMPRESSION SCREW-SHORT THREAD 19MM | Trauma | EA
02.226.218 | 10886982058768 | 2.4MM HEADLESS COMPRESSION SCREW-SHORT THREAD 18MM | Trauma | EA
04.226.220 | 10886982122520 | 2.4MM TI HEADLESS COMPRESSION SCREW-SHORT THREAD 20MM | Trauma | EA
04.226.221 | 10886982122544 | 2.4MM TI HEADLESS COMPRESSION SCREW-SHORT THREAD 21MM | Trauma | EA
02.226.219 | 10886982058782 | 2.4MM HEADLESS COMPRESSION SCREW-SHORT THREAD 19MM | Trauma | EA
04.226.222 | 10886982122568 | 2.4MM TI HEADLESS COMPRESSION SCREW-SHORT THREAD 22MM | Trauma | EA
04.226.223 | 10886982122582 | 2.4MM TI HEADLESS COMPRESSION SCREW-SHORT THREAD 23MM | Trauma | EA
04.226.224 | 10886982122605 | 2.4MM TI HEADLESS COMPRESSION SCREW-SHORT THREAD 24MM | Trauma | EA
04.226.225 | 10886982122629 | 2.4MM TI HEADLESS COMPRESSION SCREW-SHORT THREAD 25MM | Trauma | EA
04.226.226 | 10886982122643 | 2.4MM TI HEADLESS COMPRESSION SCREW-SHORT THREAD 26MM | Trauma | EA
02.226.220 | 10886982058805 | 2.4MM HEADLESS COMPRESSION SCREW-SHORT THREAD 20MM | Trauma | EA
04.226.227 | 10886982122667 | 2.4MM TI HEADLESS COMPRESSION SCREW-SHORT THREAD 27MM | Trauma | EA
04.226.228 | 10886982122681 | 2.4MM TI HEADLESS COMPRESSION SCREW-SHORT THREAD 28MM | Trauma | EA
02.226.221 | 10886982058829 | 2.4MM HEADLESS COMPRESSION SCREW-SHORT THREAD 21MM | Trauma | EA
02.230.110 | 10886982061577 | 1.5MM HEADLESS COMPRESSION SCREW 10MM | Trauma | EA
02.226.222 | 10886982058843 | 2.4MM HEADLESS COMPRESSION SCREW-SHORT THREAD 22MM | Trauma | EA
02.226.223 | 10886982058867 | 2.4MM HEADLESS COMPRESSION SCREW-SHORT THREAD 23MM | Trauma | EA
02.226.224 | 10886982058881 | 2.4MM HEADLESS COMPRESSION SCREW-SHORT THREAD 24MM | Trauma | EA
02.230.111 | 10886982061591 | 1.5MM HEADLESS COMPRESSION SCREW 11MM | Trauma | EA
02.226.225 | 10886982058904 | 2.4MM HEADLESS COMPRESSION SCREW-SHORT THREAD 25MM | Trauma | EA
02.230.112 | 10886982061614 | 1.5MM HEADLESS COMPRESSION SCREW 12MM | Trauma | EA
02.226.226 | 10886982058928 | 2.4MM HEADLESS COMPRESSION SCREW-SHORT THREAD 26MM | Trauma | EA
02.226.227 | 10886982058942 | 2.4MM HEADLESS COMPRESSION SCREW-SHORT THREAD 27MM | Trauma | EA
04.226.229 | 10886982122704 | 2.4MM TI HEADLESS COMPRESSION SCREW-SHORT THREAD 29MM | Trauma | EA
04.226.230 | 10886982122728 | 2.4MM TI HEADLESS COMPRESSION SCREW-SHORT THREAD 30MM | Trauma | EA
02.226.228 | 10886982058966 | 2.4MM HEADLESS COMPRESSION SCREW-SHORT THREAD 28MM | Trauma | EA
02.226.229 | 10886982058980 | 2.4MM HEADLESS COMPRESSION SCREW-SHORT THREAD 29MM | Trauma | EA
02.226.230 | 10886982059000 | 2.4MM HEADLESS COMPRESSION SCREW-SHORT THREAD 30MM | Trauma | EA
04.226.232 | 10886982122742 | 2.4MM TI HEADLESS COMPRESSION SCREW-SHORT THREAD 32MM | Trauma | EA
04.226.234 | 10886982122766 | 2.4MM TI HEADLESS COMPRESSION SCREW-SHORT THREAD 34MM | Trauma | EA
04.226.236 | 10886982122780 | 2.4MM TI HEADLESS COMPRESSION SCREW-SHORT THREAD 36MM | Trauma | EA
04.226.238 | 10886982122803 | 2.4MM TI HEADLESS COMPRESSION SCREW-SHORT THREAD 38MM | Trauma | EA
04.226.240 | 10886982122827 | 2.4MM TI HEADLESS COMPRESSION SCREW-SHORT THREAD 40MM | Trauma | EA
04.226.317 | 10886982122841 | 2.4MM TI HEADLESS COMPRESSION SCREW-LONG THREAD 17MM | Trauma | EA
04.226.318 | 10886982122865 | 2.4MM TI HEADLESS COMPRESSION SCREW-LONG THREAD 18MM | Trauma | EA
02.226.232 | 10886982059024 | 2.4MM HEADLESS COMPRESSION SCREW-SHORT THREAD 32MM | Trauma | EA
04.226.319 | 10886982122889 | 2.4MM TI HEADLESS COMPRESSION SCREW-LONG THREAD 19MM | Trauma | EA
04.226.320 | 10886982122902 | 2.4MM TI HEADLESS COMPRESSION SCREW-LONG THREAD 20MM | Trauma | EA
04.226.321 | 10886982122926 | 2.4MM TI HEADLESS COMPRESSION SCREW-LONG THREAD 21MM | Trauma | EA
04.226.322 | 10886982122940 | 2.4MM TI HEADLESS COMPRESSION SCREW-LONG THREAD 22MM | Trauma | EA
04.226.323 | 10886982122964 | 2.4MM TI HEADLESS COMPRESSION SCREW-LONG THREAD 23MM | Trauma | EA
02.226.234 | 10886982059048 | 2.4MM HEADLESS COMPRESSION SCREW-SHORT THREAD 34MM | Trauma | EA
04.226.324 | 10886982122988 | 2.4MM TI HEADLESS COMPRESSION SCREW-LONG THREAD 24MM | Trauma | EA
04.226.325 | 10886982123008 | 2.4MM TI HEADLESS COMPRESSION SCREW-LONG THREAD 25MM | Trauma | EA
02.226.236 | 10886982059062 | 2.4MM HEADLESS COMPRESSION SCREW-SHORT THREAD 36MM | Trauma | EA
04.226.326 | 10886982123022 | 2.4MM TI HEADLESS COMPRESSION SCREW-LONG THREAD 26MM | Trauma | EA
04.226.327 | 10886982123046 | 2.4MM TI HEADLESS COMPRESSION SCREW-LONG THREAD 27MM | Trauma | EA
02.226.238 | 10886982059086 | 2.4MM HEADLESS COMPRESSION SCREW-SHORT THREAD 38MM | Trauma | EA
04.226.328 | 10886982123060 | 2.4MM TI HEADLESS COMPRESSION SCREW-LONG THREAD 28MM | Trauma | EA
04.226.329 | 10886982123084 | 2.4MM TI HEADLESS COMPRESSION SCREW-LONG THREAD 29MM | Trauma | EA
04.226.330 | 10886982123107 | 2.4MM TI HEADLESS COMPRESSION SCREW-LONG THREAD 30MM | Trauma | EA
04.226.332 | 10886982123121 | 2.4MM TI HEADLESS COMPRESSION SCREW-LONG THREAD 32MM | Trauma | EA
02.226.240 | 10886982059109 | 2.4MM HEADLESS COMPRESSION SCREW-SHORT THREAD 40MM | Trauma | EA
04.226.334 | 10886982123145 | 2.4MM TI HEADLESS COMPRESSION SCREW-LONG THREAD 34MM | Trauma | EA
04.226.336 | 10886982123169 | 2.4MM TI HEADLESS COMPRESSION SCREW-LONG THREAD 36MM | Trauma | EA
04.226.338 | 10886982123183 | 2.4MM TI HEADLESS COMPRESSION SCREW-LONG THREAD 38MM | Trauma | EA
02.226.317 | 10886982059123 | 2.4MM HEADLESS COMPRESSION SCREW-LONG THREAD 17MM | Trauma | EA
04.226.340 | 10886982123206 | 2.4MM TI HEADLESS COMPRESSION SCREW-LONG THREAD 40MM | Trauma | EA
02.226.318 | 10886982059147 | 2.4MM HEADLESS COMPRESSION SCREW-LONG THREAD 18MM | Trauma | EA
02.226.319 | 10886982059161 | 2.4MM HEADLESS COMPRESSION SCREW-LONG THREAD 19MM | Trauma | EA
02.226.320 | 10886982059185 | 2.4MM HEADLESS COMPRESSION SCREW-LONG THREAD 20MM | Trauma | EA
02.226.321 | 10886982059208 | 2.4MM HEADLESS COMPRESSION SCREW-LONG THREAD 21MM | Trauma | EA
02.226.322 | 10886982059222 | 2.4MM HEADLESS COMPRESSION SCREW-LONG THREAD 22MM | Trauma | EA
02.226.323 | 10886982059246 | 2.4MM HEADLESS COMPRESSION SCREW-LONG THREAD 23MM | Trauma | EA
02.226.324 | 10886982059260 | 2.4MM HEADLESS COMPRESSION SCREW-LONG THREAD 24MM | Trauma | EA
02.226.325 | 10886982059284 | 2.4MM HEADLESS COMPRESSION SCREW-LONG THREAD 25MM | Trauma | EA
02.226.326 | 10886982059307 | 2.4MM HEADLESS COMPRESSION SCREW-LONG THREAD 26MM | Trauma | EA
02.226.327 | 10886982059321 | 2.4MM HEADLESS COMPRESSION SCREW-LONG THREAD 27MM | Trauma | EA
02.226.328 | 10886982059345 | 2.4MM HEADLESS COMPRESSION SCREW-LONG THREAD 28MM | Trauma | EA
02.226.329 | 10886982059369 | 2.4MM HEADLESS COMPRESSION SCREW-LONG THREAD 29MM | Trauma | EA
02.226.330 | 10886982059383 | 2.4MM HEADLESS COMPRESSION SCREW-LONG THREAD 30MM | Trauma | EA
02.226.332 | 10886982059406 | 2.4MM HEADLESS COMPRESSION SCREW-LONG THREAD 32MM | Trauma | EA
02.226.334 | 10886982059420 | 2.4MM HEADLESS COMPRESSION SCREW-LONG THREAD 34MM | Trauma | EA
02.226.336 | 10886982059444 | 2.4MM HEADLESS COMPRESSION SCREW-LONG THREAD 36MM | Trauma | EA
02.226.338 | 10886982059468 | 2.4MM HEADLESS COMPRESSION SCREW-LONG THREAD 38MM | Trauma | EA
02.226.340 | 10886982059482 | 2.4MM HEADLESS COMPRESSION SCREW-LONG THREAD 40MM | Trauma | EA
02.230.113 | 10886982061638 | 1.5MM HEADLESS COMPRESSION SCREW 13MM | Trauma | EA
02.230.114 | 10886982061652 | 1.5MM HEADLESS COMPRESSION SCREW 14MM | Trauma | EA
02.230.115 | 10886982061676 | 1.5MM HEADLESS COMPRESSION SCREW 15MM | Trauma | EA
02.230.116 | 10886982061690 | 1.5MM HEADLESS COMPRESSION SCREW 16MM | Trauma | EA
02.230.117 | 10886982061713 | 1.5MM HEADLESS COMPRESSION SCREW 17MM | Trauma | EA
02.230.118 | 10886982061737 | 1.5MM HEADLESS COMPRESSION SCREW 18MM | Trauma | EA
02.230.119 | 10886982061751 | 1.5MM HEADLESS COMPRESSION SCREW 19MM | Trauma | EA
02.230.120 | 10886982061775 | 1.5MM HEADLESS COMPRESSION SCREW 20MM | Trauma | EA
04.230.109 | 10886982125262 | 1.5MM TI HEADLESS COMPRESSION SCREW 9MM | Trauma | EA
04.230.110 | 10886982125286 | 1.5MM TI HEADLESS COMPRESSION SCREW 10MM | Trauma | EA
04.230.111 | 10886982125309 | 1.5MM TI HEADLESS COMPRESSION SCREW 11MM | Trauma | EA
04.230.112 | 10886982125323 | 1.5MM TI HEADLESS COMPRESSION SCREW 12MM | Trauma | EA
04.230.113 | 10886982125347 | 1.5MM TI HEADLESS COMPRESSION SCREW 13MM | Trauma | EA
04.230.114 | 10886982125361 | 1.5MM TI HEADLESS COMPRESSION SCREW 14MM | Trauma | EA
04.230.115 | 10886982125385 | 1.5MM TI HEADLESS COMPRESSION SCREW 15MM | Trauma | EA
04.230.116 | 10886982125408 | 1.5MM TI HEADLESS COMPRESSION SCREW 16MM | Trauma | EA
04.230.117 | 10886982125422 | 1.5MM TI HEADLESS COMPRESSION SCREW 17MM | Trauma | EA
04.230.118 | 10886982125446 | 1.5MM TI HEADLESS COMPRESSION SCREW 18MM | Trauma | EA
04.230.119 | 10886982125460 | 1.5MM TI HEADLESS COMPRESSION SCREW 19MM | Trauma | EA
04.230.120 | 10886982125484 | 1.5MM TI HEADLESS COMPRESSION SCREW 20MM | Trauma | EA
03.230.003 | 10886982077264 | COMPRESSION SLEEVE FOR 1.5MM HEADLESS COMPRESSION SCREW | Trauma | EA
03.226.016 | 10886982077097 | COMPRESSION SLEEVE FOR 2.4MM HEADLESS COMPRESSION SCREW | Trauma | EA
03.230.004 | 10886982077271 | STARDRIVE SCREWDRIVER SHAFT FOR 1.5MM HCS T4 | Trauma | EA
60.230.022 | 10886982248473 | 1.5MM HEADLESS COMPRESSION SCREW INSTR AND IMPLANT MODULE | Trauma | EA
60.226.024 | 10886982248398 | SCREW RACK FOR 2.4MM HEADLESS COMPRESSION SCREW | Trauma | EA
275.900 | 10886982174741 | SS END CAP FOR SS ELASTIC NAIL Ã3.0-4.0MM | Trauma | EA
275.915 | 10886982174765 | 1.5MM SS ELASTIC NAIL 300MM | Trauma | EA
275.920 | 10886982174772 | 2.0MM SS ELASTIC NAIL 440MM | Trauma | EA
275.925 | 10886982174789 | 2.5MM SS ELASTIC NAIL 440MM | Trauma | EA
275.930 | 10886982174796 | 3.0MM SS ELASTIC NAIL 440MM | Trauma | EA
275.935 | 10886982174802 | 3.5MM SS ELASTIC NAIL 440MM | Trauma | EA
275.940 | 10886982174819 | 4.0MM SS ELASTIC NAIL 440MM | Trauma | EA
690.112 | 10886982251978 | SS ELASTIC NAIL IMPLANT GRAPHIC CASE | Trauma | EA
498.821S | 10886982236999 | 1.0MM TI DOUBLE NEEDLE CABLE WITH CRIMP 750MM-STERILE | Trauma | EA
357.419 | 10886982196422 | PERCUTANEOUS CANN CONNECTING SCREW F/TROCH FIXATION NAILS | Trauma | EA
275.905 | 10886982174758 | SS END CAP FOR SS ELASTIC NAIL Ã1.5-2.5MM | Trauma | EA
SD294.009 | 10886982003751 | 4.0MM STEINMANN PIN 300MM | Trauma | EA
60.110.071 | 10886982242822 | VA-LCP DISTAL RADIUS INSTR AND IMPLANT MODULE LID | Trauma | EA
222.656S | 10886982157294 | 4.5MM LCPÂ® CONDYLAR PLATE 6 HOLES/170MM/RIGHT-STERILE | Trauma | EA
222.657S | 10886982157317 | 4.5MM LCPÂ® CONDYLAR PLATE 6 HOLES/170MM/LEFT-STERILE | Trauma | EA
222.658S | 10886982157331 | 4.5MM LCPÂ® CONDYLAR PLATE 8 HOLES/206MM/RIGHT-STERILE | Trauma | EA
222.659S | 10886982157355 | 4.5MM LCPÂ® CONDYLAR PLATE 8 HOLES/206MM/LEFT-STERILE | Trauma | EA
222.660S | 10886982157379 | 4.5MM LCPÂ® CONDYLAR PLATE 10 HOLES/242MM/RIGHT-STERILE | Trauma | EA
222.661S | 10886982157393 | 4.5MM LCPÂ® CONDYLAR PLATE 10 HOLES/242MM/LEFT-STERILE | Trauma | EA
222.662S | 10886982157416 | 4.5MM LCPÂ® CONDYLAR PLATE 12 HOLES/278MM/RIGHT-STERILE | Trauma | EA
222.663S | 10886982157430 | 4.5MM LCPÂ® CONDYLAR PLATE 12 HOLES/278MM/LEFT-STERILE | Trauma | EA
222.664S | 10886982157454 | 4.5MM LCPÂ® CONDYLAR PLATE 14 HOLES/314MM/RIGHT-STERILE | Trauma | EA
222.665S | 10886982157478 | 4.5MM LCPÂ® CONDYLAR PLATE 14 HOLES/314MM/LEFT-STERILE | Trauma | EA
222.666S | 10886982157492 | 4.5MM LCPÂ® CONDYLAR PLATE 16 HOLES/350MM/RIGHT-STERILE | Trauma | EA
222.667S | 10886982157515 | 4.5MM LCPÂ® CONDYLAR PLATE 16 HOLES/350MM/LEFT-STERILE | Trauma | EA
222.668S | 10886982157539 | 4.5MM LCPÂ® CONDYLAR PLATE 18 HOLES/386MM/RIGHT-STERILE | Trauma | EA
222.669S | 10886982157553 | 4.5MM LCPÂ® CONDYLAR PLATE 18 HOLES/386MM/LEFT-STERILE | Trauma | EA
311.431 | 10886982187406 | LARGE HANDLE WITH QUICK COUPLING | Trauma | EA
690.807 | 10886982255006 | LABEL SHEET FOR DHSÂ®/DCSÂ® PLATES AND LAG SCREWS | Trauma | EA
242.102S | 10886982167910 | 4.5MM LCPÂ® PROXIMAL FEMUR PLATE 2H/139MM/LEFT-STERILE | Trauma | EA
242.802S | 10886982168818 | 4.5MM LCPÂ® PROXIMAL FEMUR PLATE 2H/139MM/RIGHT-STERILE | Trauma | EA
242.104S | 10886982167934 | 4.5MM LCPÂ® PROXIMAL FEMUR PLATE 4H/175MM/LEFT-STERILE | Trauma | EA
242.804S | 10886982168832 | 4.5MM LCPÂ® PROXIMAL FEMUR PLATE 4H/175MM/RIGHT-STERILE | Trauma | EA
242.106S | 10886982167958 | 4.5MM LCPÂ® PROXIMAL FEMUR PLATE 6H/211MM/LEFT-STERILE | Trauma | EA
242.806S | 10886982168856 | 4.5MM LCPÂ® PROXIMAL FEMUR PLATE 6H/211MM/RIGHT-STERILE | Trauma | EA
242.108S | 10886982167972 | 4.5MM LCPÂ® PROXIMAL FEMUR PLATE 8H/247MM/LEFT-STERILE | Trauma | EA
242.808S | 10886982168870 | 4.5MM LCPÂ® PROXIMAL FEMUR PLATE 8H/247MM/RIGHT-STERILE | Trauma | EA
242.110S | 10886982167996 | 4.5MM LCPÂ® PROXIMAL FEMUR PLATE 10H/283MM/LEFT-STERILE | Trauma | EA
242.810S | 10886982168894 | 4.5MM LCPÂ® PROXIMAL FEMUR PLATE 10H/283MM/RIGHT-STERILE | Trauma | EA
242.112S | 10886982168016 | 4.5MM LCPÂ® PROXIMAL FEMUR PLATE 12H/319MM/LEFT-STERILE | Trauma | EA
242.812S | 10886982168917 | 4.5MM LCPÂ® PROXIMAL FEMUR PLATE 12H/319MM/RIGHT-STERILE | Trauma | EA
242.114S | 10886982168030 | 4.5MM LCPÂ® PROXIMAL FEMUR PLATE 14H/355MM/LEFT-STERILE | Trauma | EA
242.814S | 10886982168931 | 4.5MM LCPÂ® PROXIMAL FEMUR PLATE 14H/355MM/RIGHT-STERILE | Trauma | EA
242.116S | 10886982168054 | 4.5MM LCPÂ® PROXIMAL FEMUR PLATE 16H/391MM/LEFT-STERILE | Trauma | EA
242.816S | 10886982168955 | 4.5MM LCPÂ® PROXIMAL FEMUR PLATE 16H/391MM/RIGHT-STERILE | Trauma | EA
242.458 | 10886982168399 | LCPÂ® VOLAR DISTAL RADIUS PLATE EXTRA-ARTICULAR/RIGHT | Trauma | EA
242.459 | 10886982168405 | LCPÂ® VOLAR DISTAL RADIUS PLATE EXTRA-ARTICULAR/RIGHT-LONG | Trauma | EA
242.461 | 10886982168412 | LCPÂ® VOLAR DISTAL RADIUS PLATE EXTRA-ARTICULAR/LEFT | Trauma | EA
242.462 | 10886982168429 | LCPÂ® VOLAR DISTAL RADIUS PLATE EXTRA-ARTICULAR/LEFT-LONG | Trauma | EA
395.001 | 10886982200112 | TOMOFIX(TM) OSTEOTOMY GAP MEASURING DEVICE | Trauma | EA
395.000 | 10886982200105 | TOMOFIX(TM) BONE SPREADER | Trauma | EA
03.100.031 | 10886982070807 | BENDING PLIERS FOR 3.5MM LOW PROFILE RECONSTRUCTION PLATES | Trauma | EA
245.023 | 10886982169365 | 3.5MM LOW PROFILE RECONSTRUCTION PLATE 3 HOLES | Trauma | EA
690.468 | 10886982253927 | 3.5MM LCP(TM) MEDIAL DIST TIB PLATE W/O TAB SET GRAPHIC CASE | Trauma | EA
516.101 | 10886982238726 | CLEANING BRUSH | Trauma | EA
226.702S | 10886982159380 | 4.5MM CURVED BROAD LCP(TM) PL 20 HOLES/372MM-STERILE | Trauma | EA
226.722S | 10886982159403 | 4.5MM CURVED BROAD LCP(TM) PL 22 HOLES/408MM-STERILE | Trauma | EA
226.742S | 10886982159410 | 4.5MM CURVED BROAD LCP(TM) PL 24 HOLES/443MM-STERILE | Trauma | EA
226.762S | 10886982159427 | 4.5MM CURVED BROAD LCP(TM) PL 26 HOLES/479MM-STERILE | Trauma | EA
426.702S | 10886982217462 | 4.5MM TI CURVED BROAD LCP(TM) PLATE 20 HOLES/372MM-STERILE | Trauma | EA
426.722S | 10886982217493 | 4.5MM TI CURVED BROAD LCP(TM) PLATE 22 HOLES/408MM-STERILE | Trauma | EA
426.742S | 10886982217516 | 4.5MM TI CURVED BROAD LCP(TM) PLATE 24 HOLES/443MM-STERILE | Trauma | EA
426.762S | 10886982217523 | 4.5MM TI CURVED BROAD LCP(TM) PLATE 26 HOLES/479MM-STERILE | Trauma | EA
690.570 | 10886982254627 | GRAPHIC CASE FOR BATTERY POWER LINE SET | Trauma | EA
690.808 | 10886982255013 | LABEL SHEET FOR 1.25MM GUIDE WIRE | Trauma | EA
690.441 | 10886982253705 | GRAPHIC CASE F/3.5MM LCPÂ® LONG PROXIMAL HUMERUS PLATE SET | Trauma | EA
239.934S | 10886982163202 | 3.5MM LCPÂ® PROXIMAL TIBIA PLATE 4H/81MM/RIGHT-STERILE | Trauma | EA
239.935S | 10886982163226 | 3.5MM LCPÂ® PROXIMAL TIBIA PLATE 4H/81MM/LEFT-STERILE | Trauma | EA
239.936S | 10886982163240 | 3.5MM LCPÂ® PROXIMAL TIBIA PLATE 6H/107MM/RIGHT-STERILE | Trauma | EA
239.937S | 10886982163264 | 3.5MM LCPÂ® PROXIMAL TIBIA PLATE 6H/107MM/LEFT-STERILE | Trauma | EA
239.938S | 10886982163288 | 3.5MM LCPÂ® PROXIMAL TIBIA PLATE 8H/133MM/RIGHT-STERILE | Trauma | EA
239.939S | 10886982163301 | 3.5MM LCPÂ® PROXIMAL TIBIA PLATE 8H/133MM/LEFT-STERILE | Trauma | EA
239.940S | 10886982163325 | 3.5MM LCPÂ® PROXIMAL TIBIA PLATE 10H/159MM/RIGHT-STERILE | Trauma | EA
239.941S | 10886982163349 | 3.5MM LCPÂ® PROXIMAL TIBIA PLATE 10H/159MM/LEFT-STERILE | Trauma | EA
239.942S | 10886982163363 | 3.5MM LCPÂ® PROXIMAL TIBIA PLATE 12H/185MM/RIGHT-STERILE | Trauma | EA
239.943S | 10886982163387 | 3.5MM LCPÂ® PROXIMAL TIBIA PLATE 12H/185MM/LEFT-STERILE | Trauma | EA
239.944S | 10886982163400 | 3.5MM LCPÂ® PROXIMAL TIBIA PLATE 14H/211MM/RIGHT-STERILE | Trauma | EA
239.945S | 10886982163424 | 3.5MM LCPÂ® PROXIMAL TIBIA PLATE 14H/211MM/LEFT-STERILE | Trauma | EA
239.946S | 10886982163448 | 3.5MM LCPÂ® PROXIMAL TIBIA PLATE 16H/237MM/RIGHT-STERILE | Trauma | EA
239.947S | 10886982163462 | 3.5MM LCPÂ® PROXIMAL TIBIA PLATE 16H/237MM/LEFT-STERILE | Trauma | EA
240.036S | 10886982164445 | 4.5MM LCPÂ® PROXIMAL TIBIA PLATE 4H/82MM/RIGHT-STERILE | Trauma | EA
240.037S | 10886982164469 | 4.5MM LCPÂ® PROXIMAL TIBIA PLATE 4H/82MM/LEFT-STERILE | Trauma | EA
240.038S | 10886982164483 | 4.5MM LCPÂ® PROXIMAL TIBIA PLATE 6H/118MM/RIGHT-STERILE | Trauma | EA
240.039S | 10886982164506 | 4.5MM LCPÂ® PROXIMAL TIBIA PLATE 6H/118MM/LEFT-STERILE | Trauma | EA
240.040S | 10886982164520 | 4.5MM LCPÂ® PROXIMAL TIBIA PLATE 8H/154MM/RIGHT-STERILE | Trauma | EA
240.041S | 10886982164544 | 4.5MM LCPÂ® PROXIMAL TIBIA PLATE 8H/154MM/LEFT-STERILE | Trauma | EA
240.042S | 10886982164568 | 4.5MM LCPÂ® PROXIMAL TIBIA PLATE 10H/190MM/RIGHT-STERILE | Trauma | EA
240.043S | 10886982164582 | 4.5MM LCPÂ® PROXIMAL TIBIA PLATE 10H/190MM/LEFT-STERILE | Trauma | EA
240.044S | 10886982164605 | 4.5MM LCPÂ® PROXIMAL TIBIA PLATE 12H/226MM/RIGHT-STERILE | Trauma | EA
240.045S | 10886982164629 | 4.5MM LCPÂ® PROXIMAL TIBIA PLATE 12H/226MM/LEFT-STERILE | Trauma | EA
240.046S | 10886982164643 | 4.5MM LCPÂ® PROXIMAL TIBIA PLATE 14H/262MM/RIGHT-STERILE | Trauma | EA
240.047S | 10886982164667 | 4.5MM LCPÂ® PROXIMAL TIBIA PLATE 14H/262MM/LEFT-STERILE | Trauma | EA
328.040 | 10886982191496 | PLATE HOLDER FOR MINIMALLY INVASIVE PLATING | Trauma | EA
328.041 | 10886982191502 | CLAMPING FOOT NRW FOR 328.040 LCPÂ® 4.5/5.0MM & LC-DCPÂ® 4.5MM | Trauma | EA
328.042 | 10886982191519 | CLAMPING FOOT BRD FOR 328.040 LCPÂ® 4.5/5.0MM & LC-DCPÂ® 4.5MM | Trauma | EA
325.041 | 10886982191359 | CLAMPING FOOT FOR 328.040 LCPÂ® 3.5MM AND LC-DCPÂ® 3.5MM | Trauma | EA
328.044 | 10886982191526 | CONNECTING SCREW FOR 328.040 | Trauma | EA
325.010 | 10886982191328 | SOFT TISSUE RETRACTOR SMALL EXTENDIBLE | Trauma | EA
328.010 | 10886982191441 | SOFT TISSUE RETRACTOR LARGE EXTENDIBLE | Trauma | EA
242.464 | 10886982168436 | LCPÂ® VOLAR DISTAL RADIUS PLATE EXTRA-ARTICULAR 4H HEAD-RIGHT | Trauma | EA
242.465 | 10886982168443 | LCPÂ® VOLAR DISTAL RADIUS PLATE EXTRA-ARTICULAR 4H HD-RT-LONG | Trauma | EA
242.467 | 10886982168450 | LCPÂ® VOLAR DISTAL RADIUS PLATE EXTRA-ARTICULAR 4H HEAD-LEFT | Trauma | EA
242.468 | 10886982168467 | LCPÂ® VOLAR DISTAL RADIUS PLATE EXTRA-ARTICULAR 4H HD-LT-LONG | Trauma | EA
328.130 | 10886982191564 | 11.0MM/5.0MM DRILL SLEEVE | Trauma | EA
328.110 | 10886982191540 | 11.0MM/2.8MM DRILL SLEEVE | Trauma | EA
328.160 | 10886982191595 | 5.0MM THREADED ROD SELF-DRILLING TIP 380MM | Trauma | EA
292.655 | 10886982180780 | 1.6MM GUIDE WIRE 410MM | Trauma | EA
328.020 | 10886982191472 | REDUCTION HANDLE-TOOTHED FOR 5.0MM THREADED ROD | Trauma | EA
328.100 | 10886982191533 | 11.0MM PROTECTION SLEEVE- SLOTTED | Trauma | EA
328.030 | 10886982191489 | REDUCTION HANDLE-ROUNDED FOR 2.8MM GUIDE WIRE | Trauma | EA
328.120 | 10886982191557 | 5.0MM/1.6MM WIRE GUIDE | Trauma | EA
328.150 | 10886982191588 | ADJUSTING NUT FOR 5.0MM THREADED ROD | Trauma | EA
325.020 | 10886982191335 | REDUCTION HANDLE-TOOTHED FOR 3.0MM THREADED ROD | Trauma | EA
325.030 | 10886982191342 | REDUCTION HANDLE-ROUNDED FOR 1.6MM GUIDE WIRE | Trauma | EA
325.070 | 10886982191366 | 8.0MM PROTECTION SLEEVE- SLOTTED | Trauma | EA
325.080 | 10886982191373 | 8.0MM/1.6MM DRILL SLEEVE | Trauma | EA
325.100 | 10886982191380 | 8.0MM/3.0MM DRILL SLEEVE | Trauma | EA
325.150 | 10886982191397 | ADJUSTING NUT FOR 3.0MM THREADED ROD | Trauma | EA
325.160 | 10886982191403 | 3.0MM THREADED ROD SELF-DRILLING TIP 270MM | Trauma | EA
328.140 | 10886982191571 | CANNULATED TAP FOR 5.0MM THREADED ROD/195MM | Trauma | EA
328.170 | 10886982191601 | 5.0MM CANNULATED THREADED ROD BLUNT TIP 335MM | Trauma | EA
05.001.011 | 10886982128225 | ELECTRIC PEN DRIVE 90,000 RPM | Trauma | EA
05.001.010 | 10886982128201 | ELECTRIC PEN DRIVE 60,000 RPM | Trauma | EA
05.001.012 | 10886982128249 | HAND SWITCH FOR ELECTRIC PEN DRIVE | Trauma | EA
05.001.002 | 10886982128164 | BASIC CONSOLE FOR ELECTRIC PEN DRIVE | Trauma | EA
05.001.016 | 10886982128263 | FOOT SWITCH-1 PEDAL FOR ELECTRIC PEN DRIVE | Trauma | EA
05.001.017 | 10886982128287 | FOOT SWITCH-2 PEDALS FOR ELECTRIC PEN DRIVE | Trauma | EA
05.001.022 | 10886982128348 | CABLE FOOT SWITCH TO CONSOLE FOR ELECTRIC PEN DRIVE | Trauma | EA
05.001.021 | 10886982128324 | CABLE 4M TO CONSOLE FOR ELECTRIC PEN DRIVE | Trauma | EA
05.001.020 | 10886982128300 | CABLE 2M TO CONSOLE FOR ELECTRIC PEN DRIVE | Trauma | EA
05.001.024 | 10886982128355 | ADAPTOR FOR SMALL BATTERY DRIVE FOR ELECTRIC PEN DRIVE | Trauma | EA
05.001.030 | 10886982128430 | DRILL ATTACHMENT MQC FOR PEN DRIVE | Trauma | EA
05.001.031 | 10886982128447 | DRILL ATTACHMENT J-LATCH COUPLING FOR PEN DRIVE | Trauma | EA
05.001.032 | 10886982128454 | DRILL ATTACHMENT AO COUPLING FOR PEN DRIVE | Trauma | EA
05.001.033 | 10886982128461 | 45DEG OSCILLATING DRILL ATTACHMENT MQC FOR PEN DRIVE | Trauma | EA
05.001.034 | 10886982128478 | SCREW ATTACHMENT MQC FOR PEN DRIVE | Trauma | EA
05.001.035 | 10886982128485 | 90DEG DRILL ATTACHMENT-SHORT MQC FOR PEN DRIVE | Trauma | EA
05.001.036 | 10886982128492 | 90DEG DRILL ATTACHMENT-LONG MQC FOR PEN DRIVE | Trauma | EA
05.001.037 | 10886982128515 | K-WIRE ATTACHMENT FOR PEN DRIVE | Trauma | EA
05.001.038 | 10886982128539 | OSCILLATING SAW ATTACHMENT FOR PEN DRIVE | Trauma | EA
05.001.039 | 10886982128553 | SAGITTAL SAW ATTACHMENT FOR PEN DRIVE | Trauma | EA
05.001.051 | 10886982128782 | DURA GUARD-SHORT FOR PEN DRIVE | Trauma | EA
05.001.052 | 10886982128799 | DURA GUARD-MEDIUM FOR PEN DRIVE | Trauma | EA
05.001.053 | 10886982128805 | DURA GUARD-LONG FOR PEN DRIVE | Trauma | EA
05.001.054 | 10886982128812 | PERFORATOR FOR PEN DRIVE | Trauma | EA
05.001.060 | 10886982128843 | 0.4NM TORQUE CALIBRATION UNIT FOR PEN DRIVE | Trauma | EA
05.001.061 | 10886982128850 | 0.8NM TORQUE CALIBRATION UNIT FOR PEN DRIVE | Trauma | EA
05.001.040 | 10886982128577 | RECIPROCATING SAW ATTACHMENT FOR PEN DRIVE | Trauma | EA
05.001.045 | 10886982128669 | BURR ATTACHMENT-SHORT FOR PEN DRIVE | Trauma | EA
05.001.046 | 10886982128683 | BURR ATTACHMENT-MEDIUM FOR PEN DRIVE | Trauma | EA
05.001.000 | 10886982128133 | STANDARD CONSOLE W/IRRIGATION FOR ELECTRIC PEN DRIVE | Trauma | EA
05.001.047 | 10886982128706 | BURR ATTACHMENT-LONG FOR PEN DRIVE | Trauma | EA
05.001.048 | 10886982128720 | BURR ATTACHMENT-SHORT-ANGLED FOR PEN DRIVE | Trauma | EA
05.001.049 | 10886982128744 | BURR ATTACHMENT-MEDIUM-ANGLED FOR PEN DRIVE | Trauma | EA
05.001.050 | 10886982128768 | BURR ATTACHMENT-LONG-ANGLED FOR PEN DRIVE | Trauma | EA
05.001.055 | 10886982128829 | BURR ATTACHMENT-XXLONG ANGLED FOR PEN DRIVE | Trauma | EA
306.470 | 10886982185402 | IMPLANT TRAY FOR LCPÂ® DISTAL RADIUS IMPLANT MODULE | Trauma | EA
2413 | 10886982167804 | 2005 SYNTHES POWER EQUIPMENT PRICE LIST | Trauma | EA
2213 | 10886982156372 | 2005 SYNTHES PRICE LIST | Trauma | EA
324.215 | 10886982191298 | 2.5MM PERCUTANEOUS WIRE GUIDE F/5.0MM LCKNG SCREWS | Trauma | EA
212.317 | 10886982152527 | 3.5MM CONICAL SCREW SLF-TPNG FULLY THREADED 40MM | Trauma | EA
412.317 | 10886982211293 | 3.5MM TI CONICAL SCREW SLF-TPNG FULLY THREADED 40MM | Trauma | EA
212.319 | 10886982152534 | 3.5MM CONICAL SCREW SLF-TPNG FULLY THREADED 45MM | Trauma | EA
212.321 | 10886982152541 | 3.5MM CONICAL SCREW SLF-TPNG FULLY THREADED 50MM | Trauma | EA
412.319 | 10886982211309 | 3.5MM TI CONICAL SCREW SLF-TPNG FULLY THREADED 45MM | Trauma | EA
212.323 | 10886982152558 | 3.5MM CONICAL SCREW SLF-TPNG FULLY THREADED 55MM | Trauma | EA
412.321 | 10886982211316 | 3.5MM TI CONICAL SCREW SLF-TPNG FULLY THREADED 50MM | Trauma | EA
212.324 | 10886982152565 | 3.5MM CONICAL SCREW SLF-TPNG FULLY THREADED 60MM | Trauma | EA
412.323 | 10886982211323 | 3.5MM TI CONICAL SCREW SLF-TPNG FULLY THREADED 55MM | Trauma | EA
412.324 | 10886982211330 | 3.5MM TI CONICAL SCREW SLF-TPNG FULLY THREADED 60MM | Trauma | EA
212.325 | 10886982152572 | 3.5MM CONICAL SCREW SLF-TPNG FULLY THREADED 65MM | Trauma | EA
412.325 | 10886982211347 | 3.5MM TI CONICAL SCREW SLF-TPNG FULLY THREADED 65MM | Trauma | EA
212.326 | 10886982152589 | 3.5MM CONICAL SCREW SLF-TPNG FULLY THREADED 70MM | Trauma | EA
412.326 | 10886982211354 | 3.5MM TI CONICAL SCREW SLF-TPNG FULLY THREADED 70MM | Trauma | EA
212.327 | 10886982152596 | 3.5MM CONICAL SCREW SLF-TPNG FULLY THREADED 75MM | Trauma | EA
412.327 | 10886982211361 | 3.5MM TI CONICAL SCREW SLF-TPNG FULLY THREADED 75MM | Trauma | EA
412.328 | 10886982211378 | 3.5MM TI CONICAL SCREW SLF-TPNG FULLY THREADED 80MM | Trauma | EA
412.329 | 10886982211385 | 3.5MM TI CONICAL SCREW SLF-TPNG FULLY THREADED 85MM | Trauma | EA
212.328 | 10886982152602 | 3.5MM CONICAL SCREW SLF-TPNG FULLY THREADED 80MM | Trauma | EA
412.330 | 10886982211392 | 3.5MM TI CONICAL SCREW SLF-TPNG FULLY THREADED 90MM | Trauma | EA
212.329 | 10886982152619 | 3.5MM CONICAL SCREW SLF-TPNG FULLY THREADED 85MM | Trauma | EA
412.331 | 10886982211408 | 3.5MM TI CONICAL SCREW SLF-TPNG FULLY THREADED 95MM | Trauma | EA
212.330 | 10886982152626 | 3.5MM CONICAL SCREW SLF-TPNG FULLY THREADED 90MM | Trauma | EA
212.331 | 10886982152633 | 3.5MM CONICAL SCREW SLF-TPNG FULLY THREADED 95MM | Trauma | EA
212.417 | 10886982152640 | 3.5MM CONICAL SCREW SLF-TPNG PARTIALLY THREADED 40MM | Trauma | EA
212.419 | 10886982152657 | 3.5MM CONICAL SCREW SLF-TPNG PARTIALLY THREADED 45MM | Trauma | EA
212.421 | 10886982152664 | 3.5MM CONICAL SCREW SLF-TPNG PARTIALLY THREADED 50MM | Trauma | EA
412.417 | 10886982211415 | 3.5MM TI CONICAL SCREW SLF-TPNG PARTIALLY THRDD 40MM | Trauma | EA
412.419 | 10886982211422 | 3.5MM TI CONICAL SCREW SLF-TPNG PARTIALLY THRDD 45MM | Trauma | EA
412.421 | 10886982211439 | 3.5MM TI CONICAL SCREW SLF-TPNG PARTIALLY THRDD 50MM | Trauma | EA
212.423 | 10886982152671 | 3.5MM CONICAL SCREW SLF-TPNG PARTIALLY THREADED 55MM | Trauma | EA
212.424 | 10886982152688 | 3.5MM CONICAL SCREW SLF-TPNG PARTIALLY THREADED 60MM | Trauma | EA
212.425 | 10886982152695 | 3.5MM CONICAL SCREW SLF-TPNG PARTIALLY THREADED 65MM | Trauma | EA
412.423 | 10886982211446 | 3.5MM TI CONICAL SCREW SLF-TPNG PARTIALLY THRDD 55MM | Trauma | EA
212.426 | 10886982152701 | 3.5MM CONICAL SCREW SLF-TPNG PARTIALLY THREADED 70MM | Trauma | EA
412.424 | 10886982211453 | 3.5MM TI CONICAL SCREW SLF-TPNG PARTIALLY THRDD 60MM | Trauma | EA
212.427 | 10886982152718 | 3.5MM CONICAL SCREW SLF-TPNG PARTIALLY THREADED 75MM | Trauma | EA
212.428 | 10886982152725 | 3.5MM CONICAL SCREW SLF-TPNG PARTIALLY THREADED 80MM | Trauma | EA
412.425 | 10886982211460 | 3.5MM TI CONICAL SCREW SLF-TPNG PARTIALLY THRDD 65MM | Trauma | EA
212.429 | 10886982152732 | 3.5MM CONICAL SCREW SLF-TPNG PARTIALLY THREADED 85MM | Trauma | EA
412.426 | 10886982211477 | 3.5MM TI CONICAL SCREW SLF-TPNG PARTIALLY THRDD 70MM | Trauma | EA
212.430 | 10886982152749 | 3.5MM CONICAL SCREW SLF-TPNG PARTIALLY THREADED 90MM | Trauma | EA
412.427 | 10886982211484 | 3.5MM TI CONICAL SCREW SLF-TPNG PARTIALLY THRDD 75MM | Trauma | EA
412.428 | 10886982211491 | 3.5MM TI CONICAL SCREW SLF-TPNG PARTIALLY THRDD 80MM | Trauma | EA
212.431 | 10886982152756 | 3.5MM CONICAL SCREW SLF-TPNG PARTIALLY THREADED 95MM | Trauma | EA
412.429 | 10886982211507 | 3.5MM TI CONICAL SCREW SLF-TPNG PARTIALLY THRDD 85MM | Trauma | EA
412.430 | 10886982211514 | 3.5MM TI CONICAL SCREW SLF-TPNG PARTIALLY THRDD 90MM | Trauma | EA
412.431 | 10886982211521 | 3.5MM TI CONICAL SCREW SLF-TPNG PARTIALLY THRDD 95MM | Trauma | EA
324.214 | 10886982191281 | 2.8MM PERCUTANEOUS DRILL BIT F/LCPÂ® PL QC/200MM/100MM CALIB | Trauma | EA
338.002 | 10886982193025 | 2.5MM DRILL TIP GUIDE WIRE WITH 12MM THREAD 300MM | Trauma | EA
304.216 | 10886982183088 | 2.4MM LCPÂ® TI RADIAL HEAD PLATE MODULE | Trauma | EA
357.420 | 10886982196439 | CONICAL EXTRACTION BOLT FOR TROCHANTERIC FIXATION NAILS | Trauma | EA
357.421 | 10886982196446 | EXTRACTION SCREW GUIDE FOR TROCHANTERIC FIXATION NAILS | Trauma | EA
304.457 | 10886982183941 | WIRE BOX | Trauma | EA
304.454 | 10886982183910 | OFFSET BOLT RACK | Trauma | EA
304.455 | 10886982183927 | SLOTTED BOLT RACK | Trauma | EA
304.456 | 10886982183934 | CONNECTION BOLT RACK | Trauma | EA
VP1322.02 | 10886982008893 | 2.0MM T-PLATE 2 HOLES/18MM | Trauma | EA
VP1322.04 | 10886982008909 | 2.0MM/1.5MM T-PLATE 4 HOLES/34MM-VETERINARY | Trauma | EA
VP1322.08 | 10886982008916 | 2.0MM/1.5MM CUT-TO-LENGTH T-PLATE 8 HOLE/62MM-VETERINARY | Trauma | EA
VP1332.03 | 10886982008947 | 2.7MM T-PLATE 3 HOLES/32MM | Trauma | EA
VP1342.05 | 10886982008954 | 3.5MM/2.7MM T-PLATE 5 HOLES/65MM-VETERINARY | Trauma | EA
VP1342.07 | 10886982008961 | 3.5MM/2.7MM T-PLATE/7 HOLES 85MM-VETERINARY | Trauma | EA
VP1342.09 | 10886982008978 | 3.5MM/2.7MM T-PLATE/9 HOLES 105 MM-VETERINARY | Trauma | EA
VP1370.L2 | 10886982009128 | 2.0MM L-PLATE 2 HOLES/17MM-LEFT | Trauma | EA
VP1370.R2 | 10886982009135 | 2.0MM L-PLATE 2 HOLES/17MM-RIGHT | Trauma | EA
VP1371.L2 | 10886982009142 | 2.0MM L-PLATE 2 HOLES/20MM-OBLIQUE LEFT | Trauma | EA
VP1371.R2 | 10886982009159 | 2.0MM L-PLATE 2 HOLES/20MM-OBLIQUE RIGHT | Trauma | EA
VP1380.L3 | 10886982009166 | 2.7MM L-PLATE 3 HOLES/32MM-LEFT | Trauma | EA
VP1380.R3 | 10886982009173 | 2.7MM L-PLATE 3 HOLES/32MM-RIGHT | Trauma | EA
VP1381.L3 | 10886982009180 | 2.7MM L-PLATE 3 HOLES/34MM-OBLIQUE LEFT | Trauma | EA
VP1381.R3 | 10886982009197 | 2.7MM L-PLATE 3 HOLES/34MM-OBLIQUE RIGHT | Trauma | EA
VP2070.06 | 10886982009845 | 4.5MM BROAD DCP(TM) PLATE 6 HOLES/103MM | Trauma | EA
VP2070.07 | 10886982009852 | 4.5MM BROAD DCP(TM) PLATE 7 HOLES/119MM | Trauma | EA
VP2070.08 | 10886982009869 | 4.5MM BROAD DCP(TM) PLATE 8 HOLES/135MM | Trauma | EA
VP2070.09 | 10886982009876 | 4.5MM BROAD DCP(TM) PLATE 9 HOLES/151MM | Trauma | EA
VP2070.10 | 10886982009883 | 4.5MM BROAD DCP(TM) PLATE 10 HOLES/167MM | Trauma | EA
VP2070.12 | 10886982009890 | 4.5MM BROAD DCP(TM) PLATE 12 HOLES/199MM | Trauma | EA
VP2070.14 | 10886982009906 | 4.5MM BROAD DCP(TM) PLATE 14 HOLES/231MM | Trauma | EA
VP2070.16 | 10886982009913 | 4.5MM BROAD DCP(TM) PLATE 16 HOLES/263MM | Trauma | EA
VP2070.18 | 10886982009920 | 4.5MM BROAD DCP(TM) PLATE 18 HOLES/295MM | Trauma | EA
VP2070.20 | 10886982009937 | 4.5MM BROAD DCP(TM) PLATE 20 HOLES/326MM | Trauma | EA
VP2070.22 | 10886982009944 | 4.5MM BROAD DCP(TM) PLATE 22 HOLES/358MM | Trauma | EA
VP2070.26 | 10886982009968 | 4.5MM BROAD DCP(TM) PLATE 26 HOLES/423MM | Trauma | EA
VP3060.02 | 10886982010728 | 4.5MM NARROW LC-DCP(TM) PLATE 2 HOLES/34MM | Trauma | EA
VP2070.24 | 10886982009951 | 4.5MM BROAD DCP(TM) PLATE 24 HOLES/390MM | Trauma | EA
VP3060.03 | 10886982010735 | 4.5MM NARROW LC-DCP(TM) PLATE 3 HOLES/52MM | Trauma | EA
VP3060.04 | 10886982010742 | 4.5MM NARROW LC-DCP(TM) PLATE 4 HOLES/70MM | Trauma | EA
VP3060.05 | 10886982010759 | 4.5MM NARROW LC-DCP(TM) PLATE 5 HOLES/88MM | Trauma | EA
VP3060.06 | 10886982010766 | 4.5MM NARROW LC-DCP(TM) PLATE 6 HOLES/106MM | Trauma | EA
VP3060.07 | 10886982010773 | 4.5MM NARROW LC-DCP(TM) PLATE 7 HOLES/124MM | Trauma | EA
VP3060.08 | 10886982010780 | 4.5MM NARROW LC-DCP(TM) PLATE 8 HOLES/142MM | Trauma | EA
VP3060.09 | 10886982010797 | 4.5MM NARROW LC-DCP(TM) PLATE 9 HOLES/160MM | Trauma | EA
VP3060.10 | 10886982010803 | 4.5MM NARROW LC-DCP(TM) PLATE 10 HOLES/178MM | Trauma | EA
VP3060.11 | 10886982010810 | 4.5MM NARROW LC-DCP(TM) PLATE 11 HOLES/196MM | Trauma | EA
VP3060.12 | 10886982010827 | 4.5MM NARROW LC-DCP(TM) PLATE 12 HOLES/214MM | Trauma | EA
VP3060.13 | 10886982010834 | 4.5MM NARROW LC-DCP(TM) PLATE 13 HOLES/232MM | Trauma | EA
VP3060.14 | 10886982010841 | 4.5MM NARROW LC-DCP(TM) PLATE 14 HOLES/250MM | Trauma | EA
VP3060.15 | 10886982010858 | 4.5MM NARROW LC-DCP(TM) PLATE 15 HOLES/268MM | Trauma | EA
VP3060.16 | 10886982010865 | 4.5MM NARROW LC-DCP(TM) PLATE 16 HOLES/286MM | Trauma | EA
VP3060.18 | 10886982010872 | 4.5MM NARROW LC-DCP(TM) PLATE 18 HOLES/323MM | Trauma | EA
VP3060.20 | 10886982010889 | 4.5MM NARROW LC-DCP(TM) PLATE 20 HOLES/358MM | Trauma | EA
VP3060.22 | 10886982010896 | 4.5MM NARROW LC-DCP(TM) PLATE 22 HOLES/394MM | Trauma | EA
VP3070.06 | 10886982010902 | 4.5MM BROAD LC-DCP(TM) PLATE 6 HOLES/106MM | Trauma | EA
VP3070.07 | 10886982010919 | 4.5MM BROAD LC-DCP(TM) PLATE 7 HOLES/124MM | Trauma | EA
VP3070.08 | 10886982010926 | 4.5MM BROAD LC-DCP(TM) PLATE 8 HOLES/142MM | Trauma | EA
VP3070.09 | 10886982010933 | 4.5MM BROAD LC-DCP(TM) PLATE 9 HOLES/160MM | Trauma | EA
VP3070.10 | 10886982010940 | 4.5MM BROAD LC-DCP(TM) PLATE 10 HOLES/178MM | Trauma | EA
VP3070.11 | 10886982010957 | 4.5MM BROAD LC-DCP(TM) PLATE 11 HOLES/196MM | Trauma | EA
VP3070.12 | 10886982010964 | 4.5MM BROAD LC-DCP(TM) PLATE 12 HOLES/214MM | Trauma | EA
VP3070.14 | 10886982010971 | 4.5MM BROAD LC-DCP(TM) PLATE 14 HOLES/250MM | Trauma | EA
VP3070.16 | 10886982010988 | 4.5MM BROAD LC-DCP(TM) PLATE 16 HOLES/286MM | Trauma | EA
VP3070.18 | 10886982010995 | 4.5MM BROAD LC-DCP(TM) PLATE 18 HOLES/322MM | Trauma | EA
VP3070.20 | 10886982011008 | 4.5MM BROAD LC-DCP(TM) PLATE 20 HOLES/358MM | Trauma | EA
VP4230.04 | 10886982011985 | 3.5MM LCP(TM) RECON PLATE 4 HOLES/56MM | Trauma | EA
VP4230.05 | 10886982011992 | 3.5MM LCP(TM) RECON PLATE 5 HOLES/70MM | Trauma | EA
VP4230.06 | 10886982012005 | 3.5MM LCP(TM) RECON PLATE 6 HOLES/84MM | Trauma | EA
VP4230.07 | 10886982012012 | 3.5MM LCP(TM) RECON PLATE 7 HOLES/98MM | Trauma | EA
VP4230.08 | 10886982012029 | 3.5MM LCP(TM) RECON PLATE 8 HOLES/112MM | Trauma | EA
VP4230.09 | 10886982012036 | 3.5MM LCP(TM) RECON PLATE 9 HOLES/126MM | Trauma | EA
VP4230.10 | 10886982012043 | 3.5MM LCP(TM) RECON PLATE 10 HOLES/140MM | Trauma | EA
VP4230.12 | 10886982012067 | 3.5MM LCP(TM) RECON PLATE 12 HOLES/168MM | Trauma | EA
VP4343.03 | 10886982012104 | 3.5MM LCP(TM) T-PLATE 3H HEAD/ 3H SHAFT/50MM-RIGHT ANGLE | Trauma | EA
VP4343.04 | 10886982012111 | 3.5MM LCP(TM) T-PLATE 3H HEAD/ 4H SHAFT/57MM-RIGHT ANGLE | Trauma | EA
VP4343.05 | 10886982012128 | 3.5MM LCP(TM) T-PLATE 3H HEAD/ 5H SHAFT/67MM-RIGHT ANGLE | Trauma | EA
VP4343.06 | 10886982012135 | 3.5MM LCP(TM) T-PLATE 3H HEAD/ 6H SHAFT/77MM-RIGHT ANGLE | Trauma | EA
VP4343.07 | 10886982012142 | 3.5MM LCP(TM) T-PLATE 3H HEAD/ 7H SHAFT/87MM-RIGHT ANGLE | Trauma | EA
VP4343.08 | 10886982012159 | 3.5MM LCP(TM) T-PLATE 3H HEAD/ 8H SHAFT/97MM-RIGHT ANGLE | Trauma | EA
VS102.006 | 10886982013224 | 1.5MM CORTEX SCREW SELF-TAPPING 6MM | Trauma | EA
VS102.007 | 10886982013231 | 1.5MM CORTEX SCREW SELF-TAPPING 7MM | Trauma | EA
VS102.008 | 10886982013248 | 1.5MM CORTEX SCREW SELF-TAPPING 8MM | Trauma | EA
VS102.009 | 10886982013255 | 1.5MM CORTEX SCREW SELF-TAPPING 9MM | Trauma | EA
VS102.010 | 10886982013262 | 1.5MM CORTEX SCREW SELF-TAPPING 10MM | Trauma | EA
VS102.011 | 10886982013279 | 1.5MM CORTEX SCREW SELF-TAPPING 11MM | Trauma | EA
VS102.012 | 10886982013286 | 1.5MM CORTEX SCREW SELF-TAPPING 12MM | Trauma | EA
VS102.013 | 10886982013293 | 1.5MM CORTEX SCREW SELF-TAPPING 13MM | Trauma | EA
VS102.014 | 10886982013309 | 1.5MM CORTEX SCREW SELF-TAPPING 14MM | Trauma | EA
VS102.016 | 10886982013316 | 1.5MM CORTEX SCREW SELF-TAPPING 16MM | Trauma | EA
VS102.018 | 10886982013323 | 1.5MM CORTEX SCREW SELF-TAPPING 18MM | Trauma | EA
VS102.020 | 10886982013330 | 1.5MM CORTEX SCREW SELF-TAPPING 20MM | Trauma | EA
VS102.022 | 10886982013347 | 1.5MM CORTEX SCREW SELF-TAPPING 22MM | Trauma | EA
VS102.024 | 10886982013354 | 1.5MM CORTEX SCREW SELF-TAPPING 24MM | Trauma | EA
VS601.020 | 10886982017635 | 6.5MM CANCELLOUS BONE SCREW FULLY THREADED/20MM | Trauma | EA
VS601.025 | 10886982017642 | 6.5MM CANCELLOUS BONE SCREW FULLY THREADED/25MM | Trauma | EA
VS601.035 | 10886982017666 | 6.5MM CANCELLOUS BONE SCREW FULLY THREADED/35MM | Trauma | EA
VS601.030 | 10886982017659 | 6.5MM CANCELLOUS BONE SCREW FULLY THREADED/30MM | Trauma | EA
VS601.040 | 10886982017673 | 6.5MM CANCELLOUS BONE SCREW FULLY THREADED/40MM | Trauma | EA
VS601.045 | 10886982017680 | 6.5MM CANCELLOUS BONE SCREW FULLY THREADED/45MM | Trauma | EA
VS601.050 | 10886982017697 | 6.5MM CANCELLOUS BONE SCREW FULLY THREADED/50MM | Trauma | EA
VS601.055 | 10886982017703 | 6.5MM CANCELLOUS BONE SCREW FULLY THREADED/55MM | Trauma | EA
VS601.060 | 10886982017710 | 6.5MM CANCELLOUS BONE SCREW FULLY THREADED/60MM | Trauma | EA
VS601.065 | 10886982017727 | 6.5MM CANCELLOUS BONE SCREW FULLY THREADED/65MM | Trauma | EA
VS601.070 | 10886982017734 | 6.5MM CANCELLOUS BONE SCREW FULLY THREADED/70MM | Trauma | EA
VS601.075 | 10886982017741 | 6.5MM CANCELLOUS BONE SCREW FULLY THREADED/75MM | Trauma | EA
VS601.080 | 10886982017758 | 6.5MM CANCELLOUS BONE SCREW FULLY THREADED/80MM | Trauma | EA
VS601.085 | 10886982017765 | 6.5MM CANCELLOUS BONE SCREW FULLY THREADED/85MM | Trauma | EA
VS601.090 | 10886982017772 | 6.5MM CANCELLOUS BONE SCREW FULLY THREADED/90MM | Trauma | EA
VS601.095 | 10886982017789 | 6.5MM CANCELLOUS BONE SCREW FULLY THREADED/95MM | Trauma | EA
VS601.100 | 10886982017796 | 6.5MM CANCELLOUS BONE SCREW FULLY THREADED/100MM | Trauma | EA
VW0801.28 | 20886982018134 | 0.8MM CERCLAGE WIRE WITH EYE 280MM | Trauma | TP
VW0802.10 | 10886982018144 | 0.8MM CERCLAGE WIRE COILS 10 METERS | Trauma | EA
VW1001.28 | 20886982018196 | 1.0MM CERCLAGE WIRE WITH EYE 280MM | Trauma | TP
VW1201.28 | 20886982018271 | 1.25MM CERCLAGE WIRE WITH EYE 280MM | Trauma | TP
VW1202.10 | 10886982018281 | 1.25MM CERCLAGE WIRE COILS 10 METERS | Trauma | EA
VW1501.28 | 20886982018370 | 1.5MM CERCLAGE WIRE WITH EYE 280MM | Trauma | TP
VW1502.10 | 10886982018380 | 1.5MM CERCLAGE WIRE COILS 10 METERS | Trauma | EA
VP3070.22 | 10886982011015 | 4.5MM BROAD LC-DCP(TM) PLATE 22 HOLES/394MM | Trauma | EA
VP4230.11 | 10886982012050 | 3.5MM LCP(TM) RECON PLATE 11 HOLES/154MM | Trauma | EA
VP1000.20 | 10886982008183 | 1.5MM STRAIGHT PLATE 20 HOLES/100MM | Trauma | EA
VP1010.04 | 10886982008206 | 2.0MM STRAIGHT PLATE 4 HOLES/23MM | Trauma | EA
VP1010.05 | 10886982008213 | 2.0MM STRAIGHT PLATE 5 HOLES/29MM | Trauma | EA
VP1010.06 | 10886982008220 | 2.0MM STRAIGHT PLATE 6 HOLES/35MM | Trauma | EA
VP1010.20 | 10886982008237 | 2.0MM STRAIGHT PLATE 20 HOLES/100MM | Trauma | EA
VP1010.50 | 10886982008244 | 2.0MM/1.5MM CUT-TO-LENGTH PLATE 50HOLES/300MM-VETERINARY | Trauma | EA
VP1030.50 | 10886982008251 | 2.7MM/2.0MM CUT-TO-LENGTH PLATE 50HOLES/300MM-VETERINARY | Trauma | EA
VP1061.03 | 10886982008268 | 4.5MM NARROW LENGTHENING PLATE 8 HOLES/135MM | Trauma | EA
VP1061.04 | 10886982008275 | 4.5MM NARROW LENGTHENING PLATE 8 HOLES/145MM | Trauma | EA
VP1061.05 | 10886982008282 | 4.5MM NARROW LENGTHENING PLATE 8 HOLES/155MM | Trauma | EA
VP1061.06 | 10886982008299 | 4.5MM NARROW LENGTHENING PLATE 8 HOLES/165MM | Trauma | EA
VP1061.08 | 10886982008312 | 4.5MM NARROW LENGTHENING PLATE 8 HOLES/185MM | Trauma | EA
VP1071.04 | 10886982008336 | 4.5MM BROAD LENGTHENING PLATE 8 HOLES/145MM | Trauma | EA
VP1072.06 | 10886982008374 | 4.5MM BROAD LENGTHENING PLATE 10 HOLES/189MM | Trauma | EA
VP1072.09 | 10886982008404 | 4.5MM BROAD LENGTHENING PLATE 10 HOLES/219MM | Trauma | EA
VP1072.10 | 10886982008411 | 4.5MM BROAD LENGTHENING PLATE 10 HOLES/229MM | Trauma | EA
VP1072.11 | 10886982008428 | 4.5MM BROAD LENGTHENING PLATE 10 HOLES/239MM | Trauma | EA
VP1220.08 | 10886982008466 | 2.7MM RECONSTRUCTION PLATE 8 HOLES/64MM | Trauma | EA
VP1230.04 | 10886982008558 | 3.5MM RECONSTRUCTION PLATE 4 HOLES/46MM | Trauma | EA
VP1230.05 | 10886982008565 | 3.5MM RECONSTRUCTION PLATE 5 HOLES/58MM | Trauma | EA
VP1230.06 | 10886982008572 | 3.5MM RECONSTRUCTION PLATE 6 HOLES/70MM | Trauma | EA
VP1230.07 | 10886982008589 | 3.5MM RECONSTRUCTION PLATE 7 HOLES/82MM | Trauma | EA
VP1230.08 | 10886982008596 | 3.5MM RECONSTRUCTION PLATE 8 HOLES/94MM | Trauma | EA
VP1230.09 | 10886982008602 | 3.5MM RECONSTRUCTION PLATE 9 HOLES/106MM | Trauma | EA
VP1230.10 | 10886982008619 | 3.5MM RECONSTRUCTION PLATE 10 HOLES/118MM | Trauma | EA
VP1230.11 | 10886982008626 | 3.5MM RECONSTRUCTION PLATE 11 HOLES/130MM | Trauma | EA
VP1230.12 | 10886982008633 | 3.5MM RECONSTRUCTION PLATE 12 HOLES/142MM | Trauma | EA
VP1230.13 | 10886982008640 | 3.5MM RECONSTRUCTION PLATE 13 HOLES/154MM | Trauma | EA
VP1230.14 | 10886982008657 | 3.5MM RECONSTRUCTION PLATE 14 HOLES/166MM | Trauma | EA
VP1230.15 | 10886982008664 | 3.5MM RECONSTRUCTION PLATE 15 HOLES/178MM | Trauma | EA
VP1230.16 | 10886982008671 | 3.5MM RECONSTRUCTION PLATE 16 HOLES/190MM | Trauma | EA
VP1230.18 | 10886982008688 | 3.5MM RECONSTRUCTION PLATE 18 HOLES/214MM | Trauma | EA
VP1230.20 | 10886982008695 | 3.5MM RECONSTRUCTION PLATE 20 HOLES/238MM | Trauma | EA
VP1230.22 | 10886982008701 | 3.5MM RECONSTRUCTION PLATE 22 HOLES/263MM | Trauma | EA
VP1300.01 | 10886982008787 | WASHER 4.5MM | Trauma | EA
VP1300.02 | 10886982008794 | WASHER 6.5MM | Trauma | EA
VP1300.03 | 10886982008800 | WASHER 7.0MM | Trauma | EA
VP1300.04 | 10886982008817 | WASHER 10.0MM | Trauma | EA
VP1300.05 | 10886982008824 | WASHER 13.0MM | Trauma | EA
VP1301.01 | 10886982008831 | SPIKED WASHER 8.0MM/3.2MM | Trauma | EA
VP1301.02 | 10886982008848 | SPIKED WASHER 13.5MM/4.0MM | Trauma | EA
VP1301.03 | 10886982008855 | SPIKED WASHER 13.5MM/6.5MM | Trauma | EA
VP1302.01 | 10886982008862 | NUT FOR 4.5MM CORTEX SCREWS | Trauma | EA
VP1313.09 | 10886982008879 | 1.5MM T-PLATE 3 HOLES HEAD/ 9 HOLES SHAFT/50MM | Trauma | EA
VP1314.09 | 10886982008886 | 1.5MM T-PLATE 4 HOLES HEAD/ 9 HOLES SHAFT/50MM | Trauma | EA
VP1323.09 | 10886982008923 | 2.0MM T-PLATE 3 HOLES HEAD/ 9 HOLES SHAFT/50MM | Trauma | EA
VP1324.09 | 10886982008930 | 2.0MM T-PLATE 4 HOLES HEAD/ 9 HOLES SHAFT/50MM | Trauma | EA
VP1352.03 | 10886982009050 | T-PLATE 3 HOLES/68MM | Trauma | EA
VP1352.04 | 10886982009067 | T-PLATE 4 HOLES/84MM | Trauma | EA
VP1352.05 | 10886982009074 | T-PLATE 5 HOLES/100MM | Trauma | EA
VP1352.06 | 10886982009081 | T-PLATE 6 HOLES/116MM | Trauma | EA
VP1352.08 | 10886982009098 | T-PLATE 8 HOLES/148MM | Trauma | EA
VP1352.11 | 10886982009104 | T-PLATE 11 HOLES/198MM- VETERINARY | Trauma | EA
VP1352.12 | 10886982009111 | T-PLATE 12 HOLES/210MM- VETERINARY | Trauma | EA
VP2010.04 | 10886982009227 | 2.0MM DCP(TM) PLATE 4 HOLES/22MM-VETERINARY | Trauma | EA
VP2010.05 | 10886982009234 | 2.0MM DCP(TM) PLATE 5 HOLES/27MM-VETERINARY | Trauma | EA
VP2010.06 | 10886982009241 | 2.0MM DCP(TM) PLATE 6 HOLES/32MM-VETERINARY | Trauma | EA
VP2011.06 | 10886982009258 | 2.0MM DCP(TM) PLATE 6 HOLES/32MM-VETERINARY | Trauma | EA
VP2011.07 | 10886982009265 | 2.0MM DCP(TM) PLATE 7 HOLES/37MM-VETERINARY | Trauma | EA
VP2011.08 | 10886982009272 | 2.0MM DCP(TM) PLATE 8 HOLES/42MM-VETERINARY | Trauma | EA
VP2500.06 | 10886982009975 | 2.0MM ACETABULAR PLATE 6 HOLES/25MM-VETERINARY | Trauma | EA
VP2501.05 | 10886982009982 | 2.7MM ACETABULAR PLATE 5 HOLES/45MM-VETERINARY | Trauma | EA
VP2510.L5 | 10886982009999 | 2.7MM TRIPLE OSTEOTOMY PLATE 5 HOLES/45MM-LEFT-VETERINARY | Trauma | EA
VP2510.L6 | 10886982010001 | 2.7MM TRIPLE OSTEOTOMY PLATE 6 HOLES/53MM-LEFT-VETERINARY | Trauma | EA
VP2510.R5 | 10886982010018 | 2.7MM TRIPLE OSTEOTOMY PLATE 5 HOLES/45MM-RIGHT-VETERINARY | Trauma | EA
VP2510.R6 | 10886982010025 | 2.7MM TRIPLE OSTEOTOMY PLATE 6 HOLES/53MM-RIGHT-VETERINARY | Trauma | EA
VP2511.L5 | 10886982010032 | 3.5MM TRIPLE OSTEOTOMY PLATE 5 HOLES/63MM-LEFT-VETERINARY | Trauma | EA
VP2511.L6 | 10886982010049 | 3.5MM TRIPLE OSTEOTOMY PLATE 6 HOLES/75MM-LEFT-VETERINARY | Trauma | EA
VP2511.R5 | 10886982010056 | 3.5MM TRIPLE OSTEOTOMY PLATE 5 HOLES/63MM-RIGHT-VETERINARY | Trauma | EA
VP2511.R6 | 10886982010063 | 3.5MM TRIPLE OSTEOTOMY PLATE 6 HOLES/75MM-RIGHT-VETERINARY | Trauma | EA
VP2520.05 | 10886982010070 | 4.0MM/3.5MM DOUBLE HOOK PLATE 5 HOLES/84MM-VETERINARY | Trauma | EA
VP2520.07 | 10886982010087 | 4.0MM/3.5MM DOUBLE HOOK PLATE 7 HOLES/116MM-VETERINARY | Trauma | EA
VS203.008 | 10886982013811 | 2.4MM CORTEX SCREW 4.0MM HEAD SELF-TAPPING 8MM | Trauma | EA
212.118 | 10886982151926 | 3.5MM LOCKING SCREW SLF-TPNG W/STARDRIVE RECESS 42MM | Trauma | EA
212.120 | 10886982151940 | 3.5MM LOCKING SCREW SLF-TPNG W/STARDRIVE RECESS 48MM | Trauma | EA
VS203.010 | 10886982013835 | 2.4MM CORTEX SCREW 4.0MM HEAD SELF-TAPPING 10MM | Trauma | EA
VS203.012 | 10886982013859 | 2.4MM CORTEX SCREW 4.0MM HEAD SELF-TAPPING 12MM | Trauma | EA
VS203.014 | 10886982013873 | 2.4MM CORTEX SCREW 4.0MM HEAD SELF-TAPPING 14MM | Trauma | EA
VS203.016 | 10886982013880 | 2.4MM CORTEX SCREW 4.0MM HEAD SELF-TAPPING 16MM | Trauma | EA
VS203.018 | 10886982013897 | 2.4MM CORTEX SCREW 4.0MM HEAD SELF-TAPPING 18MM | Trauma | EA
VS203.020 | 10886982013903 | 2.4MM CORTEX SCREW 4.0MM HEAD SELF-TAPPING 20MM | Trauma | EA
VS203.022 | 10886982013910 | 2.4MM CORTEX SCREW 4.0MM HEAD SELF-TAPPING 22MM | Trauma | EA
VS203.024 | 10886982013927 | 2.4MM CORTEX SCREW 4.0MM HEAD SELF-TAPPING 24MM | Trauma | EA
VS203.026 | 10886982013934 | 2.4MM CORTEX SCREW 4.0MM HEAD SELF-TAPPING 26MM | Trauma | EA
VS203.028 | 10886982013941 | 2.4MM CORTEX SCREW 4.0MM HEAD SELF-TAPPING 28MM | Trauma | EA
VS203.030 | 10886982013958 | 2.4MM CORTEX SCREW 4.0MM HEAD SELF-TAPPING 30MM | Trauma | EA
VS203.032 | 10886982013965 | 2.4MM CORTEX SCREW 4.0MM HEAD SELF-TAPPING 32MM | Trauma | EA
VS203.034 | 10886982013972 | 2.4MM CORTEX SCREW 4.0MM HEAD SELF-TAPPING 34MM | Trauma | EA
VS203.036 | 10886982013989 | 2.4MM CORTEX SCREW 4.0MM HEAD SELF-TAPPING 36MM | Trauma | EA
VS203.038 | 10886982013996 | 2.4MM CORTEX SCREW 4.0MM HEAD SELF-TAPPING 38MM | Trauma | EA
VS203.040 | 10886982014009 | 2.4MM CORTEX SCREW 4.0MM HEAD SELF-TAPPING 40MM | Trauma | EA
VS404.010 | 10886982016683 | 4.0MM CANCELLOUS BONE SCREW PARTIALLY THREADED/10MM | Trauma | EA
VS404.012 | 10886982016690 | 4.0MM CANCELLOUS BONE SCREW PARTIALLY THREADED/12MM | Trauma | EA
VS404.014 | 10886982016706 | 4.0MM CANCELLOUS BONE SCREW PARTIALLY THREADED/14MM | Trauma | EA
VS404.016 | 10886982016713 | 4.0MM CANCELLOUS BONE SCREW PARTIALLY THREADED/16MM | Trauma | EA
VS404.018 | 10886982016720 | 4.0MM CANCELLOUS BONE SCREW PARTIALLY THREADED/18MM | Trauma | EA
VS404.020 | 10886982016737 | 4.0MM CANCELLOUS BONE SCREW PARTIALLY THREADED/20MM | Trauma | EA
VS404.022 | 10886982016744 | 4.0MM CANCELLOUS BONE SCREW PARTIALLY THREADED/22MM | Trauma | EA
VS404.024 | 10886982016751 | 4.0MM CANCELLOUS BONE SCREW PARTIALLY THREADED/24MM | Trauma | EA
VS404.026 | 10886982016768 | 4.0MM CANCELLOUS BONE SCREW PARTIALLY THREADED/26MM | Trauma | EA
VS404.028 | 10886982016775 | 4.0MM CANCELLOUS BONE SCREW PARTIALLY THREADED/28MM | Trauma | EA
VS404.030 | 10886982016782 | 4.0MM CANCELLOUS BONE SCREW PARTIALLY THREADED/30MM | Trauma | EA
VS404.035 | 10886982016799 | 4.0MM CANCELLOUS BONE SCREW PARTIALLY THREADED/35MM | Trauma | EA
VS404.040 | 10886982016805 | 4.0MM CANCELLOUS BONE SCREW PARTIALLY THREADED/40MM | Trauma | EA
VS404.045 | 10886982016812 | 4.0MM CANCELLOUS BONE SCREW PARTIALLY THREADED/45MM | Trauma | EA
VS404.050 | 10886982016829 | 4.0MM CANCELLOUS BONE SCREW PARTIALLY THREADED/50MM | Trauma | EA
VS404.055 | 10886982016836 | 4.0MM CANCELLOUS BONE SCREW PARTIALLY THREADED/55MM | Trauma | EA
VS404.060 | 10886982016843 | 4.0MM CANCELLOUS BONE SCREW PARTIALLY THREADED/60MM | Trauma | EA
VS404.065 | 10886982016850 | 4.0MM CANCELLOUS BONE SCREW PARTIALLY THREADED/65MM | Trauma | EA
VS404.070 | 10886982016867 | 4.0MM CANCELLOUS BONE SCREW PARTIALLY THREADED/70MM | Trauma | EA
VS501.024 | 10886982017123 | 5.5MM CORTEX SCREW 24MM | Trauma | EA
VS501.026 | 10886982017130 | 5.5MM CORTEX SCREW 26MM | Trauma | EA
VS501.028 | 10886982017147 | 5.5MM CORTEX SCREW 28MM | Trauma | EA
VS501.030 | 10886982017154 | 5.5MM CORTEX SCREW 30MM | Trauma | EA
VS501.032 | 10886982017161 | 5.5MM CORTEX SCREW 32MM | Trauma | EA
VS501.034 | 10886982017178 | 5.5MM CORTEX SCREW 34MM | Trauma | EA
VS501.036 | 10886982017185 | 5.5MM CORTEX SCREW 36MM | Trauma | EA
VS501.038 | 10886982017192 | 5.5MM CORTEX SCREW 38MM | Trauma | EA
VS501.040 | 10886982017208 | 5.5MM CORTEX SCREW 40MM | Trauma | EA
VS501.042 | 10886982017215 | 5.5MM CORTEX SCREW 42MM | Trauma | EA
VS501.044 | 10886982017222 | 5.5MM CORTEX SCREW 44MM | Trauma | EA
VS501.046 | 10886982017239 | 5.5MM CORTEX SCREW 46MM | Trauma | EA
VS501.048 | 10886982017246 | 5.5MM CORTEX SCREW 48MM | Trauma | EA
VS501.050 | 10886982017253 | 5.5MM CORTEX SCREW 50MM | Trauma | EA
VS501.052 | 10886982017260 | 5.5MM CORTEX SCREW 52MM | Trauma | EA
VS501.054 | 10886982017277 | 5.5MM CORTEX SCREW 54MM | Trauma | EA
VS501.056 | 10886982017284 | 5.5MM CORTEX SCREW 56MM | Trauma | EA
VS501.058 | 10886982017291 | 5.5MM CORTEX SCREW 58MM | Trauma | EA
VS501.060 | 10886982017307 | 5.5MM CORTEX SCREW 60MM | Trauma | EA
VS501.064 | 10886982017314 | 5.5MM CORTEX SCREW 64MM | Trauma | EA
VS501.070 | 10886982017321 | 5.5MM CORTEX SCREW 70MM | Trauma | EA
VS501.080 | 10886982017338 | 5.5MM CORTEX SCREW 80MM | Trauma | EA
VS501.090 | 10886982017345 | 5.5MM CORTEX SCREW 90MM | Trauma | EA
VS501.100 | 10886982017352 | 5.5MM CORTEX SCREW 100MM | Trauma | EA
VS602.030 | 10886982017802 | 6.5MM CANCELLOUS BONE SCREW 16MM THREAD/30MM | Trauma | EA
VS602.035 | 10886982017819 | 6.5MM CANCELLOUS BONE SCREW 16MM THREAD/35MM | Trauma | EA
VS602.040 | 10886982017826 | 6.5MM CANCELLOUS BONE SCREW 16MM THREAD/40MM | Trauma | EA
VS602.045 | 10886982017833 | 6.5MM CANCELLOUS BONE SCREW 16MM THREAD/45MM | Trauma | EA
VS602.055 | 10886982017857 | 6.5MM CANCELLOUS BONE SCREW 16MM THREAD/55MM | Trauma | EA
VS602.060 | 10886982017864 | 6.5MM CANCELLOUS BONE SCREW 16MM THREAD/60MM | Trauma | EA
VS602.065 | 10886982017871 | 6.5MM CANCELLOUS BONE SCREW 16MM THREAD/65MM | Trauma | EA
VS602.070 | 10886982017888 | 6.5MM CANCELLOUS BONE SCREW 16MM THREAD/70MM | Trauma | EA
VS602.075 | 10886982017895 | 6.5MM CANCELLOUS BONE SCREW 16MM THREAD/75MM | Trauma | EA
VS602.080 | 10886982017901 | 6.5MM CANCELLOUS BONE SCREW 16MM THREAD/80MM | Trauma | EA
VS602.085 | 10886982017918 | 6.5MM CANCELLOUS BONE SCREW 16MM THREAD/85MM | Trauma | EA
VS602.090 | 10886982017925 | 6.5MM CANCELLOUS BONE SCREW 16MM THREAD/90MM | Trauma | EA
VS602.095 | 10886982017932 | 6.5MM CANCELLOUS BONE SCREW 16MM THREAD/95MM | Trauma | EA
VS602.100 | 10886982017949 | 6.5MM CANCELLOUS BONE SCREW 16MM THREAD/100MM | Trauma | EA
VS603.045 | 10886982017956 | 6.5MM CANCELLOUS BONE SCREW 32MM THREAD/45MM | Trauma | EA
VS603.055 | 10886982017970 | 6.5MM CANCELLOUS BONE SCREW 32MM THREAD/55MM | Trauma | EA
VS603.060 | 10886982017987 | 6.5MM CANCELLOUS BONE SCREW 32MM THREAD/60MM | Trauma | EA
VS603.065 | 10886982017994 | 6.5MM CANCELLOUS BONE SCREW 32MM THREAD/65MM | Trauma | EA
VS603.070 | 10886982018007 | 6.5MM CANCELLOUS BONE SCREW 32MM THREAD/70MM | Trauma | EA
VS603.075 | 10886982018014 | 6.5MM CANCELLOUS BONE SCREW 32MM THREAD/75MM | Trauma | EA
VS603.080 | 10886982018021 | 6.5MM CANCELLOUS BONE SCREW 32MM THREAD/80MM | Trauma | EA
VS603.085 | 10886982018038 | 6.5MM CANCELLOUS BONE SCREW 32MM THREAD/85MM | Trauma | EA
VS603.090 | 10886982018045 | 6.5MM CANCELLOUS BONE SCREW 32MM THREAD/90MM | Trauma | EA
VS603.095 | 10886982018052 | 6.5MM CANCELLOUS BONE SCREW 32MM THREAD/95MM | Trauma | EA
VS603.100 | 10886982018069 | 6.5MM CANCELLOUS BONE SCREW 32MM THREAD/100MM | Trauma | EA
VW0603.70 | 20886982018103 | 0.6MM KIRSCHNER WIRE W/TROCAR POINT 70MM | Trauma | TP
VW0604.07 | 20886982018110 | 0.6MM KIRSCHNER WIRE, TROCAR POINTS ON BOTH ENDS 70MM | Trauma | TP
VW0803.70 | 20886982018165 | 0.8MM KIRSCHNER WIRE W/TROCAR POINT 70MM | Trauma | TP
VW0804.07 | 20886982018172 | 0.8MM KIRSCHNER WIRE, TROCAR POINTS ON BOTH ENDS 70MM | Trauma | TP
VW1002.10 | 10886982018205 | 1.0MM CERCLAGE WIRE COILS 10 METERS | Trauma | EA
VW1003.15 | 20886982018219 | 1.0MM KIRSCHNER WIRE W/TROCAR POINT 150MM | Trauma | TP
VW1004.15 | 20886982018233 | 1.0MM KIRSCHNER WIRE, TROCAR POINTS ON BOTH ENDS 150MM | Trauma | TP
VW1006.7S | 10886982018250 | 1.0MM CABLE WITH CRIMP 750MM-STERILE | Trauma | EA
VW1203.15 | 20886982018295 | 1.25MM KIRSCHNER WIRE W/TROCAR POINT 150MM | Trauma | TP
VW1204.15 | 20886982018318 | 1.25MM KIRSCHNER WIRE, TROCAR POINTS ON BOTH ENDS 150MM | Trauma | TP
VW1603.15 | 20886982018394 | 1.6MM KIRSCHNER WIRE W/TROCAR POINT 150MM | Trauma | TP
VW1604.15 | 20886982018417 | 1.6MM KIRSCHNER WIRE, TROCAR POINTS ON BOTH ENDS 150MM | Trauma | TP
VW1706.7S | 10886982018434 | 1.7MM CABLE WITH CRIMP 750MM-STERILE | Trauma | EA
VW2003.15 | 20886982018486 | 2.0MM KIRSCHNER WIRE W/TROCAR POINT 150MM | Trauma | TP
VW2004.15 | 20886982018509 | 2.0MM KIRSCHNER WIRE, TROCAR POINTS ON BOTH ENDS 150MM | Trauma | TP
VW2503.15 | 20886982018523 | 2.5MM KIRSCHNER WIRE W/TROCAR POINT 150MM | Trauma | TP
VS603.050 | 10886982017963 | 6.5MM CANCELLOUS BONE SCREW 32MM THREAD/50MM | Trauma | EA
VS602.050 | 10886982017840 | 6.5MM CANCELLOUS BONE SCREW 16MM THREAD/50MM | Trauma | EA
03.000.311S | 10886982065674 | SAW BLADE 26.5 X 13.3 X 0.6MM CRESCENTIC F/OSCILLATING SAW | Trauma | EA
03.000.312S | 10886982065681 | SAW BLADE 25 X 16.3 X 0.6MM CRESCENTIC F/OSCILLATING SAW | Trauma | EA
03.000.313S | 10886982065698 | SAW BLADE 30 X 17.9 X 0.6MM CRESCENTIC F/OSCILLATING SAW | Trauma | EA
03.000.316S | 10886982065728 | SAW BLADE 30 X 21.9 X 0.6MM CRESCENTIC F/OSCILLATING SAW | Trauma | EA
689.537 | 10886982251824 | LID FOR VARIO CASE-HALF SIZE | Trauma | EA
68.226.000 | 10886982251657 | VARIO CASE FOR 3.0MM HEADLESS COMPRESSION SCREW | Trauma | EA
02.221.508S | 10886982055798 | 5.0MM PERIPROSTHETIC LCKNG SCR SLF-TPNG STRDRV 8MM-STERILE | Trauma | EA
02.221.510S | 10886982055811 | 5.0MM PERIPROSTHETIC LCKNG SCR SLF-TPNG STRDRV 10MM-STERILE | Trauma | EA
02.221.512S | 10886982055835 | 5.0MM PERIPROSTHETIC LCKNG SCR SLF-TPNG STRDRV 12MM-STERILE | Trauma | EA
04.221.508S | 10886982121028 | 5.0MM TI PERIPROSTHETIC LCKNG SCR SLF-TPNG STRDRV 8MM-STER | Trauma | EA
04.221.510S | 10886982121042 | 5.0MM TI PERIPROSTHETIC LCKNG SCR SLF-TPNG STRDRV 10MM-STER | Trauma | EA
04.221.512S | 10886982121066 | 5.0MM TI PERIPROSTHETIC LCKNG SCR SLF-TPNG STRDRV 12MM-STER | Trauma | EA
03.226.002 | 10886982077028 | MEASURING DEVICE FOR 3.0MM HEADLESS COMPRESSION SCREW | Trauma | EA
03.226.005 | 10886982077059 | 4.8MM TRAPEZIUM DRILL SLEEVE | Trauma | EA
03.226.006 | 10886982077066 | COMPRESSION SLEEVE HANDLE | Trauma | EA
03.226.007 | 10886982077073 | 2.0MM DRILL GUIDE WITH STOP F/ 3.0MM HEADLESS COMPRESSION SCR | Trauma | EA
03.226.008 | 10886982077080 | MEASURING DEVICE F/DRILL GUIDE W/STOP 3.0MM HEADLESS COMP SCR | Trauma | EA
690.540 | 10886982254443 | GRAPHIC CASE FOR HINDFOOT ARTHRODESIS NAIL-EX | Trauma | EA
04.008.001S | 10886982087157 | TI END CAP T25 STRDRV HINDFOOT ARTHRODESIS NAIL-EX - STERILE | Trauma | EA
04.008.010S | 10886982087164 | 10MM TI HINDFOOT ARTHRODESIS CANN NAIL-EX 150MM/RT-STERILE | Trauma | EA
04.008.016S | 10886982087171 | 10MM TI HINDFOOT ARTHRODESIS CANN NAIL-EX 180MM/RT-STERILE | Trauma | EA
04.008.028S | 10886982087188 | 10MM TI HINDFOOT ARTHRODESIS CANN NAIL-EX 240MM/RT-STERILE | Trauma | EA
04.008.060S | 10886982087195 | 10MM TI HINDFOOT ARTHRODESIS CANN NAIL-EX 150MM/LT-STERILE | Trauma | EA
04.008.066S | 10886982087201 | 10MM TI HINDFOOT ARTHRODESIS CANN NAIL-EX 180MM/LT-STERILE | Trauma | EA
04.008.078S | 10886982087218 | 10MM TI HINDFOOT ARTHRODESIS CANN NAIL-EX 240MM/LT-STERILE | Trauma | EA
04.008.210S | 10886982087225 | 12MM TI HINDFOOT ARTHRODESIS CANN NAIL-EX 150MM/RT-STERILE | Trauma | EA
04.008.216S | 10886982087232 | 12MM TI HINDFOOT ARTHRODESIS CANN NAIL-EX 180MM/RT-STERILE | Trauma | EA
04.008.228S | 10886982087249 | 12MM TI HINDFOOT ARTHRODESIS CANN NAIL-EX 240MM/RT-STERILE | Trauma | EA
04.008.260S | 10886982087256 | 12MM TI HINDFOOT ARTHRODESIS CANN NAIL-EX 150MM/LT-STERILE | Trauma | EA
04.008.266S | 10886982087263 | 12MM TI HINDFOOT ARTHRODESIS CANN NAIL-EX 180MM/LT-STERILE | Trauma | EA
04.008.278S | 10886982087270 | 12MM TI HINDFOOT ARTHRODESIS CANN NAIL-EX 240MM/LT-STERILE | Trauma | EA
04.008.310S | 10886982087287 | 13MM TI HINDFOOT ARTHRODESIS CANN NAIL-EX 150MM/RT-STERILE | Trauma | EA
04.008.316S | 10886982087294 | 13MM TI HINDFOOT ARTHRODESIS CANN NAIL-EX 180MM/RT-STERILE | Trauma | EA
04.008.328S | 10886982087300 | 13MM TI HINDFOOT ARTHRODESIS CANN NAIL-EX 240MM/RT-STERILE | Trauma | EA
04.008.360S | 10886982087317 | 13MM TI HINDFOOT ARTHRODESIS CANN NAIL-EX 150MM/LT-STERILE | Trauma | EA
04.008.366S | 10886982087324 | 13MM TI HINDFOOT ARTHRODESIS CANN NAIL-EX 180MM/LT-STERILE | Trauma | EA
04.008.378S | 10886982087331 | 13MM TI HINDFOOT ARTHRODESIS CANN NAIL-EX 240MM/LT-STERILE | Trauma | EA
03.008.001 | 10886982066800 | RADIOGRAPHIC RULER FOR TI CANN HINDFOOT ARTHRODESIS NAIL-EX | Trauma | EA
03.008.002 | 10886982066817 | 18.0MM/8.0MM PROTECTION SLEEVE 188MM | Trauma | EA
03.008.003 | 10886982066824 | AIMING ARM FOR TI CANNULATED HINDFOOT ARTHRODESIS NAIL-EX | Trauma | EA
03.008.004 | 10886982066831 | THREADED ALIGNMENT PIN F/HINDFOOT ARTHRODESIS NAIL-EX | Trauma | EA
03.008.005 | 10886982066848 | DRIVING CAP F/HINDFOOT ARTHRODESIS NAIL-EX | Trauma | EA
03.008.007 | 10886982066855 | INSERTION HANDLE F/HINDFOOT ARTHRODESIS NAIL-EX | Trauma | EA
03.008.008 | 10886982066862 | 5.0MM THREE-FLUTED DRILL BIT QC/356MM/126MM CALIBRATION | Trauma | EA
690.495 | 10886982254122 | GRAPHIC CASE FOR 4.0MM CANN SCREW INSTR & IMPLANT SET | Trauma | EA
690.496 | 10886982254139 | SCREW RACK FOR 4.0MM CANN SCREW INSTR & IMPLANT SET | Trauma | EA
SD310.010 | 10886982003836 | 3.2MM THREE-FLUTED DRILL BIT QC/NEEDLE POINT/224MM | Trauma | EA
690.461 | 10886982253866 | TRAVELING TRACTION GRAPHIC CASE EXTENDED LENGTH | Trauma | EA
690.462 | 10886982253873 | TRAVELING TRACTION GRAPHIC CASE STANDARD | Trauma | EA
04.008.000S | 10886982087133 | TI END CAP T25 STRDRV HINDFOOT ARTHRO NAIL-EX SPRL BLD-STER | Trauma | EA
04.226.010 | 10886982121387 | 3.0MM TI HEADLESS COMPRESSION SCREW-SHORT THREAD 10MM | Trauma | EA
04.226.116 | 10886982121905 | 3.0MM TI HEADLESS COMPRESSION SCREW-LONG THREAD 16MM | Trauma | EA
04.226.011 | 10886982121400 | 3.0MM TI HEADLESS COMPRESSION SCREW-SHORT THREAD 11MM | Trauma | EA
04.226.012 | 10886982121424 | 3.0MM TI HEADLESS COMPRESSION SCREW-SHORT THREAD 12MM | Trauma | EA
04.226.117 | 10886982121929 | 3.0MM TI HEADLESS COMPRESSION SCREW-LONG THREAD 17MM | Trauma | EA
04.226.013 | 10886982121448 | 3.0MM TI HEADLESS COMPRESSION SCREW-SHORT THREAD 13MM | Trauma | EA
04.226.014 | 10886982121462 | 3.0MM TI HEADLESS COMPRESSION SCREW-SHORT THREAD 14MM | Trauma | EA
04.226.118 | 10886982121943 | 3.0MM TI HEADLESS COMPRESSION SCREW-LONG THREAD 18MM | Trauma | EA
04.226.015 | 10886982121486 | 3.0MM TI HEADLESS COMPRESSION SCREW-SHORT THREAD 15MM | Trauma | EA
04.226.119 | 10886982121967 | 3.0MM TI HEADLESS COMPRESSION SCREW-LONG THREAD 19MM | Trauma | EA
04.226.016 | 10886982121509 | 3.0MM TI HEADLESS COMPRESSION SCREW-SHORT THREAD 16MM | Trauma | EA
04.226.017 | 10886982121523 | 3.0MM TI HEADLESS COMPRESSION SCREW-SHORT THREAD 17MM | Trauma | EA
04.226.018 | 10886982121547 | 3.0MM TI HEADLESS COMPRESSION SCREW-SHORT THREAD 18MM | Trauma | EA
04.226.019 | 10886982121561 | 3.0MM TI HEADLESS COMPRESSION SCREW-SHORT THREAD 19MM | Trauma | EA
04.226.020 | 10886982121585 | 3.0MM TI HEADLESS COMPRESSION SCREW-SHORT THREAD 20MM | Trauma | EA
04.226.021 | 10886982121608 | 3.0MM TI HEADLESS COMPRESSION SCREW-SHORT THREAD 21MM | Trauma | EA
04.226.022 | 10886982121622 | 3.0MM TI HEADLESS COMPRESSION SCREW-SHORT THREAD 22MM | Trauma | EA
04.226.023 | 10886982121646 | 3.0MM TI HEADLESS COMPRESSION SCREW-SHORT THREAD 23MM | Trauma | EA
04.226.024 | 10886982121660 | 3.0MM TI HEADLESS COMPRESSION SCREW-SHORT THREAD 24MM | Trauma | EA
04.226.025 | 10886982121684 | 3.0MM TI HEADLESS COMPRESSION SCREW-SHORT THREAD 25MM | Trauma | EA
04.226.026 | 10886982121707 | 3.0MM TI HEADLESS COMPRESSION SCREW-SHORT THREAD 26MM | Trauma | EA
04.226.027 | 10886982121721 | 3.0MM TI HEADLESS COMPRESSION SCREW-SHORT THREAD 27MM | Trauma | EA
04.226.028 | 10886982121745 | 3.0MM TI HEADLESS COMPRESSION SCREW-SHORT THREAD 28MM | Trauma | EA
04.226.029 | 10886982121769 | 3.0MM TI HEADLESS COMPRESSION SCREW-SHORT THREAD 29MM | Trauma | EA
04.226.120 | 10886982121981 | 3.0MM TI HEADLESS COMPRESSION SCREW-LONG THREAD 20MM | Trauma | EA
04.226.121 | 10886982122001 | 3.0MM TI HEADLESS COMPRESSION SCREW-LONG THREAD 21MM | Trauma | EA
04.226.030 | 10886982121783 | 3.0MM TI HEADLESS COMPRESSION SCREW-SHORT THREAD 30MM | Trauma | EA
04.226.032 | 10886982121806 | 3.0MM TI HEADLESS COMPRESSION SCREW-SHORT THREAD 32MM | Trauma | EA
04.226.122 | 10886982122025 | 3.0MM TI HEADLESS COMPRESSION SCREW-LONG THREAD 22MM | Trauma | EA
04.226.034 | 10886982121820 | 3.0MM TI HEADLESS COMPRESSION SCREW-SHORT THREAD 34MM | Trauma | EA
04.226.036 | 10886982121844 | 3.0MM TI HEADLESS COMPRESSION SCREW-SHORT THREAD 36MM | Trauma | EA
04.226.123 | 10886982122049 | 3.0MM TI HEADLESS COMPRESSION SCREW-LONG THREAD 23MM | Trauma | EA
04.226.038 | 10886982121868 | 3.0MM TI HEADLESS COMPRESSION SCREW-SHORT THREAD 38MM | Trauma | EA
04.226.040 | 10886982121882 | 3.0MM TI HEADLESS COMPRESSION SCREW-SHORT THREAD 40MM | Trauma | EA
04.226.124 | 10886982122063 | 3.0MM TI HEADLESS COMPRESSION SCREW-LONG THREAD 24MM | Trauma | EA
04.226.125 | 10886982122087 | 3.0MM TI HEADLESS COMPRESSION SCREW-LONG THREAD 25MM | Trauma | EA
04.226.126 | 10886982122100 | 3.0MM TI HEADLESS COMPRESSION SCREW-LONG THREAD 26MM | Trauma | EA
04.226.127 | 10886982122124 | 3.0MM TI HEADLESS COMPRESSION SCREW-LONG THREAD 27MM | Trauma | EA
04.226.128 | 10886982122148 | 3.0MM TI HEADLESS COMPRESSION SCREW-LONG THREAD 28MM | Trauma | EA
04.226.129 | 10886982122162 | 3.0MM TI HEADLESS COMPRESSION SCREW-LONG THREAD 29MM | Trauma | EA
04.226.130 | 10886982122186 | 3.0MM TI HEADLESS COMPRESSION SCREW-LONG THREAD 30MM | Trauma | EA
04.226.132 | 10886982122209 | 3.0MM TI HEADLESS COMPRESSION SCREW-LONG THREAD 32MM | Trauma | EA
04.226.134 | 10886982122223 | 3.0MM TI HEADLESS COMPRESSION SCREW-LONG THREAD 34MM | Trauma | EA
02.207.470 | 10886982052131 | 7.3MM CANNULATED CONICAL SCREW PARTIALLY THREADED 70MM | Trauma | EA
02.224.030S | 10886982056153 | LCP DHHS ENHANCED COMPRESSION SCREW-STERILE | Trauma | EA
441.072S | 10886982220967 | 3.5MM TI LCP(TM) CLAVICLE HOOK PL 4H RT-12MM HOOK DEPTH-STER | Trauma | EA
441.073S | 10886982220974 | 3.5MM TI LCP(TM) CLAVICLE HOOK PL 4H LT-12MM HOOK DEPTH-STER | Trauma | EA
441.074S | 10886982220981 | 3.5MM TI LCP(TM) CLAVICLE HOOK PL 4H RT-15MM HOOK DEPTH-STER | Trauma | EA
441.075S | 10886982220998 | 3.5MM TI LCP(TM) CLAVICLE HOOK PL 4H LT-15MM HOOK DEPTH-STER | Trauma | EA
441.076S | 10886982221001 | 3.5MM TI LCP(TM) CLAVICLE HOOK PL 4H RT-18MM HOOK DEPTH-STER | Trauma | EA
441.077S | 10886982221018 | 3.5MM TI LCP(TM) CLAVICLE HOOK PL 4H LT-18MM HOOK DEPTH-STER | Trauma | EA
441.082S | 10886982221032 | 3.5MM TI LCP(TM) CLAVICLE HOOK PL 5H RT-12MM HOOK DEPTH-STER | Trauma | EA
441.083S | 10886982221049 | 3.5MM TI LCP(TM) CLAVICLE HOOK PL 5H LT-12MM HOOK DEPTH-STER | Trauma | EA
441.084S | 10886982221056 | 3.5MM TI LCP(TM) CLAVICLE HOOK PL 5H RT-15MM HOOK DEPTH-STER | Trauma | EA
441.085S | 10886982221063 | 3.5MM TI LCP(TM) CLAVICLE HOOK PL 5H LT-15MM HOOK DEPTH-STER | Trauma | EA
441.086S | 10886982221070 | 3.5MM TI LCP(TM) CLAVICLE HOOK PL 5H RT-18MM HOOK DEPTH-STER | Trauma | EA
441.087S | 10886982221087 | 3.5MM TI LCP(TM) CLAVICLE HOOK PL 5H LT-18MM HOOK DEPTH-STER | Trauma | EA
441.094S | 10886982221117 | 3.5MM TI LCP(TM) CLAVICLE HOOK PL 6H RT-15MM HOOK DEPTH-STER | Trauma | EA
441.095S | 10886982221124 | 3.5MM TI LCP(TM) CLAVICLE HOOK PL 6H LT-15MM HOOK DEPTH-STER | Trauma | EA
441.096S | 10886982221131 | 3.5MM TI LCP(TM) CLAVICLE HOOK PL 6H RT-18MM HOOK DEPTH-STER | Trauma | EA
441.097S | 10886982221148 | 3.5MM TI LCP(TM) CLAVICLE HOOK PL 6H LT-18MM HOOK DEPTH-STER | Trauma | EA
441.104S | 10886982221179 | 3.5MM TI LCP(TM) CLAVICLE HOOK PL 7H RT-15MM HOOK DEPTH-STER | Trauma | EA
441.105S | 10886982221186 | 3.5MM TI LCP(TM) CLAVICLE HOOK PL 7H LT-15MM HOOK DEPTH-STER | Trauma | EA
441.106S | 10886982221193 | 3.5MM TI LCP(TM) CLAVICLE HOOK PL 7H RT-18MM HOOK DEPTH-STER | Trauma | EA
441.107S | 10886982221209 | 3.5MM TI LCP(TM) CLAVICLE HOOK PL 7H LT-18MM HOOK DEPTH-STER | Trauma | EA
441.440 | 10886982221919 | 3.5MM TI LCP(TM) ANTEROLATERAL DISTAL TIBIA PL 5 HOLES/RIGHT | Trauma | EA
441.441 | 10886982221926 | 3.5MM TI LCP(TM) ANTEROLATERAL DISTAL TIBIA PL 5 HOLES/LEFT | Trauma | EA
441.442 | 10886982221933 | 3.5MM TI LCP(TM) ANTEROLATERAL DISTAL TIBIA PL 7 HOLES/RIGHT | Trauma | EA
441.443 | 10886982221940 | 3.5MM TI LCP(TM) ANTEROLATERAL DISTAL TIBIA PL 7 HOLES/LEFT | Trauma | EA
441.444 | 10886982221957 | 3.5MM TI LCP(TM) ANTEROLATERAL DISTAL TIBIA PL 9 HOLES/RIGHT | Trauma | EA
441.445 | 10886982221964 | 3.5MM TI LCP(TM) ANTEROLATERAL DISTAL TIBIA PL 9 HOLES/LEFT | Trauma | EA
441.446 | 10886982221971 | 3.5MM TI LCP(TM) ANTEROLATERAL DISTAL TIBIA PL 11 HOLES/RIGHT | Trauma | EA
441.447 | 10886982221988 | 3.5MM TI LCP(TM) ANTEROLATERAL DISTAL TIBIA PL 11 HOLES/LEFT | Trauma | EA
441.448 | 10886982221995 | 3.5MM TI LCP(TM) ANTEROLATERAL DISTAL TIBIA PL 13 HOLES/RIGHT | Trauma | EA
441.449 | 10886982222008 | 3.5MM TI LCP(TM) ANTEROLATERAL DISTAL TIBIA PL 13 HOLES/LEFT | Trauma | EA
441.450 | 10886982222015 | 3.5MM TI LCP(TM) ANTEROLATERAL DISTAL TIBIA PL 15 HOLES/RIGHT | Trauma | EA
441.451 | 10886982222022 | 3.5MM TI LCP(TM) ANTEROLATERAL DISTAL TIBIA PL 15 HOLES/LEFT | Trauma | EA
441.452 | 10886982222039 | 3.5MM TI LCP(TM) ANTEROLATERAL DISTAL TIBIA PL 17 HOLES/RIGHT | Trauma | EA
441.453 | 10886982222046 | 3.5MM TI LCP(TM) ANTEROLATERAL DISTAL TIBIA PL 17 HOLES/LEFT | Trauma | EA
441.454 | 10886982222053 | 3.5MM TI LCP(TM) ANTEROLATERAL DISTAL TIBIA PL 19 HOLES/RIGHT | Trauma | EA
441.455 | 10886982222060 | 3.5MM TI LCP(TM) ANTEROLATERAL DISTAL TIBIA PL 19 HOLES/LEFT | Trauma | EA
441.456 | 10886982222077 | 3.5MM TI LCP(TM) ANTEROLATERAL DISTAL TIBIA PL 21 HOLES/RIGHT | Trauma | EA
441.457 | 10886982222084 | 3.5MM TI LCP(TM) ANTEROLATERAL DISTAL TIBIA PL 21 HOLES/LEFT | Trauma | EA
690.373 | 10886982253040 | LOCKING DISTAL RADIUS SYSTEM 2.4 CASE | Trauma | EA
60.226.010 | 10886982248367 | SCREW RACK LID FOR 3.0MM HEADLESS COMPRESSION SCREW | Trauma | EA
60.226.006 | 10886982248350 | SCREW RACK FOR 3.0MM HEADLESS COMPRESSION SCREW | Trauma | EA
241.440S | 10886982167002 | 3.5MM LCP(TM) ANTEROLATERAL DISTAL TIBIA PL 5H/RIGHT-STER | Trauma | EA
241.441S | 10886982167026 | 3.5MM LCP(TM) ANTEROLATERAL DISTAL TIBIA PL 5H/LEFT-STER | Trauma | EA
241.442S | 10886982167040 | 3.5MM LCP(TM) ANTEROLATERAL DISTAL TIBIA PL 7H/RIGHT-STER | Trauma | EA
241.443S | 10886982167064 | 3.5MM LCP(TM) ANTEROLATERAL DISTAL TIBIA PL 7H/LEFT-STER | Trauma | EA
241.444S | 10886982167088 | 3.5MM LCP(TM) ANTEROLATERAL DISTAL TIBIA PL 9H/RIGHT-STER | Trauma | EA
241.445S | 10886982167101 | 3.5MM LCP(TM) ANTEROLATERAL DISTAL TIBIA PL 9H/LEFT-STER | Trauma | EA
241.446S | 10886982167125 | 3.5MM LCP(TM) ANTEROLATERAL DISTAL TIBIA PL 11H/RIGHT-STER | Trauma | EA
241.447S | 10886982167149 | 3.5MM LCP(TM) ANTEROLATERAL DISTAL TIBIA PL 11H/LEFT-STER | Trauma | EA
241.448S | 10886982167163 | 3.5MM LCP(TM) ANTEROLATERAL DISTAL TIBIA PL 13H/RIGHT-STER | Trauma | EA
241.449S | 10886982167187 | 3.5MM LCP(TM) ANTEROLATERAL DISTAL TIBIA PL 13H/LEFT-STER | Trauma | EA
241.450S | 10886982167200 | 3.5MM LCP(TM) ANTEROLATERAL DISTAL TIBIA PL 15H/RIGHT-STER | Trauma | EA
241.451S | 10886982167224 | 3.5MM LCP(TM) ANTEROLATERAL DISTAL TIBIA PL 15H/LEFT-STER | Trauma | EA
241.452S | 10886982167248 | 3.5MM LCP(TM) ANTEROLATERAL DISTAL TIBIA PL 17H/RIGHT-STER | Trauma | EA
241.453S | 10886982167262 | 3.5MM LCP(TM) ANTEROLATERAL DISTAL TIBIA PL 17H/LEFT-STER | Trauma | EA
241.454S | 10886982167286 | 3.5MM LCP(TM) ANTEROLATERAL DISTAL TIBIA PL 19H/RIGHT-STER | Trauma | EA
241.455S | 10886982167309 | 3.5MM LCP(TM) ANTEROLATERAL DISTAL TIBIA PL 19H/LEFT-STER | Trauma | EA
241.456S | 10886982167323 | 3.5MM LCP(TM) ANTEROLATERAL DISTAL TIBIA PL 21H/RIGHT-STER | Trauma | EA
241.457S | 10886982167347 | 3.5MM LCP(TM) ANTEROLATERAL DISTAL TIBIA PL 21H/LEFT-STER | Trauma | EA
03.025.134 | 10886982070135 | 2.9MM/5.0MM DRILL-REAMER QC/268MM FOR 4.0MM ASLS | Trauma | EA
03.025.135 | 10886982070142 | 3.9MM/6.0MM DRILL-REAMER QC/288MM FOR 5.0MM ASLS | Trauma | EA
03.025.136 | 10886982070159 | 4.9MM/7.0MM DRILL-REAMER QC/288MM FOR 6.0MM ASLS | Trauma | EA
60.025.002 | 10886982242075 | GRAPHIC CASE F/ANGULAR STABLE LCKNG SYS F/CANN TI IM NAILS | Trauma | EA
02.100.032S | 10886982028365 | LCP ANTERIOR ANKLE ARTHRODESIS PLATE 6 HOLES/100MM-STERILE | Trauma | EA
02.100.033S | 10886982028372 | LCP ANTERIOR ANKLE ARTHRODESIS PLATE 7 HOLES/116MM-STERILE | Trauma | EA
03.025.082 | 10886982070012 | 2.9MM/3.2MM THREE-FLUTED DRILL BIT 150MM FOR 4.0MM ASLS | Trauma | EA
03.025.083 | 10886982070029 | 3.9MM/4.2MM THREE-FLUTED DRILL BIT 150MM FOR 5.0MM ASLS | Trauma | EA
03.025.084 | 10886982070036 | 4.9MM/5.0MM THREE-FLUTED DRILL BIT 150MM FOR 6.0MM ASLS | Trauma | EA
03.025.124 | 10886982070104 | 2.9/3.2MM 3-FLT DRL BIT 145MM F/4.0MM ASLS F/RADIOLUCENT DRV | Trauma | EA
03.025.125 | 10886982070111 | 3.9/4.2MM 3-FLT DRL BIT 145MM F/5.0MM ASLS F/RADIOLUCENT DRV | Trauma | EA
03.025.126 | 10886982070128 | 4.9/5.0MM 3-FLT DRL BIT 145MM F/6.0MM ASLS F/RADIOLUCENT DRV | Trauma | EA
03.025.104 | 10886982070074 | 2.9/3.2MM THREE-FLT DRL BIT QC 331MM/100MM CALIB FOR 4.0 ASLS | Trauma | EA
03.025.105 | 10886982070081 | 3.9/4.2MM THREE-FLT DRL BIT QC 331MM/100MM CALIB FOR 5.0 ASLS | Trauma | EA
03.025.106 | 10886982070098 | 4.9/5.0MM THREE-FLT DRL BIT QC 331MM/100MM CALIB FOR 6.0 ASLS | Trauma | EA
03.025.040 | 10886982069900 | 11.0MM/8.0MM PROTECTION SLEEVE 188MM FOR ASLS | Trauma | EA
03.025.052 | 10886982069924 | DEPTH GAUGE FOR ASLS SCREWS | Trauma | EA
690.358 | 10886982252906 | LOCKING CALCANEAL PLATE CASE | Trauma | EA
690.419 | 10886982253507 | RETROFIT KIT FOR 3.5MM LCP ELBOW SYSTEM GRAPHIC CASE | Trauma | EA
357.370 | 10886982196040 | RETAINING RING FOR 357.369 | Trauma | EA
03.311.020 | 10886982077912 | UNIVERSAL HINGE | Trauma | EA
690.855 | 10886982255211 | LABEL SHEET INTER-TROCHANTERIC FIXATION NAIL | Trauma | EA
60.111.000 | 10886982242853 | MODULAR MINI FRAGMENT LCP GRAPHIC CASE | Trauma | EA
511.913S | 10886982238214 | RECIP SAW BLADE DOUBLE-SIDED LGTH 68MM/CUT THK 1.00MM-STER | Trauma | EA
511.914S | 10886982238221 | RECIP SAW BLADE DOUBLE-SIDED LGTH 68MM/CUT THK 0.80MM-STER | Trauma | EA
03.000.364S | 10886982065759 | BROACH FOR PEN DRIVE/SMALL PROXIMAL 19X4.5X4.5MM-STER | Trauma | EA
03.000.365S | 10886982065766 | BROACH FOR PEN DRIVE/SMALL DISTAL 16X6X6MM-STER | Trauma | EA
02.112.152 | 10886982034175 | 2.7MM/3.5MM LCP LATERAL DISTAL FIBULA PLATE 11H/RIGHT/177MM | Trauma | EA
02.112.153 | 10886982034199 | 2.7MM/3.5MM LCP LATERAL DISTAL FIBULA PLATE 11H/LEFT/177MM | Trauma | EA
02.112.156 | 10886982034250 | 2.7MM/3.5MM LCP LATERAL DISTAL FIBULA PLATE 13H/RIGHT/203MM | Trauma | EA
02.112.157 | 10886982034274 | 2.7MM/3.5MM LCP LATERAL DISTAL FIBULA PLATE 13H/LEFT/203MM | Trauma | EA
VS406.020 | 10886982016904 | 4.0MM LOCKING SCREW SLF-TPNG WITH T25 STARDRIVE RECESS 20MM | Trauma | EA
VS406.024 | 10886982016928 | 4.0MM LOCKING SCREW SLF-TPNG WITH T25 STARDRIVE RECESS 24MM | Trauma | EA
VS406.028 | 10886982016942 | 4.0MM LOCKING SCREW SLF-TPNG WITH T25 STARDRIVE RECESS 28MM | Trauma | EA
VS406.032 | 10886982016966 | 4.0MM LOCKING SCREW SLF-TPNG WITH T25 STARDRIVE RECESS 32MM | Trauma | EA
VS406.036 | 10886982016980 | 4.0MM LOCKING SCREW SLF-TPNG WITH T25 STARDRIVE RECESS 36MM | Trauma | EA
VS406.040 | 10886982017000 | 4.0MM LOCKING SCREW SLF-TPNG WITH T25 STARDRIVE RECESS 40MM | Trauma | EA
VS406.044 | 10886982017024 | 4.0MM LOCKING SCREW SLF-TPNG WITH T25 STARDRIVE RECESS 44MM | Trauma | EA
VS406.048 | 10886982017048 | 4.0MM LOCKING SCREW SLF-TPNG WITH T25 STARDRIVE RECESS 48MM | Trauma | EA
VS406.052 | 10886982017062 | 4.0MM LOCKING SCREW SLF-TPNG WITH T25 STARDRIVE RECESS 52MM | Trauma | EA
VS406.056 | 10886982017086 | 4.0MM LOCKING SCREW SLF-TPNG WITH T25 STARDRIVE RECESS 56MM | Trauma | EA
VS406.060 | 10886982017109 | 4.0MM LOCKING SCREW SLF-TPNG WITH T25 STARDRIVE RECESS 60MM | Trauma | EA
60.123.001 | 10886982247926 | GRAPHIC CASE FOR 3.5MM LCP PERIART PROX HUMERUS PLATE SET | Trauma | EA
60.123.003 | 10886982247940 | LID F/3.5MM LCP PERIART PROX HUMERUS PLATE SET GRAPHIC CASE | Trauma | EA
03.120.024 | 10886982074225 | NUT FOR PULL REDUCTION DEVICE FOR 4.3MM PERC. DRILL GUIDE | Trauma | EA
214.576 | 10886982154293 | 4.5MM CANNULATED SCREW PARTIALLY THREADED 76MM | Trauma | EA
214.580 | 10886982154309 | 4.5MM CANNULATED SCREW PARTIALLY THREADED 80MM | Trauma | EA
214.776 | 10886982154545 | 4.5MM CANNULATED SCREW FULLY THREADED 76MM | Trauma | EA
214.777 | 10886982154552 | 4.5MM CANNULATED SCREW FULLY THREADED 80MM | Trauma | EA
414.576 | 10886982213303 | 4.5MM TI CANNULATED SCREW PARTIALLY THREADED 76MM | Trauma | EA
414.580 | 10886982213310 | 4.5MM TI CANNULATED SCREW PARTIALLY THREADED 80MM | Trauma | EA
414.776 | 10886982213556 | 4.5MM TI CANNULATED SCREW FULLY THREADED 76MM | Trauma | EA
414.777 | 10886982213563 | 4.5MM TI CANNULATED SCREW FULLY THREADED 80MM | Trauma | EA
NA0088 | 10886982002020 | SYNTHES UPDATABLE FLASHDRIVE WITH KNOW YOUR OPTIONS PROGRAM | Trauma | EA
05.001.063 | 10886982128867 | BURR ATTACHMENT/XL/ANGLED FOR PEN DRIVE | Trauma | EA
05.001.064 | 10886982128874 | ADAPTOR F/MAINTENANCE UNIT F/ XL & XXL ATTACH FOR PEN DRIVE | Trauma | EA
05.001.065 | 10886982128881 | IRRIGATION NOZZLE FOR 05.001.063 FOR PEN DRIVE | Trauma | EA
413.475 | 10886982212306 | 5.0MM TI LOCKING SCREW SELF-DRILLING/75MM | Trauma | EA
02.007.000S | 10886982027795 | OLECRANON OSTEOTOMY NAIL AND END CAP-STERILE | Trauma | EA
397.992 | 10886982201270 | TOMOFIX OSTEOTOMY CHISEL 10MM WIDTH | Trauma | EA
397.995 | 10886982201300 | TOMOFIX OSTEOTOMY CHISEL 25MM WIDTH | Trauma | EA
03.007.006 | 10886982066626 | 6MM STEPPED OPENING DRILL BIT FOR OLECRANON OSTEOTOMY NAIL | Trauma | EA
03.007.008 | 10886982066640 | NAIL INSERTER FOR OLECRANON OSTEOTOMY NAIL | Trauma | EA
03.007.009 | 10886982066657 | AIMING ARM FOR OLECRANON OSTEOTOMY NAIL | Trauma | EA
03.007.012 | 10886982066688 | 8.0MM/5.5MM PROTECTION SLEEVE F/OLECRANON OSTEOTOMY NAIL | Trauma | EA
03.007.014 | 10886982066701 | T8 STARDRIVE SCRWDRVR W/STOP FOR OLECRANON OSTEOTOMY NAIL | Trauma | EA
03.007.015 | 10886982066718 | 5MM BALL HEX SCREWDRIVER FOR OLECRANON OSTEOTOMY NAIL | Trauma | EA
03.007.017 | 10886982066732 | HOLLOW REAMER/LARGE/QC FOR OLECRANON OSTEOTOMY NAIL | Trauma | EA
03.007.018 | 10886982066749 | CONICAL EXTRACTION SCREW/SM/QC FOR OLECRANON OSTEOTOMY NAIL | Trauma | EA
03.007.019 | 10886982066756 | NAIL REMOVAL ALIGNMENT DRILL FOR OLECRANON OSTEOTOMY NAIL | Trauma | EA
03.007.021 | 10886982066770 | T8 STRDRV SCRWDRVR SHAFT/SM/QC FOR OLECRANON OSTEOTOMY NAIL | Trauma | EA
03.007.024 | 10886982066787 | 2.4MM DRILL BIT/QC 186MM FOR OLECRANON OSTEOTOMY NAIL | Trauma | EA
02.227.030S | 10886982060624 | 6.5MM HEADLESS COMPRESSION SCR/16MM THRD/30MM-STERILE | Trauma | EA
02.227.035S | 10886982060648 | 6.5MM HEADLESS COMPRESSION SCR/16MM THRD/35MM-STERILE | Trauma | EA
02.227.040S | 10886982060662 | 6.5MM HEADLESS COMPRESSION SCR/16MM THRD/40MM-STERILE | Trauma | EA
02.227.045S | 10886982060686 | 6.5MM HEADLESS COMPRESSION SCR/16MM THRD/45MM-STERILE | Trauma | EA
04.227.030S | 10886982124333 | 6.5MM TI HEADLESS COMPRESSION SCR/16MM THRD/30MM-STERILE | Trauma | EA
04.227.035S | 10886982124357 | 6.5MM TI HEADLESS COMPRESSION SCR/16MM THRD/35MM-STERILE | Trauma | EA
04.227.040S | 10886982124371 | 6.5MM TI HEADLESS COMPRESSION SCR/16MM THRD/40MM-STERILE | Trauma | EA
04.227.045S | 10886982124395 | 6.5MM TI HEADLESS COMPRESSION SCR/16MM THRD/45MM-STERILE | Trauma | EA
04.227.050S | 10886982124418 | 6.5MM TI HEADLESS COMPRESSION SCR/16MM THRD/50MM-STERILE | Trauma | EA
04.227.055S | 10886982124432 | 6.5MM TI HEADLESS COMPRESSION SCR/16MM THRD/55MM-STERILE | Trauma | EA
04.227.060S | 10886982124456 | 6.5MM TI HEADLESS COMPRESSION SCR/16MM THRD/60MM-STERILE | Trauma | EA
04.227.065S | 10886982124470 | 6.5MM TI HEADLESS COMPRESSION SCR/16MM THRD/65MM-STERILE | Trauma | EA
04.227.070S | 10886982124494 | 6.5MM TI HEADLESS COMPRESSION SCR/16MM THRD/70MM-STERILE | Trauma | EA
04.227.075S | 10886982124517 | 6.5MM TI HEADLESS COMPRESSION SCR/16MM THRD/75MM-STERILE | Trauma | EA
04.227.080S | 10886982124531 | 6.5MM TI HEADLESS COMPRESSION SCR/16MM THRD/80MM-STERILE | Trauma | EA
04.227.085S | 10886982124555 | 6.5MM TI HEADLESS COMPRESSION SCR/16MM THRD/85MM-STERILE | Trauma | EA
04.227.090S | 10886982124579 | 6.5MM TI HEADLESS COMPRESSION SCR/16MM THRD/90MM-STERILE | Trauma | EA
04.227.095S | 10886982124593 | 6.5MM TI HEADLESS COMPRESSION SCR/16MM THRD/95MM-STERILE | Trauma | EA
04.227.100S | 10886982124616 | 6.5MM TI HEADLESS COMPRESSION SCR/16MM THRD/100MM-STERILE | Trauma | EA
04.227.105S | 10886982124630 | 6.5MM TI HEADLESS COMPRESSION SCR/16MM THRD/105MM-STERILE | Trauma | EA
04.227.110S | 10886982124654 | 6.5MM TI HEADLESS COMPRESSION SCR/16MM THRD/110MM-STERILE | Trauma | EA
04.227.115S | 10886982124678 | 6.5MM TI HEADLESS COMPRESSION SCR/16MM THRD/115MM-STERILE | Trauma | EA
04.227.120S | 10886982124692 | 6.5MM TI HEADLESS COMPRESSION SCR/16MM THRD/120MM-STERILE | Trauma | EA
04.227.125S | 10886982124715 | 6.5MM TI HEADLESS COMPRESSION SCR/16MM THRD/125MM-STERILE | Trauma | EA
04.227.130S | 10886982124739 | 6.5MM TI HEADLESS COMPRESSION SCR/16MM THRD/130MM-STERILE | Trauma | EA
04.227.135S | 10886982124753 | 6.5MM TI HEADLESS COMPRESSION SCR/16MM THRD/135MM-STERILE | Trauma | EA
04.227.140S | 10886982124777 | 6.5MM TI HEADLESS COMPRESSION SCR/16MM THRD/140MM-STERILE | Trauma | EA
04.227.145S | 10886982124791 | 6.5MM TI HEADLESS COMPRESSION SCR/16MM THRD/145MM-STERILE | Trauma | EA
04.227.150S | 10886982124814 | 6.5MM TI HEADLESS COMPRESSION SCR/16MM THRD/150MM-STERILE | Trauma | EA
02.226.730S | 10886982060112 | 4.5MM HEADLESS COMPRESSION SCR/LONG THRD/30MM-STERILE | Trauma | EA
02.226.732S | 10886982060136 | 4.5MM HEADLESS COMPRESSION SCR/LONG THRD/32MM-STERILE | Trauma | EA
02.226.734S | 10886982060150 | 4.5MM HEADLESS COMPRESSION SCR/LONG THRD/34MM-STERILE | Trauma | EA
02.226.736S | 10886982060174 | 4.5MM HEADLESS COMPRESSION SCR/LONG THRD/36MM-STERILE | Trauma | EA
02.226.738S | 10886982060198 | 4.5MM HEADLESS COMPRESSION SCR/LONG THRD/38MM-STERILE | Trauma | EA
02.226.740S | 10886982060211 | 4.5MM HEADLESS COMPRESSION SCR/LONG THRD/40MM-STERILE | Trauma | EA
02.226.742S | 10886982060235 | 4.5MM HEADLESS COMPRESSION SCR/LONG THRD/42MM-STERILE | Trauma | EA
02.226.744S | 10886982060259 | 4.5MM HEADLESS COMPRESSION SCR/LONG THRD/44MM-STERILE | Trauma | EA
02.226.746S | 10886982060273 | 4.5MM HEADLESS COMPRESSION SCR/LONG THRD/46MM-STERILE | Trauma | EA
02.226.748S | 10886982060297 | 4.5MM HEADLESS COMPRESSION SCR/LONG THRD/48MM-STERILE | Trauma | EA
02.226.750S | 10886982060310 | 4.5MM HEADLESS COMPRESSION SCR/LONG THRD/50MM-STERILE | Trauma | EA
02.226.752S | 10886982060334 | 4.5MM HEADLESS COMPRESSION SCR/LONG THRD/52MM-STERILE | Trauma | EA
02.226.754S | 10886982060358 | 4.5MM HEADLESS COMPRESSION SCR/LONG THRD/54MM-STERILE | Trauma | EA
02.226.756S | 10886982060372 | 4.5MM HEADLESS COMPRESSION SCR/LONG THRD/56MM-STERILE | Trauma | EA
02.226.758S | 10886982060396 | 4.5MM HEADLESS COMPRESSION SCR/LONG THRD/58MM-STERILE | Trauma | EA
02.226.760S | 10886982060419 | 4.5MM HEADLESS COMPRESSION SCR/LONG THRD/60MM-STERILE | Trauma | EA
02.226.765S | 10886982060433 | 4.5MM HEADLESS COMPRESSION SCR/LONG THRD/65MM-STERILE | Trauma | EA
02.226.770S | 10886982060457 | 4.5MM HEADLESS COMPRESSION SCR/LONG THRD/70MM-STERILE | Trauma | EA
02.226.775S | 10886982060471 | 4.5MM HEADLESS COMPRESSION SCR/LONG THRD/75MM-STERILE | Trauma | EA
02.226.780S | 10886982060495 | 4.5MM HEADLESS COMPRESSION SCR/LONG THRD/80MM-STERILE | Trauma | EA
02.226.785S | 10886982060518 | 4.5MM HEADLESS COMPRESSION SCR/LONG THRD/85MM-STERILE | Trauma | EA
02.226.790S | 10886982060532 | 4.5MM HEADLESS COMPRESSION SCR/LONG THRD/90MM-STERILE | Trauma | EA
02.226.795S | 10886982060556 | 4.5MM HEADLESS COMPRESSION SCR/LONG THRD/95MM-STERILE | Trauma | EA
02.226.800S | 10886982060570 | 4.5MM HEADLESS COMPRESSION SCR/LONG THRD/100MM-STERILE | Trauma | EA
04.227.245S | 10886982124838 | 6.5MM TI HEADLESS COMPRESSION SCR/32MM THRD/45MM-STERILE | Trauma | EA
04.227.250S | 10886982124852 | 6.5MM TI HEADLESS COMPRESSION SCR/32MM THRD/50MM-STERILE | Trauma | EA
04.227.255S | 10886982124876 | 6.5MM TI HEADLESS COMPRESSION SCR/32MM THRD/55MM-STERILE | Trauma | EA
04.227.260S | 10886982124890 | 6.5MM TI HEADLESS COMPRESSION SCR/32MM THRD/60MM-STERILE | Trauma | EA
04.227.265S | 10886982124913 | 6.5MM TI HEADLESS COMPRESSION SCR/32MM THRD/65MM-STERILE | Trauma | EA
04.227.270S | 10886982124937 | 6.5MM TI HEADLESS COMPRESSION SCR/32MM THRD/70MM-STERILE | Trauma | EA
04.227.275S | 10886982124951 | 6.5MM TI HEADLESS COMPRESSION SCR/32MM THRD/75MM-STERILE | Trauma | EA
04.227.280S | 10886982124975 | 6.5MM TI HEADLESS COMPRESSION SCR/32MM THRD/80MM-STERILE | Trauma | EA
04.227.285S | 10886982124999 | 6.5MM TI HEADLESS COMPRESSION SCR/32MM THRD/85MM-STERILE | Trauma | EA
04.227.290S | 10886982125019 | 6.5MM TI HEADLESS COMPRESSION SCR/32MM THRD/90MM-STERILE | Trauma | EA
04.227.295S | 10886982125033 | 6.5MM TI HEADLESS COMPRESSION SCR/32MM THRD/95MM-STERILE | Trauma | EA
04.227.300S | 10886982125057 | 6.5MM TI HEADLESS COMPRESSION SCR/32MM THRD/100MM-STERILE | Trauma | EA
04.227.305S | 10886982125071 | 6.5MM TI HEADLESS COMPRESSION SCR/32MM THRD/105MM-STERILE | Trauma | EA
04.227.310S | 10886982125095 | 6.5MM TI HEADLESS COMPRESSION SCR/32MM THRD/110MM-STERILE | Trauma | EA
04.227.315S | 10886982125118 | 6.5MM TI HEADLESS COMPRESSION SCR/32MM THRD/115MM-STERILE | Trauma | EA
04.227.320S | 10886982125132 | 6.5MM TI HEADLESS COMPRESSION SCR/32MM THRD/120MM-STERILE | Trauma | EA
04.227.325S | 10886982125156 | 6.5MM TI HEADLESS COMPRESSION SCR/32MM THRD/125MM-STERILE | Trauma | EA
04.227.330S | 10886982125170 | 6.5MM TI HEADLESS COMPRESSION SCR/32MM THRD/130MM-STERILE | Trauma | EA
04.227.335S | 10886982125194 | 6.5MM TI HEADLESS COMPRESSION SCR/32MM THRD/135MM-STERILE | Trauma | EA
04.227.340S | 10886982125217 | 6.5MM TI HEADLESS COMPRESSION SCR/32MM THRD/140MM-STERILE | Trauma | EA
04.227.345S | 10886982125231 | 6.5MM TI HEADLESS COMPRESSION SCR/32MM THRD/145MM-STERILE | Trauma | EA
04.227.350S | 10886982125255 | 6.5MM TI HEADLESS COMPRESSION SCR/32MM THRD/150MM-STERILE | Trauma | EA
SD357.019 | 10886982005809 | AIMING ARM ANTEGRADE STATIC LOCKING RAFN | Trauma | EA
02.227.050S | 10886982060709 | 6.5MM HEADLESS COMPRESSION SCR/16MM THRD/50MM-STERILE | Trauma | EA
02.227.055S | 10886982060723 | 6.5MM HEADLESS COMPRESSION SCR/16MM THRD/55MM-STERILE | Trauma | EA
02.227.060S | 10886982060747 | 6.5MM HEADLESS COMPRESSION SCR/16MM THRD/60MM-STERILE | Trauma | EA
02.227.065S | 10886982060761 | 6.5MM HEADLESS COMPRESSION SCR/16MM THRD/65MM-STERILE | Trauma | EA
02.227.070S | 10886982060785 | 6.5MM HEADLESS COMPRESSION SCR/16MM THRD/70MM-STERILE | Trauma | EA
02.227.075S | 10886982060808 | 6.5MM HEADLESS COMPRESSION SCR/16MM THRD/75MM-STERILE | Trauma | EA
02.227.080S | 10886982060822 | 6.5MM HEADLESS COMPRESSION SCR/16MM THRD/80MM-STERILE | Trauma | EA
02.227.085S | 10886982060846 | 6.5MM HEADLESS COMPRESSION SCR/16MM THRD/85MM-STERILE | Trauma | EA
02.227.090S | 10886982060860 | 6.5MM HEADLESS COMPRESSION SCR/16MM THRD/90MM-STERILE | Trauma | EA
02.227.095S | 10886982060884 | 6.5MM HEADLESS COMPRESSION SCR/16MM THRD/95MM-STERILE | Trauma | EA
02.227.100S | 10886982060907 | 6.5MM HEADLESS COMPRESSION SCR/16MM THRD/100MM-STERILE | Trauma | EA
02.227.105S | 10886982060921 | 6.5MM HEADLESS COMPRESSION SCR/16MM THRD/105MM-STERILE | Trauma | EA
02.227.110S | 10886982060945 | 6.5MM HEADLESS COMPRESSION SCR/16MM THRD/110MM-STERILE | Trauma | EA
02.227.115S | 10886982060969 | 6.5MM HEADLESS COMPRESSION SCR/16MM THRD/115MM-STERILE | Trauma | EA
02.227.120S | 10886982060983 | 6.5MM HEADLESS COMPRESSION SCR/16MM THRD/120MM-STERILE | Trauma | EA
02.227.125S | 10886982061003 | 6.5MM HEADLESS COMPRESSION SCR/16MM THRD/125MM-STERILE | Trauma | EA
02.227.130S | 10886982061027 | 6.5MM HEADLESS COMPRESSION SCR/16MM THRD/130MM-STERILE | Trauma | EA
02.227.135S | 10886982061041 | 6.5MM HEADLESS COMPRESSION SCR/16MM THRD/135MM-STERILE | Trauma | EA
02.227.140S | 10886982061065 | 6.5MM HEADLESS COMPRESSION SCR/16MM THRD/140MM-STERILE | Trauma | EA
02.227.145S | 10886982061089 | 6.5MM HEADLESS COMPRESSION SCR/16MM THRD/145MM-STERILE | Trauma | EA
02.227.150S | 10886982061102 | 6.5MM HEADLESS COMPRESSION SCR/16MM THRD/150MM-STERILE | Trauma | EA
02.227.245S | 10886982061126 | 6.5MM HEADLESS COMPRESSION SCR/32MM THRD/45MM-STERILE | Trauma | EA
02.227.250S | 10886982061140 | 6.5MM HEADLESS COMPRESSION SCR/32MM THRD/50MM-STERILE | Trauma | EA
02.227.255S | 10886982061164 | 6.5MM HEADLESS COMPRESSION SCR/32MM THRD/55MM-STERILE | Trauma | EA
02.227.260S | 10886982061188 | 6.5MM HEADLESS COMPRESSION SCR/32MM THRD/60MM-STERILE | Trauma | EA
02.227.265S | 10886982061201 | 6.5MM HEADLESS COMPRESSION SCR/32MM THRD/65MM-STERILE | Trauma | EA
02.227.270S | 10886982061225 | 6.5MM HEADLESS COMPRESSION SCR/32MM THRD/70MM-STERILE | Trauma | EA
02.227.275S | 10886982061249 | 6.5MM HEADLESS COMPRESSION SCR/32MM THRD/75MM-STERILE | Trauma | EA
02.227.280S | 10886982061263 | 6.5MM HEADLESS COMPRESSION SCR/32MM THRD/80MM-STERILE | Trauma | EA
02.227.285S | 10886982061287 | 6.5MM HEADLESS COMPRESSION SCR/32MM THRD/85MM-STERILE | Trauma | EA
02.227.290S | 10886982061300 | 6.5MM HEADLESS COMPRESSION SCR/32MM THRD/90MM-STERILE | Trauma | EA
02.227.295S | 10886982061324 | 6.5MM HEADLESS COMPRESSION SCR/32MM THRD/95MM-STERILE | Trauma | EA
02.227.300S | 10886982061348 | 6.5MM HEADLESS COMPRESSION SCR/32MM THRD/100MM-STERILE | Trauma | EA
02.227.305S | 10886982061362 | 6.5MM HEADLESS COMPRESSION SCR/32MM THRD/105MM-STERILE | Trauma | EA
02.227.310S | 10886982061386 | 6.5MM HEADLESS COMPRESSION SCR/32MM THRD/110MM-STERILE | Trauma | EA
02.227.315S | 10886982061409 | 6.5MM HEADLESS COMPRESSION SCR/32MM THRD/115MM-STERILE | Trauma | EA
02.227.320S | 10886982061423 | 6.5MM HEADLESS COMPRESSION SCR/32MM THRD/120MM-STERILE | Trauma | EA
02.227.325S | 10886982061447 | 6.5MM HEADLESS COMPRESSION SCR/32MM THRD/125MM-STERILE | Trauma | EA
02.227.330S | 10886982061461 | 6.5MM HEADLESS COMPRESSION SCR/32MM THRD/130MM-STERILE | Trauma | EA
02.227.335S | 10886982061485 | 6.5MM HEADLESS COMPRESSION SCR/32MM THRD/135MM-STERILE | Trauma | EA
02.227.340S | 10886982061508 | 6.5MM HEADLESS COMPRESSION SCR/32MM THRD/140MM-STERILE | Trauma | EA
02.227.345S | 10886982061522 | 6.5MM HEADLESS COMPRESSION SCR/32MM THRD/145MM-STERILE | Trauma | EA
02.227.350S | 10886982061546 | 6.5MM HEADLESS COMPRESSION SCR/32MM THRD/150MM-STERILE | Trauma | EA
60.112.042 | 10886982243423 | LCP SMALL FRAGMENT MPE GRAPHIC CASE | Trauma | EA
60.104.015 | 10886982242310 | 3.5MM LCP OLECRANON PLATE GRAPHIC CASE | Trauma | EA
SD357.030 | 10886982005908 | 12MM CANNULATED LONG DRILL BIT WITH LARGE QUICK COUPLING | Trauma | EA
02.112.136 | 10886982033857 | 2.7MM/3.5MM LCP LATERAL DISTAL FIBULA PLATE 3H/RIGHT/73MM | Trauma | EA
02.112.137 | 10886982033871 | 2.7MM/3.5MM LCP LATERAL DISTAL FIBULA PLATE 3H/LEFT/73MM | Trauma | EA
02.112.138 | 10886982033895 | 2.7MM/3.5MM LCP LATERAL DISTAL FIBULA PLATE 4H/RIGHT/86MM | Trauma | EA
02.112.139 | 10886982033918 | 2.7MM/3.5MM LCP LATERAL DISTAL FIBULA PLATE 4H/LEFT/86MM | Trauma | EA
02.112.160 | 10886982034335 | 2.7MM/3.5MM LCP LATERAL DISTAL FIBULA PLATE 15H/RIGHT/229MM | Trauma | EA
02.112.161 | 10886982034359 | 2.7MM/3.5MM LCP LATERAL DISTAL FIBULA PLATE 15H/LEFT/229MM | Trauma | EA
02.112.106 | 10886982033338 | 2.7MM/3.5MM LCP POSTLAT DISTAL FIBULA PLATE 3H/RIGHT/77MM | Trauma | EA
02.112.107 | 10886982033352 | 2.7MM/3.5MM LCP POSTLAT DISTAL FIBULA PLATE 3H/LEFT/77MM | Trauma | EA
02.112.108 | 10886982033376 | 2.7MM/3.5MM LCP POSTLAT DISTAL FIBULA PLATE 4H/RIGHT/90MM | Trauma | EA
02.112.109 | 10886982033390 | 2.7MM/3.5MM LCP POSTLAT DISTAL FIBULA PLATE 4H/LEFT/90MM | Trauma | EA
02.112.130 | 10886982033819 | 2.7MM/3.5MM LCP POSTLAT DISTAL FIBULA PLATE 15H/RIGHT/233MM | Trauma | EA
02.112.131 | 10886982033833 | 2.7MM/3.5MM LCP POSTLAT DISTAL FIBULA PLATE 15H/LEFT/233MM | Trauma | EA
05.001.123 | 10886982129383 | DRILL/BURR ATTACHMENT FOR 2.35MM SHAFTS | Trauma | EA
311.035.97S | 10886982187260 | TAP F/1.5MM RESORBABLE CORTEX SCREW/SLF-DRLG 5MM-STERILE | Trauma | EA
311.056.97S | 10886982187277 | TAP F/2.0MM RESORBABLE CORTEX SCREW/SLF-DRLG 6MM-STERILE | Trauma | EA
804.006.02S | 20886982255959 | 2.0MM RESORBABLE CORTEX SCREW 6MM FOR ORTHOMESH-STERILE | Trauma | OP
60.108.010 | 10886982242495 | CANNULATED PEDIATRIC OSTEOTOMY SYSTEM IMPLANT GRAPHIC CASE | Trauma | EA
02.100.325S | 10886982028846 | 3.5MM QUADRILATERAL SURFACE PLATE/STANDARD-STERILE | Trauma | EA
02.100.326S | 10886982028860 | 3.5MM QUADRILATERAL SURFACE PLATE/LONG-STERILE | Trauma | EA
02.100.327S | 10886982028884 | 3.5MM QUADRILATERAL SURFACE PLATE/SHORT-STERILE | Trauma | EA
04.112.136 | 10886982103543 | 2.7MM/3.5MM TI LCP LAT DISTAL FIBULA PLATE 3H/RIGHT/73MM | Trauma | EA
04.112.137 | 10886982103567 | 2.7MM/3.5MM TI LCP LAT DISTAL FIBULA PLATE 3H/LEFT/73MM | Trauma | EA
04.112.138 | 10886982103581 | 2.7MM/3.5MM TI LCP LAT DISTAL FIBULA PLATE 4H/RIGHT/86MM | Trauma | EA
04.112.139 | 10886982103604 | 2.7MM/3.5MM TI LCP LAT DISTAL FIBULA PLATE 4H/LEFT/86MM | Trauma | EA
04.112.160 | 10886982104021 | 2.7MM/3.5MM TI LCP LAT DISTAL FIBULA PLATE 15H/RIGHT/229MM | Trauma | EA
04.112.161 | 10886982104045 | 2.7MM/3.5MM TI LCP LAT DISTAL FIBULA PLATE 15H/LEFT/229MM | Trauma | EA
04.112.106 | 10886982103109 | 2.7MM/3.5MM TI LCP POSTLAT DSTL FIBULA PL 3H/RIGHT/77MM | Trauma | EA
04.112.107 | 10886982103123 | 2.7MM/3.5MM TI LCP POSTLAT DSTL FIBULA PL 3H/LEFT/77MM | Trauma | EA
04.112.108 | 10886982103147 | 2.7MM/3.5MM TI LCP POSTLAT DSTL FIBULA PL 4H/RIGHT/90MM | Trauma | EA
04.112.109 | 10886982103161 | 2.7MM/3.5MM TI LCP POSTLAT DSTL FIBULA PL 4H/LEFT/90MM | Trauma | EA
04.112.130 | 10886982103505 | 2.7MM/3.5MM TI LCP POSTLAT DSTL FIBULA PL 15H/RIGHT/233MM | Trauma | EA
04.112.131 | 10886982103529 | 2.7MM/3.5MM TI LCP POSTLAT DSTL FIBULA PL 15H/LEFT/233MM | Trauma | EA
60.111.014 | 10886982242938 | 2.4/2.7MM LOCKING FOOT MODULE LID | Trauma | EA
05.001.140 | 10886982129437 | MEDICAL GRADE POWER CORD THREE PRONGS/CLEAR PLUG | Trauma | EA
309.521 | 10886982185839 | CONICAL EXTRACTION SCREW FOR 3.5MM SCREWS | Trauma | EA
60.240.003 | 10886982248657 | SCREW REMOVAL CADDY FOR MINI SCREWS | Trauma | EA
60.240.004 | 10886982248664 | SCREW REMOVAL CADDY FOR SMALL SCREWS | Trauma | EA
60.240.005 | 10886982248671 | SCREW REMOVAL CADDY FOR LARGE SCREWS | Trauma | EA
60.240.006 | 10886982248688 | LID FOR SCREW REMOVAL GRAPHIC CASE | Trauma | EA
314.114 | 10886982188526 | CANNULATED STARDRIVE SCREWDRIVER/T15 | Trauma | EA
360.266 | 10886982197603 | 1.6MM WIRE GUIDE FOR 3.7MM CANNULATED LOCKING SCREWS | Trauma | EA
03.240.001 | 10886982077516 | DIRECT MEASURING DEVICE FOR 3.7MM CANNULATED LCKING SCREW | Trauma | EA
03.240.002 | 10886982077523 | CANNULATED STARDRIVE SCREWDRIVER SHAFT/T15 | Trauma | EA
900.601 | 10886982256317 | 1.6MM DRILL TIP GUIDE WIRE 150MM | Trauma | EA
03.113.001 | 10886982072696 | AIMING ARM F/3.5MM LCP LOW BND MEDIAL DISTAL TIBIA PL/RIGHT | Trauma | EA
03.113.003 | 10886982072719 | AIMING ARM F/3.5MM LCP LOW BND MEDIAL DISTAL TIBIA PL/LEFT | Trauma | EA
03.113.009 | 10886982072764 | OUTER SLEEVE F/3.5MM LCP PERCUTANEOUS INSTRUMENT SYSTEM | Trauma | EA
03.113.010 | 10886982072771 | TROCAR W/HANDLE F/3.5MM LCP PERCUTANEOUS INSTRUMENT SYSTEM | Trauma | EA
03.113.011 | 10886982072788 | SCALPEL HANDLE F/3.5MM LCP PERCUTANEOUS INSTRUMENT SYSTEM | Trauma | EA
03.113.012 | 10886982072795 | NEUTRAL DRILL GUIDE F/3.5MM LCP PERCUTANEOUS INSTR SYS | Trauma | EA
03.113.013 | 10886982072801 | COMPRESSION DRILL GUIDE F/3.5 MM LCP PERCUTANEOUS INSTR SYS | Trauma | EA
03.113.014 | 10886982072818 | HANDLE F/PERCUTANEOUS THREADED DRILL GUIDES | Trauma | EA
03.113.016 | 10886982072832 | NUT F/PULL REDUCTION DEVICE | Trauma | EA
03.113.017 | 10886982072849 | STOPPER FOR 3.5MM LCP PERCUTANEOUS INSTRUMENT SYSTEM | Trauma | EA
03.113.019 | 10886982072856 | SCREWDRIVER SHAFT STARDRIVE 165MM | Trauma | EA
03.113.020 | 10886982072863 | 2.8MM PERCUTANEOUS THREADED DRILL GUIDE | Trauma | EA
03.113.022 | 10886982072887 | 1.6MM PERCUTANEOUS THREADED WIRE GUIDE | Trauma | EA
03.113.015 | 10886982072825 | PULL REDUCTION DEVICE F/3.5MM LCP PERCUTANEOUS INSTR SYS | Trauma | EA
03.113.021 | 10886982072870 | SCREWDRIVER STARDRIVE T15/ SELF-RETAINING/272MM | Trauma | EA
03.113.023 | 10886982072894 | 2.5MM CALIBRATED DRILL BIT QC 250MM/95MM | Trauma | EA
03.113.024 | 10886982072900 | 2.8MM CALIBRATED DRILL BIT QC 250MM/95MM | Trauma | EA
03.113.025 | 10886982072917 | INSERTN HANDLE F/3.5MM LOW BND MEDIAL DISTAL TIB PLATE/RIGHT | Trauma | EA
03.113.026 | 10886982072924 | INSERTN HANDLE F/3.5MM LOW BND MEDIAL DISTAL TIBIA PLATE/LEFT | Trauma | EA
60.010.002 | 10886982241931 | SURELOCK GRAPHIC CASE | Trauma | EA
SD312.692 | 10886982004475 | MULTIPLE WIRE GUIDE FOR Ã3.2MM WIRES | Trauma | EA
SD310.509 | 10886982004031 | Ã1.8MM DRILL BIT WITH ADDITIONAL DEPTH MARKINGS | Trauma | EA
312.924 | 10886982188045 | TOMOFIX GUIDING BLOCK F/MEDIAL HIGH TIBIA PLATE-SMALL | Trauma | EA
03.108.032 | 10886982071736 | SMALL STAND FOR ALIGNMENT ROD | Trauma | EA
02.108.200 | 20886982029567 | 3.0MM DRILL TIP GUIDE WIRE WITH THREADS 230MM | Trauma | TP
04.025.416S | 10886982090348 | 4.0MM TI ANGULAR STABLE LCKNG SCR T25 26MM F/IM NAILS-STER | Trauma | EA
04.025.520S | 10886982090621 | 5.0MM TI ANGULAR STABLE LCKNG SCR T25 30MM F/IM NAILS-STER | Trauma | EA
04.025.522S | 10886982090638 | 5.0MM TI ANGULAR STABLE LCKNG SCR T25 32MM F/IM NAILS-STER | Trauma | EA
04.025.524S | 10886982090645 | 5.0MM TI ANGULAR STABLE LCKNG SCR T25 34MM F/IM NAILS-STER | Trauma | EA
04.025.418S | 10886982090355 | 4.0MM TI ANGULAR STABLE LCKNG SCR T25 28MM F/IM NAILS-STER | Trauma | EA
04.025.526S | 10886982090652 | 5.0MM TI ANGULAR STABLE LCKNG SCR T25 36MM F/IM NAILS-STER | Trauma | EA
04.025.528S | 10886982090669 | 5.0MM TI ANGULAR STABLE LCKNG SCR T25 38MM F/IM NAILS-STER | Trauma | EA
04.025.530S | 10886982090676 | 5.0MM TI ANGULAR STABLE LCKNG SCR T25 40MM F/IM NAILS-STER | Trauma | EA
04.025.420S | 10886982090362 | 4.0MM TI ANGULAR STABLE LCKNG SCR T25 30MM F/IM NAILS-STER | Trauma | EA
04.025.532S | 10886982090683 | 5.0MM TI ANGULAR STABLE LCKNG SCR T25 42MM F/IM NAILS-STER | Trauma | EA
04.025.534S | 10886982090690 | 5.0MM TI ANGULAR STABLE LCKNG SCR T25 44MM F/IM NAILS-STER | Trauma | EA
04.025.536S | 10886982090706 | 5.0MM TI ANGULAR STABLE LCKNG SCR T25 46MM F/IM NAILS-STER | Trauma | EA
04.025.538S | 10886982090713 | 5.0MM TI ANGULAR STABLE LCKNG SCR T25 48MM F/IM NAILS-STER | Trauma | EA
04.025.622S | 10886982090928 | 6.0MM TI ANGULAR STABLE LCKNG SCR T25 32MM F/IM NAILS-STER | Trauma | EA
04.025.540S | 10886982090720 | 5.0MM TI ANGULAR STABLE LCKNG SCR T25 50MM F/IM NAILS-STER | Trauma | EA
04.025.624S | 10886982090935 | 6.0MM TI ANGULAR STABLE LCKNG SCR T25 34MM F/IM NAILS-STER | Trauma | EA
04.025.626S | 10886982090942 | 6.0MM TI ANGULAR STABLE LCKNG SCR T25 36MM F/IM NAILS-STER | Trauma | EA
04.025.628S | 10886982090959 | 6.0MM TI ANGULAR STABLE LCKNG SCR T25 38MM F/IM NAILS-STER | Trauma | EA
04.025.630S | 10886982090966 | 6.0MM TI ANGULAR STABLE LCKNG SCR T25 40MM F/IM NAILS-STER | Trauma | EA
04.025.542S | 10886982090737 | 5.0MM TI ANGULAR STABLE LCKNG SCR T25 52MM F/IM NAILS-STER | Trauma | EA
04.025.544S | 10886982090744 | 5.0MM TI ANGULAR STABLE LCKNG SCR T25 54MM F/IM NAILS-STER | Trauma | EA
04.025.546S | 10886982090751 | 5.0MM TI ANGULAR STABLE LCKNG SCR T25 56MM F/IM NAILS-STER | Trauma | EA
04.025.548S | 10886982090768 | 5.0MM TI ANGULAR STABLE LCKNG SCR T25 58MM F/IM NAILS-STER | Trauma | EA
04.025.550S | 10886982090775 | 5.0MM TI ANGULAR STABLE LCKNG SCR T25 60MM F/IM NAILS-STER | Trauma | EA
04.025.552S | 10886982090782 | 5.0MM TI ANGULAR STABLE LCKNG SCR T25 62MM F/IM NAILS-STER | Trauma | EA
04.025.554S | 10886982090799 | 5.0MM TI ANGULAR STABLE LCKNG SCR T25 64MM F/IM NAILS-STER | Trauma | EA
04.025.556S | 10886982090805 | 5.0MM TI ANGULAR STABLE LCKNG SCR T25 66MM F/IM NAILS-STER | Trauma | EA
04.025.558S | 10886982090812 | 5.0MM TI ANGULAR STABLE LCKNG SCR T25 68MM F/IM NAILS-STER | Trauma | EA
04.025.632S | 10886982090973 | 6.0MM TI ANGULAR STABLE LCKNG SCR T25 42MM F/IM NAILS-STER | Trauma | EA
04.025.560S | 10886982090829 | 5.0MM TI ANGULAR STABLE LCKNG SCR T25 70MM F/IM NAILS-STER | Trauma | EA
04.025.634S | 10886982090980 | 6.0MM TI ANGULAR STABLE LCKNG SCR T25 44MM F/IM NAILS-STER | Trauma | EA
04.025.636S | 10886982090997 | 6.0MM TI ANGULAR STABLE LCKNG SCR T25 46MM F/IM NAILS-STER | Trauma | EA
04.025.562S | 10886982090836 | 5.0MM TI ANGULAR STABLE LCKNG SCR T25 72MM F/IM NAILS-STER | Trauma | EA
04.025.638S | 10886982091000 | 6.0MM TI ANGULAR STABLE LCKNG SCR T25 48MM F/IM NAILS-STER | Trauma | EA
04.025.564S | 10886982090843 | 5.0MM TI ANGULAR STABLE LCKNG SCR T25 74MM F/IM NAILS-STER | Trauma | EA
04.025.640S | 10886982091017 | 6.0MM TI ANGULAR STABLE LCKNG SCR T25 50MM F/IM NAILS-STER | Trauma | EA
04.025.642S | 10886982091024 | 6.0MM TI ANGULAR STABLE LCKNG SCR T25 52MM F/IM NAILS-STER | Trauma | EA
04.025.644S | 10886982091031 | 6.0MM TI ANGULAR STABLE LCKNG SCR T25 54MM F/IM NAILS-STER | Trauma | EA
04.025.646S | 10886982091048 | 6.0MM TI ANGULAR STABLE LCKNG SCR T25 56MM F/IM NAILS-STER | Trauma | EA
04.025.648S | 10886982091055 | 6.0MM TI ANGULAR STABLE LCKNG SCR T25 58MM F/IM NAILS-STER | Trauma | EA
04.025.566S | 10886982090850 | 5.0MM TI ANGULAR STABLE LCKNG SCR T25 76MM F/IM NAILS-STER | Trauma | EA
04.025.650S | 10886982091062 | 6.0MM TI ANGULAR STABLE LCKNG SCR T25 60MM F/IM NAILS-STER | Trauma | EA
04.025.652S | 10886982091079 | 6.0MM TI ANGULAR STABLE LCKNG SCR T25 62MM F/IM NAILS-STER | Trauma | EA
04.025.568S | 10886982090867 | 5.0MM TI ANGULAR STABLE LCKNG SCR T25 78MM F/IM NAILS-STER | Trauma | EA
04.025.654S | 10886982091086 | 6.0MM TI ANGULAR STABLE LCKNG SCR T25 64MM F/IM NAILS-STER | Trauma | EA
04.025.656S | 10886982091093 | 6.0MM TI ANGULAR STABLE LCKNG SCR T25 66MM F/IM NAILS-STER | Trauma | EA
04.025.658S | 10886982091109 | 6.0MM TI ANGULAR STABLE LCKNG SCR T25 68MM F/IM NAILS-STER | Trauma | EA
04.025.660S | 10886982091116 | 6.0MM TI ANGULAR STABLE LCKNG SCR T25 70MM F/IM NAILS-STER | Trauma | EA
04.025.662S | 10886982091123 | 6.0MM TI ANGULAR STABLE LCKNG SCR T25 72MM F/IM NAILS-STER | Trauma | EA
04.025.664S | 10886982091130 | 6.0MM TI ANGULAR STABLE LCKNG SCR T25 74MM F/IM NAILS-STER | Trauma | EA
04.025.666S | 10886982091147 | 6.0MM TI ANGULAR STABLE LCKNG SCR T25 76MM F/IM NAILS-STER | Trauma | EA
329.922 | 10886982192325 | BENDING PIN FOR 2.4MM LOCKING PLATES | Trauma | EA
324.084 | 10886982191113 | 1.25MM K-WIRE INSERT | Trauma | EA
238.700 | 10886982162038 | 3.5MM LCPÂ® MEDIAL DISTAL TIBIA PLATE W/O TAB 4 HOLES-RIGHT | Trauma | EA
238.701 | 10886982162052 | 3.5MM LCPÂ® MEDIAL DISTAL TIBIA PLATE W/O TAB 4 HOLES-LEFT | Trauma | EA
238.702 | 10886982162076 | 3.5MM LCPÂ® MEDIAL DISTAL TIBIA PLATE W/O TAB 6 HOLES-RIGHT | Trauma | EA
238.703 | 10886982162090 | 3.5MM LCPÂ® MEDIAL DISTAL TIBIA PLATE W/O TAB 6 HOLES-LEFT | Trauma | EA
238.704 | 10886982162113 | 3.5MM LCPÂ® MEDIAL DISTAL TIBIA PLATE W/O TAB 8 HOLES-RIGHT | Trauma | EA
238.705 | 10886982162137 | 3.5MM LCPÂ® MEDIAL DISTAL TIBIA PLATE W/O TAB 8 HOLES-LEFT | Trauma | EA
238.706 | 10886982162151 | 3.5MM LCPÂ® MEDIAL DISTAL TIBIA PLATE W/O TAB 10 HOLES-RIGHT | Trauma | EA
238.707 | 10886982162175 | 3.5MM LCPÂ® MEDIAL DISTAL TIBIA PLATE W/O TAB 10 HOLES-LEFT | Trauma | EA
238.708 | 10886982162199 | 3.5MM LCPÂ® MEDIAL DISTAL TIBIA PLATE W/O TAB 12 HOLES-RIGHT | Trauma | EA
238.709 | 10886982162212 | 3.5MM LCPÂ® MEDIAL DISTAL TIBIA PLATE W/O TAB 12 HOLES-LEFT | Trauma | EA
238.710 | 10886982162236 | 3.5MM LCPÂ® MEDIAL DISTAL TIBIA PLATE W/O TAB 14 HOLES-RIGHT | Trauma | EA
238.711 | 10886982162250 | 3.5MM LCPÂ® MEDIAL DISTAL TIBIA PLATE W/O TAB 14 HOLES-LEFT | Trauma | EA
306.456 | 10886982185372 | LID FOR IMPLANT MODULE FOR LCPÂ® DISTAL RADIUS PLATE SET | Trauma | EA
306.455 | 10886982185365 | IMPLANT MODULE FOR LCPÂ® DISTAL RADIUS PLATE SET | Trauma | EA
306.451 | 10886982185334 | LID FOR LCPÂ® DISTAL RADIUS PLATE SET GRAPHIC CASE | Trauma | EA
306.450 | 10886982185327 | GRAPHIC CASE FOR LCPÂ® DISTAL RADIUS PLATE SET | Trauma | EA
304.496 | 10886982184009 | SURGERY CENTER SCREW RACK FOR 3.0MM CANNULATED SCREWS | Trauma | EA
S30 | 10886982007896 | COMPRESSION PLATE | Trauma | EA
S31 | 10886982007902 | WASHER | Trauma | EA
690.450 | 10886982253750 | GRAPHIC CASE FOR MEDIUM EXTERNAL FIXATOR | Trauma | EA
242.802 | 10886982168801 | 4.5MM LCPÂ® PROXIMAL FEMUR PLATE 2 HOLES/139MM-RIGHT | Trauma | EA
242.804 | 10886982168825 | 4.5MM LCPÂ® PROXIMAL FEMUR PLATE 4 HOLES/175MM-RIGHT | Trauma | EA
242.806 | 10886982168849 | 4.5MM LCPÂ® PROXIMAL FEMUR PLATE 6 HOLES/211MM-RIGHT | Trauma | EA
242.808 | 10886982168863 | 4.5MM LCPÂ® PROXIMAL FEMUR PLATE 8 HOLES/247MM-RIGHT | Trauma | EA
242.810 | 10886982168887 | 4.5MM LCPÂ® PROXIMAL FEMUR PLATE 10 HOLES/283MM-RIGHT | Trauma | EA
242.812 | 10886982168900 | 4.5MM LCPÂ® PROXIMAL FEMUR PLATE 12 HOLES/319MM-RIGHT | Trauma | EA
242.814 | 10886982168924 | 4.5MM LCPÂ® PROXIMAL FEMUR PLATE 14 HOLES/355MM-RIGHT | Trauma | EA
242.816 | 10886982168948 | 4.5MM LCPÂ® PROXIMAL FEMUR PLATE 16 HOLES/391MM-RIGHT | Trauma | EA
690.803 | 10886982254986 | LABEL SHEET FOR DISTAL HUMERUS PLATE VARIOCASE | Trauma | EA
02.226.012 | 10886982057709 | 3.0MM HEADLESS COMPRESSION SCREW-SHORT THREAD 12MM | Trauma | EA
02.226.013 | 10886982057723 | 3.0MM HEADLESS COMPRESSION SCREW-SHORT THREAD 13MM | Trauma | EA
02.226.014 | 10886982057747 | 3.0MM HEADLESS COMPRESSION SCREW-SHORT THREAD 14MM | Trauma | EA
02.226.015 | 10886982057761 | 3.0MM HEADLESS COMPRESSION SCREW-SHORT THREAD 15MM | Trauma | EA
02.226.016 | 10886982057785 | 3.0MM HEADLESS COMPRESSION SCREW-SHORT THREAD 16MM | Trauma | EA
02.226.116 | 10886982058188 | 3.0MM HEADLESS COMPRESSION SCREW-LONG THREAD 16MM | Trauma | EA
02.226.117 | 10886982058201 | 3.0MM HEADLESS COMPRESSION SCREW-LONG THREAD 17MM | Trauma | EA
02.226.118 | 10886982058225 | 3.0MM HEADLESS COMPRESSION SCREW-LONG THREAD 18MM | Trauma | EA
02.226.119 | 10886982058249 | 3.0MM HEADLESS COMPRESSION SCREW-LONG THREAD 19MM | Trauma | EA
02.226.120 | 10886982058263 | 3.0MM HEADLESS COMPRESSION SCREW-LONG THREAD 20MM | Trauma | EA
02.226.121 | 10886982058287 | 3.0MM HEADLESS COMPRESSION SCREW-LONG THREAD 21MM | Trauma | EA
02.226.122 | 10886982058300 | 3.0MM HEADLESS COMPRESSION SCREW-LONG THREAD 22MM | Trauma | EA
02.226.123 | 10886982058324 | 3.0MM HEADLESS COMPRESSION SCREW-LONG THREAD 23MM | Trauma | EA
02.226.124 | 10886982058348 | 3.0MM HEADLESS COMPRESSION SCREW-LONG THREAD 24MM | Trauma | EA
02.226.125 | 10886982058362 | 3.0MM HEADLESS COMPRESSION SCREW-LONG THREAD 25MM | Trauma | EA
02.226.126 | 10886982058386 | 3.0MM HEADLESS COMPRESSION SCREW-LONG THREAD 26MM | Trauma | EA
02.226.127 | 10886982058409 | 3.0MM HEADLESS COMPRESSION SCREW-LONG THREAD 27MM | Trauma | EA
02.226.128 | 10886982058423 | 3.0MM HEADLESS COMPRESSION SCREW-LONG THREAD 28MM | Trauma | EA
02.226.017 | 10886982057808 | 3.0MM HEADLESS COMPRESSION SCREW-SHORT THREAD 17MM | Trauma | EA
02.226.129 | 10886982058447 | 3.0MM HEADLESS COMPRESSION SCREW-LONG THREAD 29MM | Trauma | EA
02.226.018 | 10886982057822 | 3.0MM HEADLESS COMPRESSION SCREW-SHORT THREAD 18MM | Trauma | EA
02.226.130 | 10886982058461 | 3.0MM HEADLESS COMPRESSION SCREW-LONG THREAD 30MM | Trauma | EA
02.226.019 | 10886982057846 | 3.0MM HEADLESS COMPRESSION SCREW-SHORT THREAD 19MM | Trauma | EA
02.226.020 | 10886982057860 | 3.0MM HEADLESS COMPRESSION SCREW-SHORT THREAD 20MM | Trauma | EA
02.226.021 | 10886982057884 | 3.0MM HEADLESS COMPRESSION SCREW-SHORT THREAD 21MM | Trauma | EA
02.226.022 | 10886982057907 | 3.0MM HEADLESS COMPRESSION SCREW-SHORT THREAD 22MM | Trauma | EA
02.226.023 | 10886982057921 | 3.0MM HEADLESS COMPRESSION SCREW-SHORT THREAD 23MM | Trauma | EA
02.226.024 | 10886982057945 | 3.0MM HEADLESS COMPRESSION SCREW-SHORT THREAD 24MM | Trauma | EA
02.226.025 | 10886982057969 | 3.0MM HEADLESS COMPRESSION SCREW-SHORT THREAD 25MM | Trauma | EA
02.226.026 | 10886982057983 | 3.0MM HEADLESS COMPRESSION SCREW-SHORT THREAD 26MM | Trauma | EA
02.226.027 | 10886982058003 | 3.0MM HEADLESS COMPRESSION SCREW-SHORT THREAD 27MM | Trauma | EA
02.226.028 | 10886982058027 | 3.0MM HEADLESS COMPRESSION SCREW-SHORT THREAD 28MM | Trauma | EA
02.226.029 | 10886982058041 | 3.0MM HEADLESS COMPRESSION SCREW-SHORT THREAD 29MM | Trauma | EA
02.226.132 | 10886982058485 | 3.0MM HEADLESS COMPRESSION SCREW-LONG THREAD 32MM | Trauma | EA
02.226.030 | 10886982058065 | 3.0MM HEADLESS COMPRESSION SCREW-SHORT THREAD 30MM | Trauma | EA
02.226.032 | 10886982058089 | 3.0MM HEADLESS COMPRESSION SCREW-SHORT THREAD 32MM | Trauma | EA
02.226.134 | 10886982058508 | 3.0MM HEADLESS COMPRESSION SCREW-LONG THREAD 34MM | Trauma | EA
02.226.034 | 10886982058102 | 3.0MM HEADLESS COMPRESSION SCREW-SHORT THREAD 34MM | Trauma | EA
02.226.036 | 10886982058126 | 3.0MM HEADLESS COMPRESSION SCREW-SHORT THREAD 36MM | Trauma | EA
02.226.136 | 10886982058522 | 3.0MM HEADLESS COMPRESSION SCREW-LONG THREAD 36MM | Trauma | EA
02.226.038 | 10886982058140 | 3.0MM HEADLESS COMPRESSION SCREW-SHORT THREAD 38MM | Trauma | EA
02.226.138 | 10886982058546 | 3.0MM HEADLESS COMPRESSION SCREW-LONG THREAD 38MM | Trauma | EA
02.226.040 | 10886982058164 | 3.0MM HEADLESS COMPRESSION SCREW-SHORT THREAD 40MM | Trauma | EA
02.226.140 | 10886982058560 | 3.0MM HEADLESS COMPRESSION SCREW-LONG THREAD 40MM | Trauma | EA
03.100.032 | 10886982070814 | RATCHETING HANDLE WITH QUICK COUPLING | Trauma | EA
690.830 | 10886982255112 | SELF-STICK LABEL 4.5MM LCPÂ® CONDYLAR PLATE | Trauma | EA
690.819 | 10886982255075 | SELF-STICK LABEL 3.5MM LCPÂ® PROXIMAL TIBIA PL | Trauma | EA
239.996S | 10886982164087 | 4.5MM LCPÂ® MEDIAL PROXIMAL TIBIA PLATE 16H/RT 322MM-STER | Trauma | EA
239.997S | 10886982164100 | 4.5MM LCPÂ® MEDIAL PROXIMAL TIBIA PLATE 16H/LT 322MM-STER | Trauma | EA
242.125S | 10886982168177 | 4.5MM LCPÂ® PROXIMAL FEMUR HOOK PLATE 12 HOLES/313MM-STERILE | Trauma | EA
242.124S | 10886982168153 | 4.5MM LCPÂ® PROXIMAL FEMUR HOOK PLATE 10 HOLES/277MM-STERILE | Trauma | EA
690.428 | 10886982253583 | LID FOR 3.5MM LOW PROFILE PELVIC REDUCTION INSTRUMENTS | Trauma | EA
03.010.152 | 10886982067999 | STAR/HEXDRIVE SCRWDRVR SHAFT T25 3.5MM HEX/SLF-RETAIN 280MM | Trauma | EA
03.010.150 | 10886982067975 | STAR/HEXDRIVE SCREWDRIVER T25 3.5MM HEX/SELF-RETAINING | Trauma | EA
03.010.151 | 10886982067982 | STAR/HEXDRIVE SCRWDRVR SHAFT T25 3.5MM HEX/SLF-RETAIN 165MM | Trauma | EA
04.200.010 | 10886982115645 | 3.5MM TI STARDRIVE CORTEX SCREW SELF-TAPPING 10MM | Trauma | EA
04.200.012 | 10886982115652 | 3.5MM TI STARDRIVE CORTEX SCREW SELF-TAPPING 12MM | Trauma | EA
04.200.014 | 10886982115669 | 3.5MM TI STARDRIVE CORTEX SCREW SELF-TAPPING 14MM | Trauma | EA
04.200.016 | 10886982115676 | 3.5MM TI STARDRIVE CORTEX SCREW SELF-TAPPING 16MM | Trauma | EA
04.200.018 | 10886982115683 | 3.5MM TI STARDRIVE CORTEX SCREW SELF-TAPPING 18MM | Trauma | EA
04.200.020 | 10886982115690 | 3.5MM TI STARDRIVE CORTEX SCREW SELF-TAPPING 20MM | Trauma | EA
04.200.022 | 10886982115706 | 3.5MM TI STARDRIVE CORTEX SCREW SELF-TAPPING 22MM | Trauma | EA
04.200.024 | 10886982115713 | 3.5MM TI STARDRIVE CORTEX SCREW SELF-TAPPING 24MM | Trauma | EA
04.200.026 | 10886982115720 | 3.5MM TI STARDRIVE CORTEX SCREW SELF-TAPPING 26MM | Trauma | EA
04.200.028 | 10886982115737 | 3.5MM TI STARDRIVE CORTEX SCREW SELF-TAPPING 28MM | Trauma | EA
04.200.030 | 10886982115744 | 3.5MM TI STARDRIVE CORTEX SCREW SELF-TAPPING 30MM | Trauma | EA
04.200.032 | 10886982115751 | 3.5MM TI STARDRIVE CORTEX SCREW SELF-TAPPING 32MM | Trauma | EA
04.200.034 | 10886982115768 | 3.5MM TI STARDRIVE CORTEX SCREW SELF-TAPPING 34MM | Trauma | EA
04.200.036 | 10886982115775 | 3.5MM TI STARDRIVE CORTEX SCREW SELF-TAPPING 36MM | Trauma | EA
04.200.038 | 10886982115782 | 3.5MM TI STARDRIVE CORTEX SCREW SELF-TAPPING 38MM | Trauma | EA
04.200.040 | 10886982115799 | 3.5MM TI STARDRIVE CORTEX SCREW SELF-TAPPING 40MM | Trauma | EA
04.200.042 | 10886982115805 | 3.5MM TI STARDRIVE CORTEX SCREW SELF-TAPPING 42MM | Trauma | EA
04.200.044 | 10886982115812 | 3.5MM TI STARDRIVE CORTEX SCREW SELF-TAPPING 44MM | Trauma | EA
04.200.045 | 10886982115829 | 3.5MM TI STARDRIVE CORTEX SCREW SELF-TAPPING 45MM | Trauma | EA
04.200.046 | 10886982115836 | 3.5MM TI STARDRIVE CORTEX SCREW SELF-TAPPING 46MM | Trauma | EA
04.200.048 | 10886982115843 | 3.5MM TI STARDRIVE CORTEX SCREW SELF-TAPPING 48MM | Trauma | EA
04.200.050 | 10886982115850 | 3.5MM TI STARDRIVE CORTEX SCREW SELF-TAPPING 50MM | Trauma | EA
04.200.055 | 10886982115867 | 3.5MM TI STARDRIVE CORTEX SCREW SELF-TAPPING 55MM | Trauma | EA
04.200.060 | 10886982115874 | 3.5MM TI STARDRIVE CORTEX SCREW SELF-TAPPING 60MM | Trauma | EA
294.768 | 10886982181787 | 4.0MM/2.5MM SCHANZ SCREW 20MM THREAD/80MM | Trauma | EA
05.001.027 | 10886982128393 | SEAL NIPPLE FOR CABLES FOR ELECTRIC PEN DRIVE | Trauma | EA
05.001.066 | 10886982128898 | IRRIGATION NOZZLE-SHORT FOR ELECTRIC PEN DRIVE | Trauma | EA
05.001.067 | 10886982128904 | IRRIGATION NOZZLE-MEDIUM FOR ELECTRIC PEN DRIVE | Trauma | EA
05.001.068 | 10886982128911 | IRRIGATION NOZZLE-LONG FOR ELECTRIC PEN DRIVE | Trauma | EA
05.001.071 | 10886982128935 | IRRIGATION NOZZLE FOR EPD RECIPROCATING SAW ATTACHMENT | Trauma | EA
05.001.074 | 10886982128959 | HANDHOLD FOR TOOL CHANGE FOR PEN DRIVE ATTACHMENTS | Trauma | EA
05.001.070 | 10886982128928 | IRRIGATION NOZZLE FOR EPD SAGITTAL SAW ATTACHMENT | Trauma | EA
690.911 | 10886982255303 | SINGLE LEVEL GRAPHIC CASE BASE 510MM X 250MM | Trauma | EA
690.912 | 10886982255310 | TWO LEVEL GRAPHIC CASE BASE 510MM X 250MM | Trauma | EA
690.913 | 10886982255327 | THREE LEVEL GRAPHIC CASE BASE 510MM X 250MM | Trauma | EA
690.916 | 10886982255334 | FULL TRAY FOR 510MM X 250MM GRAPHIC CASE | Trauma | EA
690.917 | 10886982255341 | FULL TRAY FINGER MAT FOR 510MM X 250MM GRAPHIC CASE | Trauma | EA
394.791 | 10886982199768 | LRG EX-FIX 11.0MM CURVED CRBN FBR ROD-45Â°/MR-CONDITIONAL | Trauma | EA
394.792 | 10886982199775 | LRG EX-FIX 11.0MM CURVED CRBN FBR ROD-90Â°/MR-CONDITIONAL | Trauma | EA
394.793 | 10886982199782 | LRG EX-FIX 11.0MM CURVED CRBN FIBER ROD-135Â°/MR-CONDITIONAL | Trauma | EA
05.001.099 | 10886982129215 | MAINTENANCE STATION FOR ELECTRIC PEN DRIVE | Trauma | EA
312.910 | 10886982188007 | GUIDING BLOCK FOR 3.5MM LCP OLECRANON PLATE-RIGHT | Trauma | EA
312.911 | 10886982188014 | GUIDING BLOCK FOR 3.5MM LCP OLECRANON PLATE-LEFT | Trauma | EA
05.001.098 | 10886982129208 | MAINTENANCE SPRAY FOR PEN DRIVE | Trauma | EA
690.438 | 10886982253675 | SCREW RACK FOR 3.5MM LOCKING SCREWS | Trauma | EA
236.504 | 10886982160690 | 3.5MM LCP OLECRANON PLATE 4 HOLES/RIGHT/112MM | Trauma | EA
236.505 | 10886982160713 | 3.5MM LCP OLECRANON PLATE 4 HOLES/LEFT/112MM | Trauma | EA
236.508 | 10886982160775 | 3.5MM LCP OLECRANON PLATE 8 HOLES/RIGHT/164MM | Trauma | EA
236.509 | 10886982160799 | 3.5MM LCP OLECRANON PLATE 8 HOLES/LEFT/164MM | Trauma | EA
436.504 | 10886982217936 | 3.5MM TI LCP OLECRANON PLATE 4 HOLES/RIGHT/112MM | Trauma | EA
436.505 | 10886982217950 | 3.5MM TI LCP OLECRANON PLATE 4 HOLES/LEFT/112MM | Trauma | EA
436.508 | 10886982218018 | 3.5MM TI LCP OLECRANON PLATE 8 HOLES/RIGHT/164MM | Trauma | EA
436.509 | 10886982218032 | 3.5MM TI LCP OLECRANON PLATE 8 HOLES/LEFT/164MM | Trauma | EA
690.487 | 10886982254085 | LID FOR MINIMALLY INVASIVE REDUCTION AND PLATE INSERTION | Trauma | EA
690.488 | 10886982254092 | TRAY FOR MINIMALLY INVASIVE REDUCTION HANDLES-LARGE | Trauma | EA
306.005 | 10886982185266 | SILICONE FINGER MAT FOR 220MM X 105MM ALUMINUM CASE | Trauma | EA
02.100.020 | 10886982028280 | 2.4MM/2.7MM LOCKING NAVICULAR PLATE | Trauma | EA
02.100.021 | 10886982028303 | 2.4MM/2.7MM LOCKING CUBOID PLATE-LEFT | Trauma | EA
02.100.022 | 10886982028327 | 2.4MM/2.7MM LOCKING CUBOID PLATE-RIGHT | Trauma | EA
02.100.023 | 10886982028341 | 2.4MM/2.7MM LOCKING TALUS PLATE | Trauma | EA
04.100.020 | 10886982099426 | 2.4/2.7MM TI LOCKING NAVICULAR PLATE | Trauma | EA
04.100.021 | 10886982099440 | 2.4/2.7MM TI LOCKING CUBOID PLATE-LEFT | Trauma | EA
04.100.022 | 10886982099464 | 2.4/2.7MM TI LOCKING CUBOID PLATE-RIGHT | Trauma | EA
04.100.023 | 10886982099488 | 2.4/2.7MM TI LOCKING TALUS PLATE | Trauma | EA
05.001.042 | 10886982128607 | 45Â° DRILLING ATTACHMENT MINI QC FOR PEN DRIVE | Trauma | EA
05.001.043 | 10886982128621 | 45Â° DRILLING ATTACHMENT J-LATCH COUPLING FOR PEN DRIVE | Trauma | EA
05.001.044 | 10886982128645 | 45Â° DRILLING ATTACHMENT AO/ASIF COUPLING FOR PEN DRIVE | Trauma | EA
05.001.029 | 10886982128423 | SCREW ATTACHMENT HEX COUPLING FOR PEN DRIVE | Trauma | EA
04.226.136 | 10886982122247 | 3.0MM TI HEADLESS COMPRESSION SCREW-LONG THREAD 36MM | Trauma | EA
04.226.138 | 10886982122261 | 3.0MM TI HEADLESS COMPRESSION SCREW-LONG THREAD 38MM | Trauma | EA
04.226.140 | 10886982122285 | 3.0MM TI HEADLESS COMPRESSION SCREW-LONG THREAD 40MM | Trauma | EA
690.455 | 10886982253804 | RING RACK FOR DISTRACTION OSTEOGENESIS SYSTEM RING | Trauma | EA
04.005.691S | 10886982087034 | 6.0MM TI LOCKING SCREW W/T25 STARDRIVE 105MM F/IM NAIL-STER | Trauma | EA
04.005.692S | 10886982087058 | 6.0MM TI LOCKING SCREW W/T25 STARDRIVE 110MM F/IM NAIL-STER | Trauma | EA
04.005.693S | 10886982087072 | 6.0MM TI LOCKING SCREW W/T25 STARDRIVE 115MM F/IM NAIL-STER | Trauma | EA
04.005.694S | 10886982087096 | 6.0MM TI LOCKING SCREW W/T25 STARDRIVE 120MM F/IM NAIL-STER | Trauma | EA
04.005.695S | 10886982087119 | 6.0MM TI LOCKING SCREW W/T25 STARDRIVE 125MM F/IM NAIL-STER | Trauma | EA
05.001.095 | 10886982129154 | OIL DISPENSER WITH SYNTHES OIL FOR PEN DRIVE | Trauma | EA
05.001.028 | 10886982128409 | SCREW ATTACHMENT AO COUPLING FOR PEN DRIVE | Trauma | EA
05.001.059 | 10886982128836 | CRANIOTOME ATTACHMENT FOR PEN DRIVE | Trauma | EA
05.001.094 | 10886982129147 | MAINTENANCE KIT FOR EPD MAINTENANCE STATION | Trauma | EA
02.204.020 | 10886982049346 | 4.0MM LOCKING SCREW SLF-TPNG WITH T25 STARDRIVE RECESS 20MM | Trauma | EA
02.204.024 | 10886982049360 | 4.0MM LOCKING SCREW SLF-TPNG WITH T25 STARDRIVE RECESS 24MM | Trauma | EA
02.204.028 | 10886982049384 | 4.0MM LOCKING SCREW SLF-TPNG WITH T25 STARDRIVE RECESS 28MM | Trauma | EA
02.204.032 | 10886982049407 | 4.0MM LOCKING SCREW SLF-TPNG WITH T25 STARDRIVE RECESS 32MM | Trauma | EA
02.204.036 | 10886982049421 | 4.0MM LOCKING SCREW SLF-TPNG WITH T25 STARDRIVE RECESS 36MM | Trauma | EA
02.204.040 | 10886982049445 | 4.0MM LOCKING SCREW SLF-TPNG WITH T25 STARDRIVE RECESS 40MM | Trauma | EA
02.204.044 | 10886982049469 | 4.0MM LOCKING SCREW SLF-TPNG WITH T25 STARDRIVE RECESS 44MM | Trauma | EA
02.204.048 | 10886982049483 | 4.0MM LOCKING SCREW SLF-TPNG WITH T25 STARDRIVE RECESS 48MM | Trauma | EA
02.204.052 | 10886982049506 | 4.0MM LOCKING SCREW SLF-TPNG WITH T25 STARDRIVE RECESS 52MM | Trauma | EA
02.204.056 | 10886982049520 | 4.0MM LOCKING SCREW SLF-TPNG WITH T25 STARDRIVE RECESS 56MM | Trauma | EA
02.204.060 | 10886982049544 | 4.0MM LOCKING SCREW SLF-TPNG WITH T25 STARDRIVE RECESS 60MM | Trauma | EA
690.481 | 10886982254023 | 4.5MM LCP(TM) PROXIMAL FEMUR HOOK PLATE GRAPHIC CASE | Trauma | EA
02.207.020 | 10886982051738 | 7.3MM CANNULATED LOCKING SCREW 20MM | Trauma | EA
02.207.025 | 10886982051745 | 7.3MM CANNULATED LOCKING SCREW 25MM | Trauma | EA
02.207.030 | 10886982051752 | 7.3MM CANNULATED LOCKING SCREW 30MM | Trauma | EA
02.207.035 | 10886982051769 | 7.3MM CANNULATED LOCKING SCREW 35MM | Trauma | EA
02.207.040 | 10886982051776 | 7.3MM CANNULATED LOCKING SCREW 40MM | Trauma | EA
02.207.045 | 10886982051783 | 7.3MM CANNULATED LOCKING SCREW 45MM | Trauma | EA
04.204.020 | 10886982116093 | 4.0MM TI LOCKING SCR SLF-TPNG WITH T25 STARDRIVE RECESS 20MM | Trauma | EA
04.204.024 | 10886982116116 | 4.0MM TI LOCKING SCR SLF-TPNG WITH T25 STARDRIVE RECESS 24MM | Trauma | EA
04.204.028 | 10886982116130 | 4.0MM TI LOCKING SCR SLF-TPNG WITH T25 STARDRIVE RECESS 28MM | Trauma | EA
04.204.032 | 10886982116154 | 4.0MM TI LOCKING SCR SLF-TPNG WITH T25 STARDRIVE RECESS 32MM | Trauma | EA
04.204.036 | 10886982116178 | 4.0MM TI LOCKING SCR SLF-TPNG WITH T25 STARDRIVE RECESS 36MM | Trauma | EA
04.204.040 | 10886982116192 | 4.0MM TI LOCKING SCR SLF-TPNG WITH T25 STARDRIVE RECESS 40MM | Trauma | EA
04.204.044 | 10886982116215 | 4.0MM TI LOCKING SCR SLF-TPNG WITH T25 STARDRIVE RECESS 44MM | Trauma | EA
04.204.048 | 10886982116239 | 4.0MM TI LOCKING SCR SLF-TPNG WITH T25 STARDRIVE RECESS 48MM | Trauma | EA
04.204.052 | 10886982116253 | 4.0MM TI LOCKING SCR SLF-TPNG WITH T25 STARDRIVE RECESS 52MM | Trauma | EA
04.204.056 | 10886982116277 | 4.0MM TI LOCKING SCR SLF-TPNG WITH T25 STARDRIVE RECESS 56MM | Trauma | EA
04.204.060 | 10886982116291 | 4.0MM TI LOCKING SCR SLF-TPNG WITH T25 STARDRIVE RECESS 60MM | Trauma | EA
VP4400.L3 | 10886982012166 | 2.7MM TPLO PLATE/LEFT 3 HOLES | Trauma | EA
VP4400.R3 | 10886982012173 | 2.7MM TPLO PLATE/RIGHT 3 HOLES | Trauma | EA
VP4401.R3 | 10886982012197 | 3.5MM TPLO PLATE/RIGHT 3 HOLES | Trauma | EA
VP4401.L3 | 10886982012180 | 3.5MM TPLO PLATE/LEFT 3 HOLES | Trauma | EA
03.008.008S | 10886982066879 | 5.0MM THREE-FLUTED DRILL BIT QC/356MM/126MM CALIB-STERILE | Trauma | EA
690.861 | 10886982255228 | LABEL SHEET FOR STAR/HEXDRIVE SCREWDRIVER | Trauma | EA
240.048S | 10886982164674 | 4.5MM LCP(TM) PROXIMAL TIBIA PL 16 HOLES/298MM RT-STERILE | Trauma | EA
240.049S | 10886982164681 | 4.5MM LCP(TM) PROXIMAL TIBIA PL 16 HOLES/298MM LT-STERILE | Trauma | EA
240.052S | 10886982164698 | 4.5MM LCP(TM) PROXIMAL TIBIA PL 18 HOLES/334MM RT-STERILE | Trauma | EA
240.053S | 10886982164704 | 4.5MM LCP(TM) PROXIMAL TIBIA PL 18 HOLES/334MM LT-STERILE | Trauma | EA
240.054S | 10886982164711 | 4.5MM LCP(TM) PROXIMAL TIBIA PL 20 HOLES/370MM RT-STERILE | Trauma | EA
240.055S | 10886982164728 | 4.5MM LCP(TM) PROXIMAL TIBIA PL 20 HOLES/370MM LT-STERILE | Trauma | EA
690.421 | 10886982253521 | LOWER TRAY FOR 3.5MM LOW PROFILE PELVIC RETRACTORS | Trauma | EA
690.422 | 10886982253538 | LID FOR 3.5MM LOW PROFILE PELVIC RETRACTORS | Trauma | EA
VQ0001.01 | 10886982012425 | REPLACEMENT JIG PIN SCREW FOR USE W/STANDARD TPLO JIG | Trauma | EA
VQ0001.02 | 10886982012432 | REPLACEMENT HINGE SCREW FOR USE W/STANDARD TPLO JIG | Trauma | EA
VQ0001.03 | 10886982012449 | REPLACEMENT SAW GUIDE SCREW FOR USE W/STANDARD TPLO JIG | Trauma | EA
690.862 | 10886982255235 | LABEL SHEET F/3.5MM LCP DISTAL HUMERUS GRAPHIC CASE | Trauma | EA
690.593 | 10886982254900 | SMALL FRAGMENT-STANDARD SCREW RACK | Trauma | EA
690.592 | 10886982254894 | SMALL FRAGMENT-LOCKING SCREW RACK | Trauma | EA
690.515 | 10886982254276 | SMALL FRAGMENT SCREW SET GRAPHIC CASE | Trauma | EA
690.590 | 10886982254825 | TPLO PLATE SET GRAPHIC CASE | Trauma | EA
690.591 | 10886982254832 | SMALL FRAGMENT INSTRUMENT SET GRAPHIC CASE | Trauma | EA
03.311.916 | 10886982079381 | CARBON FIBER FOOT RING 160MM DIAMETER/SHORT | Trauma | EA
03.311.918 | 10886982079398 | CARBON FIBER FOOT RING 180MM DIAMETER/SHORT | Trauma | EA
03.311.948 | 10886982079435 | CARBON FIBER FOOT RING 180MM DIAMETER/LONG | Trauma | EA
309.503S | 10886982185785 | 2.5MM HIGH SPEED DRILL BIT STERILE | Trauma | EA
309.504S | 10886982185792 | 3.5MM HIGH SPEED DRILL BIT STERILE | Trauma | EA
309.506S | 10886982185808 | 4.8MM HIGH SPEED DRILL BIT STERILE | Trauma | EA
03.390.052S | 10886982079541 | DISTAL RADIUS FIXATOR KIT 200MM ROD/SCHANZ SCREW-STERILE | Trauma | EA
03.390.053S | 10886982079558 | DISTAL RADIUS FIXATOR KIT 220MM ROD/SCHANZ SCREW-STERILE | Trauma | EA
03.390.054S | 10886982079565 | DISTAL RADIUS FIXATOR KIT 240MM ROD/SCHANZ SCREW-STERILE | Trauma | EA
03.390.055S | 10886982079572 | DISTAL RADIUS FIXATOR KIT 200MM ROD/TI SCHANZ SCREW-STER | Trauma | EA
03.390.056S | 10886982079589 | DISTAL RADIUS FIXATOR KIT 220MM ROD/TI SCHANZ SCREW-STER | Trauma | EA
03.390.057S | 10886982079596 | DISTAL RADIUS FIXATOR KIT 240MM ROD/TI SCHANZ SCREW-STER | Trauma | EA
02.104.004 | 10886982028983 | 3.5MM LCP EXTRA-ARTICLR DISTAL HUMERUS PL 4H/RT 122MM LONG | Trauma | EA
02.104.006 | 10886982029003 | 3.5MM LCP EXTRA-ARTICLR DISTAL HUMERUS PL 6H/RT 158MM LONG | Trauma | EA
02.104.008 | 10886982029027 | 3.5MM LCP EXTRA-ARTICLR DISTAL HUMERUS PL 8H/RT 194MM LONG | Trauma | EA
02.104.010 | 10886982029041 | 3.5MM LCP EXTRA-ARTICLR DISTAL HUMERUS PL 10H/RT 230MM LONG | Trauma | EA
02.104.012 | 10886982029065 | 3.5MM LCP EXTRA-ARTICLR DISTAL HUMERUS PL 12H/RT 266MM LONG | Trauma | EA
02.104.014 | 10886982029089 | 3.5MM LCP EXTRA-ARTICLR DISTAL HUMERUS PL 14H/RT 302MM LONG | Trauma | EA
02.104.024 | 10886982029102 | 3.5MM LCP EXTRA-ARTICLR DISTAL HUMERUS PL 4H/LT 122MM LONG | Trauma | EA
02.104.026 | 10886982029126 | 3.5MM LCP EXTRA-ARTICLR DISTAL HUMERUS PL 6H/LT 158MM LONG | Trauma | EA
02.104.028 | 10886982029140 | 3.5MM LCP EXTRA-ARTICLR DISTAL HUMERUS PL 8H/LT 194MM LONG | Trauma | EA
02.104.030 | 10886982029164 | 3.5MM LCP EXTRA-ARTICLR DISTAL HUMERUS PL 10H/LT 230MM LONG | Trauma | EA
02.104.032 | 10886982029188 | 3.5MM LCP EXTRA-ARTICLR DISTAL HUMERUS PL 12H/LT 266MM LONG | Trauma | EA
02.104.034 | 10886982029201 | 3.5MM LCP EXTRA-ARTICLR DISTAL HUMERUS PL 14H/LT 302MM LONG | Trauma | EA
690.833 | 10886982255136 | LABEL SHEET F/4.0MM TI LOCKING SCREWS/SLF-TPNG/T25 STARDRIVE | Trauma | EA
690.834 | 10886982255143 | LABEL SHEET F/5.0MM CANNULATED LOCKING SCREWS | Trauma | EA
690.835 | 10886982255150 | LABEL SHEET F/5.0MM TI CANN LOCKING SCREWS | Trauma | EA
690.836 | 10886982255167 | LABEL SHEET F/7.3MM CANNULATED LOCKING SCREWS | Trauma | EA
690.832 | 10886982255129 | LABEL SHEET F/4.0MM LOCKING SCREWS/SLF-TPNG/T25 STARDRIVE | Trauma | EA
690.109 | 10886982251954 | TEN SYSTEM GRAPHIC CASE | Trauma | EA
359.225 | 10886982197269 | LOCKING SLIDE HAMMER 400 GRAMS | Trauma | EA
690.456 | 10886982253811 | GRAPHIC CASE FOR DISTRACTION OSTEOGENESIS RINGS-STACKED | Trauma | EA
304.459 | 10886982183965 | LONG CONNECTION BOLT RACK | Trauma | EA
440.036S | 10886982220035 | 4.5MM TI LCP(TM) PROX TIBIA PLATE 4H/82MM/RIGHT-STERILE | Trauma | EA
439.934S | 10886982219114 | 3.5MM TI LCP(TM) PROX TIBIA PLATE 4H/81MM/RIGHT-STERILE | Trauma | EA
440.037S | 10886982220059 | 4.5MM TI LCP(TM) PROX TIBIA PLATE 4H/82MM/LEFT-STERILE | Trauma | EA
439.935S | 10886982219138 | 3.5MM TI LCP(TM) PROX TIBIA PLATE 4H/81MM/LEFT-STERILE | Trauma | EA
440.038S | 10886982220073 | 4.5MM TI LCP(TM) PROX TIBIA PLATE 6H/118MM/RIGHT-STERILE | Trauma | EA
439.936S | 10886982219152 | 3.5MM TI LCP(TM) PROX TIBIA PLATE 6H/107MM/RIGHT-STERILE | Trauma | EA
440.039S | 10886982220097 | 4.5MM TI LCP(TM) PROX TIBIA PLATE 6H/118MM/LEFT-STERILE | Trauma | EA
439.937S | 10886982219176 | 3.5MM TI LCP(TM) PROX TIBIA PLATE 6H/107MM/LEFT-STERILE | Trauma | EA
440.040S | 10886982220110 | 4.5MM TI LCP(TM) PROX TIBIA PLATE 8H/154MM/RIGHT-STERILE | Trauma | EA
440.041S | 10886982220134 | 4.5MM TI LCP(TM) PROX TIBIA PLATE 8H/154MM/LEFT-STERILE | Trauma | EA
439.938S | 10886982219190 | 3.5MM TI LCP(TM) PROX TIBIA PLATE 8H/133MM/RIGHT-STERILE | Trauma | EA
440.042S | 10886982220158 | 4.5MM TI LCP(TM) PROX TIBIA PLATE 10H/190MM/RIGHT-STERILE | Trauma | EA
439.939S | 10886982219213 | 3.5MM TI LCP(TM) PROX TIBIA PLATE 8H/133MM/LEFT-STERILE | Trauma | EA
440.043S | 10886982220172 | 4.5MM TI LCP(TM) PROX TIBIA PLATE 10H/190MM/LEFT-STERILE | Trauma | EA
439.940S | 10886982219237 | 3.5MM TI LCP(TM) PROX TIBIA PLATE 10H/159MM/RIGHT-STERILE | Trauma | EA
440.044S | 10886982220196 | 4.5MM TI LCP(TM) PROX TIBIA PLATE 12H/226MM/RIGHT-STERILE | Trauma | EA
440.045S | 10886982220219 | 4.5MM TI LCP(TM) PROX TIBIA PLATE 12H/226MM/LEFT-STERILE | Trauma | EA
439.941S | 10886982219251 | 3.5MM TI LCP(TM) PROX TIBIA PLATE 10H/159MM/LEFT-STERILE | Trauma | EA
440.046S | 10886982220233 | 4.5MM TI LCP(TM) PROX TIBIA PLATE 14H/262MM/RIGHT-STERILE | Trauma | EA
439.942S | 10886982219275 | 3.5MM TI LCP(TM) PROX TIBIA PLATE 12H/185MM/RIGHT-STERILE | Trauma | EA
440.047S | 10886982220257 | 4.5MM TI LCP(TM) PROX TIBIA PLATE 14H/262MM/LEFT-STERILE | Trauma | EA
439.943S | 10886982219299 | 3.5MM TI LCP(TM) PROX TIBIA PLATE 12H/185MM/LEFT-STERILE | Trauma | EA
439.944S | 10886982219312 | 3.5MM TI LCP(TM) PROX TIBIA PLATE 14H/211MM/RIGHT-STERILE | Trauma | EA
439.945S | 10886982219336 | 3.5MM TI LCP(TM) PROX TIBIA PLATE 14H/211MM/LEFT-STERILE | Trauma | EA
439.946S | 10886982219350 | 3.5MM TI LCP(TM) PROX TIBIA PLATE 16H/237MM/RIGHT-STERILE | Trauma | EA
439.947S | 10886982219374 | 3.5MM TI LCP(TM) PROX TIBIA PLATE 16H/237MM/LEFT-STERILE | Trauma | EA
690.516 | 10886982254283 | CLAMP ROD INTERNAL FIXATION (CRIF) IMPLANT GRAPHIC CASE | Trauma | EA
359.224 | 10886982197252 | LOCKING PLIERS-LONG | Trauma | EA
690.394 | 10886982253361 | 4.5MM LCPÂ® MEDIAL PROXIMAL TIBIA PLATE SET GRAPHIC CASE | Trauma | EA
352.250 | 10886982194411 | 12.0MM REAMER HEAD FOR REAMER/IRRIGATOR/ASPIRATOR | Trauma | EA
352.251 | 10886982194435 | 12.5MM REAMER HEAD FOR REAMER/IRRIGATOR/ASPIRATOR | Trauma | EA
352.252 | 10886982194459 | 13.0MM REAMER HEAD FOR REAMER/IRRIGATOR/ASPIRATOR | Trauma | EA
352.253 | 10886982194473 | 13.5MM REAMER HEAD FOR REAMER/IRRIGATOR/ASPIRATOR | Trauma | EA
352.254 | 10886982194497 | 14.0MM REAMER HEAD FOR REAMER/IRRIGATOR/ASPIRATOR | Trauma | EA
352.255 | 10886982194510 | 14.5MM REAMER HEAD FOR REAMER/IRRIGATOR/ASPIRATOR | Trauma | EA
352.256 | 10886982194534 | 15.0MM REAMER HEAD FOR REAMER/IRRIGATOR/ASPIRATOR | Trauma | EA
352.257 | 10886982194558 | 15.5MM REAMER HEAD FOR REAMER/IRRIGATOR/ASPIRATOR | Trauma | EA
352.258 | 10886982194572 | 16.0MM REAMER HEAD FOR REAMER/IRRIGATOR/ASPIRATOR | Trauma | EA
352.259 | 10886982194596 | 16.5MM REAMER HEAD FOR REAMER/IRRIGATOR/ASPIRATOR | Trauma | EA
441.918 | 10886982222473 | 3.5MM TI LCPÂ® PROXIMAL HUMERUS PLATE-LONG 5H SHAFT/142MM | Trauma | EA
441.919 | 10886982222497 | 3.5MM TI LCPÂ® PROXIMAL HUMERUS PLATE-LONG 6H SHAFT/160MM | Trauma | EA
441.921 | 10886982222510 | 3.5MM TI LCPÂ® PROXIMAL HUMERUS PLATE-LONG 8H SHAFT/196MM | Trauma | EA
441.923 | 10886982222534 | 3.5MM TI LCPÂ® PROXIMAL HUMERUS PLATE-LONG 10H SHAFT/232MM | Trauma | EA
441.925 | 10886982222558 | 3.5MM TI LCPÂ® PROXIMAL HUMERUS PLATE-LONG 12H SHAFT/268MM | Trauma | EA
02.001.300 | 10886982027535 | 4.5MM LCPÂ® CURVED CONDYLAR PLATE 10 HOLES/242MM-LEFT | Trauma | EA
02.001.302 | 10886982027559 | 4.5MM LCPÂ® CURVED CONDYLAR PLATE 12 HOLES/278MM-LEFT | Trauma | EA
02.001.304 | 10886982027573 | 4.5MM LCPÂ® CURVED CONDYLAR PLATE 14 HOLES/314MM-LEFT | Trauma | EA
02.001.306 | 10886982027597 | 4.5MM LCPÂ® CURVED CONDYLAR PLATE 16 HOLES/350MM-LEFT | Trauma | EA
02.001.308 | 10886982027610 | 4.5MM LCPÂ® CURVED CONDYLAR PLATE 18 HOLES/386MM-LEFT | Trauma | EA
02.001.320 | 10886982027658 | 4.5MM LCPÂ® CURVED CONDYLAR PLATE 10 HOLES/242MM-RIGHT | Trauma | EA
02.001.324 | 10886982027696 | 4.5MM LCPÂ® CURVED CONDYLAR PLATE 14 HOLES/314MM-RIGHT | Trauma | EA
02.001.322 | 10886982027672 | 4.5MM LCPÂ® CURVED CONDYLAR PLATE 12 HOLES/278MM-RIGHT | Trauma | EA
02.001.326 | 10886982027719 | 4.5MM LCPÂ® CURVED CONDYLAR PLATE 16 HOLES/350MM-RIGHT | Trauma | EA
02.001.328 | 10886982027733 | 4.5MM LCPÂ® CURVED CONDYLAR PLATE 18 HOLES/386MM-RIGHT | Trauma | EA
690.486 | 10886982254078 | GRAPHIC CASE FOR LCPÂ® METAPHYSEAL PLATE SET | Trauma | EA
SD442.004 | 10886982007391 | TI LCPÂ® WRIST FUSION PLATE 10 HOLES/SHORT BEND | Trauma | EA
SD242.004 | 10886982003645 | LCPÂ® WRIST FUSION PLATE 10 HOLES/SHORT BEND | Trauma | EA
690.415 | 10886982253460 | 3.5MM LCP ELBOW SYSTEM GRAPHIC CASE | Trauma | EA
690.416 | 10886982253477 | SCREW RACK FOR LCPÂ® DISTAL HUMERUS PL SET GRAPHIC CASE | Trauma | EA
690.417 | 10886982253484 | 3.5MM TI LCP ELBOW SYSTEM GRAPHIC CASE | Trauma | EA
690.418 | 10886982253491 | SCREW RACK FOR TI LCPÂ® DISTAL HUMERUS PL SET GRAPHIC CASE | Trauma | EA
02.001.300S | 10886982027542 | 4.5MM LCPÂ® CURVED CONDYLAR PLATE 10H/242MM/LEFT-STERILE | Trauma | EA
02.001.320S | 10886982027665 | 4.5MM LCPÂ® CURVED CONDYLAR PLATE 10H/242MM/RIGHT-STERILE | Trauma | EA
02.001.302S | 10886982027566 | 4.5MM LCPÂ® CURVED CONDYLAR PLATE 12H/278MM/LEFT-STERILE | Trauma | EA
02.001.322S | 10886982027689 | 4.5MM LCPÂ® CURVED CONDYLAR PLATE 12H/278MM/RIGHT-STERILE | Trauma | EA
02.001.304S | 10886982027580 | 4.5MM LCPÂ® CURVED CONDYLAR PLATE 14H/314MM/LEFT-STERILE | Trauma | EA
02.001.324S | 10886982027702 | 4.5MM LCPÂ® CURVED CONDYLAR PLATE 14H/314MM/RIGHT-STERILE | Trauma | EA
02.001.306S | 10886982027603 | 4.5MM LCPÂ® CURVED CONDYLAR PLATE 16H/350MM/LEFT-STERILE | Trauma | EA
02.001.326S | 10886982027726 | 4.5MM LCPÂ® CURVED CONDYLAR PLATE 16H/350MM/RIGHT-STERILE | Trauma | EA
02.001.308S | 10886982027627 | 4.5MM LCPÂ® CURVED CONDYLAR PLATE 18H/386MM/LEFT-STERILE | Trauma | EA
02.001.328S | 10886982027740 | 4.5MM LCPÂ® CURVED CONDYLAR PLATE 18H/386MM/RIGHT-STERILE | Trauma | EA
02.001.310S | 10886982027634 | 4.5MM LCPÂ® CURVED CONDYLAR PLATE 20H/422MM/LEFT-STERILE | Trauma | EA
02.001.330S | 10886982027757 | 4.5MM LCPÂ® CURVED CONDYLAR PLATE 20H/422MM/RIGHT-STERILE | Trauma | EA
02.001.312S | 10886982027641 | 4.5MM LCPÂ® CURVED CONDYLAR PLATE 22H/458MM/LEFT-STERILE | Trauma | EA
02.001.332S | 10886982027764 | 4.5MM LCPÂ® CURVED CONDYLAR PLATE 22H/458MM/RIGHT-STERILE | Trauma | EA
02.100.116 | 10886982028518 | 3.5MM LOCKING LOW PROFILE RECON PLATE 16 HOLES | Trauma | EA
02.100.118 | 10886982028525 | 3.5MM LOCKING LOW PROFILE RECON PLATE 18 HOLES | Trauma | EA
02.100.120 | 10886982028532 | 3.5MM LOCKING LOW PROFILE RECON PLATE 20 HOLES | Trauma | EA
02.100.203 | 10886982028549 | 3.5MM WIDE ANGLE LOW PROFILE RECON PLATE 3 HOLES | Trauma | EA
02.100.204 | 10886982028556 | 3.5MM WIDE ANGLE LOW PROFILE RECON PLATE 4 HOLES | Trauma | EA
02.100.205 | 10886982028563 | 3.5MM WIDE ANGLE LOW PROFILE RECON PLATE 5 HOLES | Trauma | EA
02.100.206 | 10886982028570 | 3.5MM WIDE ANGLE LOW PROFILE RECON PLATE 6 HOLES | Trauma | EA
02.100.207 | 10886982028587 | 3.5MM WIDE ANGLE LOW PROFILE RECON PLATE 7 HOLES | Trauma | EA
02.100.208 | 10886982028594 | 3.5MM WIDE ANGLE LOW PROFILE RECON PLATE 8 HOLES | Trauma | EA
02.100.209 | 10886982028600 | 3.5MM WIDE ANGLE LOW PROFILE RECON PLATE 9 HOLES | Trauma | EA
02.100.210 | 10886982028617 | 3.5MM WIDE ANGLE LOW PROFILE RECON PLATE 10 HOLES | Trauma | EA
02.100.211 | 10886982028624 | 3.5MM WIDE ANGLE LOW PROFILE RECON PLATE 11 HOLES | Trauma | EA
02.100.212 | 10886982028631 | 3.5MM WIDE ANGLE LOW PROFILE RECON PLATE 12 HOLES | Trauma | EA
02.100.213 | 10886982028648 | 3.5MM WIDE ANGLE LOW PROFILE RECON PLATE 13 HOLES | Trauma | EA
02.100.214 | 10886982028655 | 3.5MM WIDE ANGLE LOW PROFILE RECON PLATE 14 HOLES | Trauma | EA
02.100.215 | 10886982028662 | 3.5MM WIDE ANGLE LOW PROFILE RECON PLATE 15 HOLES | Trauma | EA
02.100.216 | 10886982028679 | 3.5MM WIDE ANGLE LOW PROFILE RECON PLATE 16 HOLES | Trauma | EA
02.100.218 | 10886982028686 | 3.5MM WIDE ANGLE LOW PROFILE RECON PLATE 18 HOLES | Trauma | EA
02.100.220 | 10886982028693 | 3.5MM WIDE ANGLE LOW PROFILE RECON PLATE 20 HOLES | Trauma | EA
239.958S | 10886982163561 | 3.5MM LCPÂ® MEDIAL PROXIMAL TIBIA PLATE 8H/R 145MM-STER | Trauma | EA
239.959S | 10886982163585 | 3.5MM LCPÂ® MEDIAL PROXIMAL TIBIA PLATE 8H/L 145MM-STER | Trauma | EA
239.956S | 10886982163523 | 3.5MM LCPÂ® MEDIAL PROXIMAL TIBIA PLATE 6H/R 119MM-STER | Trauma | EA
239.957S | 10886982163547 | 3.5MM LCPÂ® MEDIAL PROXIMAL TIBIA PLATE 6H/L 119MM-STER | Trauma | EA
239.960S | 10886982163608 | 3.5MM LCPÂ® MEDIAL PROXIMAL TIBIA PLATE 10H/R 171MM-STER | Trauma | EA
239.961S | 10886982163622 | 3.5MM LCPÂ® MEDIAL PROXIMAL TIBIA PLATE 10H/L 171MM-STER | Trauma | EA
239.962S | 10886982163646 | 3.5MM LCPÂ® MEDIAL PROXIMAL TIBIA PLATE 12H/R 197MM-STER | Trauma | EA
239.963S | 10886982163660 | 3.5MM LCPÂ® MEDIAL PROXIMAL TIBIA PLATE 12H/L 197MM-STER | Trauma | EA
239.964S | 10886982163684 | 3.5MM LCPÂ® MEDIAL PROXIMAL TIBIA PLATE 14H/R 223MM-STER | Trauma | EA
239.965S | 10886982163707 | 3.5MM LCPÂ® MEDIAL PROXIMAL TIBIA PLATE 14H/L 223MM-STER | Trauma | EA
239.966S | 10886982163721 | 3.5MM LCPÂ® MEDIAL PROXIMAL TIBIA PLATE 16H/R 249MM-STER | Trauma | EA
239.967S | 10886982163745 | 3.5MM LCPÂ® MEDIAL PROXIMAL TIBIA PLATE 16H/L 249MM-STER | Trauma | EA
239.968S | 10886982163769 | 3.5MM LCPÂ® MEDIAL PROXIMAL TIBIA PLATE 18H/R 275MM-STER | Trauma | EA
239.969S | 10886982163783 | 3.5MM LCPÂ® MEDIAL PROXIMAL TIBIA PLATE 18H/L 275MM-STER | Trauma | EA
239.954S | 10886982163486 | 3.5MM LCPÂ® MEDIAL PROXIMAL TIBIA PLATE 4H/R 93MM-STER | Trauma | EA
239.955S | 10886982163509 | 3.5MM LCPÂ® MEDIAL PROXIMAL TIBIA PLATE 4H/L 93MM-STER | Trauma | EA
239.970S | 10886982163806 | 3.5MM LCPÂ® MEDIAL PROXIMAL TIBIA PLATE 20H/R 301MM-STER | Trauma | EA
239.971S | 10886982163820 | 3.5MM LCPÂ® MEDIAL PROXIMAL TIBIA PLATE 20H/L 301MM-STER | Trauma | EA
294.792SHA | 10886982182272 | 6.0MM SELF-DRILLING SCHANZ SCREW 100MM/HA COATING-STERILE | Trauma | EA
294.793SHA | 10886982182302 | 6.0MM SELF-DRILLING SCHANZ SCREW 125MM/HA COATING-STERILE | Trauma | EA
294.794SHA | 10886982182333 | 6.0MM SELF-DRILLING SCHANZ SCREW 150MM/HA COATING-STERILE | Trauma | EA
294.795SHA | 10886982182364 | 6.0MM SELF-DRILLING SCHANZ SCREW 175MM/HA COATING-STERILE | Trauma | EA
294.798SHA | 10886982182425 | 6.0MM SELF-DRILLING SCHANZ SCREW 250MM/HA COATING-STERILE | Trauma | EA
02.100.360 | 10886982028891 | 3.5MM LOCKING LOW PROFILE RECON J-PLATE 10 HOLES RIGHT | Trauma | EA
02.100.361 | 10886982028907 | 3.5MM LOCKING LOW PROFILE RECON J-PLATE 10 HOLES LEFT | Trauma | EA
02.100.362 | 10886982028914 | 3.5MM LOCKING LOW PROFILE RECON J-PLATE 12 HOLES RIGHT | Trauma | EA
02.100.363 | 10886982028921 | 3.5MM LOCKING LOW PROFILE RECON J-PLATE 12 HOLES LEFT | Trauma | EA
02.100.364 | 10886982028938 | 3.5MM LOCKING LOW PROFILE RECON J-PLATE 14 HOLES RIGHT | Trauma | EA
02.100.365 | 10886982028945 | 3.5MM LOCKING LOW PROFILE RECON J-PLATE 14 HOLES LEFT | Trauma | EA
02.100.366 | 10886982028952 | 3.5MM LOCKING LOW PROFILE RECON J-PLATE 16 HOLES RIGHT | Trauma | EA
02.100.367 | 10886982028969 | 3.5MM LOCKING LOW PROFILE RECON J-PLATE 16 HOLES LEFT | Trauma | EA
03.100.015 | 10886982070647 | MALLEABLE RETRACTOR 20MM WIDE | Trauma | EA
03.100.040 | 10886982070890 | 2.8MM THREADED DRILL GUIDE SHORT | Trauma | EA
03.100.016 | 10886982070654 | MALLEABLE RETRACTOR 30MM WIDE | Trauma | EA
03.100.017 | 10886982070661 | MALLEABLE RETRACTOR 40MM WIDE | Trauma | EA
03.100.030 | 10886982070791 | LARGE BONE HOOK LONG | Trauma | EA
03.100.014 | 10886982070630 | SCIATIC NERVE RETRACTOR LONG | Trauma | EA
03.100.013 | 10886982070623 | SCIATIC NERVE RETRACTOR | Trauma | EA
03.100.029 | 10886982070784 | MEDIUM BONE HOOK LONG | Trauma | EA
03.100.018 | 10886982070678 | STRAIGHT BALL SPIKE FOR LOW PROFILE PELVIC SYSTEM | Trauma | EA
03.100.019 | 10886982070685 | STRAIGHT BALL SPIKE FOR LOW PROFILE PELVIC SYSTEM-LONG | Trauma | EA
03.100.020 | 10886982070692 | STRAIGHT REDUCTION FORCEPS FOR LOW PROFILE PELVIC SYSTEM | Trauma | EA
03.100.022 | 10886982070715 | ANGLED REDUCTION FORCEPS FOR LOW PROFILE PELVIC SYS-LARGE | Trauma | EA
03.100.021 | 10886982070708 | ANGLED REDUCTION FORCEPS FOR LOW PROFILE PELVIC SYS-SMALL | Trauma | EA
03.100.023 | 10886982070722 | REDUCTION FORCEPS FOR LOW PROFILE PELVIC SYSTEM 400MM | Trauma | EA
03.100.024 | 10886982070739 | ASYMMETRIC REDUCTION FORCEPS FOR LOW PROFILE PELVIC SYSTEM | Trauma | EA
03.100.025 | 10886982070746 | LOW PROFILE PELVIC SYSTEM RED FORCEPS USED W/3.5MM SCREWS | Trauma | EA
03.100.028 | 10886982070777 | RECTANGULAR DISK | Trauma | EA
03.100.027 | 10886982070760 | ROUND DISK | Trauma | EA
03.100.011 | 10886982070609 | SPOON RETRACTOR-MEDIUM | Trauma | EA
03.100.012 | 10886982070616 | SPOON RETRACTOR-LARGE | Trauma | EA
03.100.033 | 10886982070821 | 3.5MM SCREWDRIVER SHAFT HEXAGONAL-LONG | Trauma | EA
03.100.037 | 10886982070869 | BENDING TEMPLATE FOR 3.5MM LP CRVD RECON PL-108MM RAD/16H | Trauma | EA
03.100.036 | 10886982070852 | BENDING TEMPLATE FOR 3.5MM LP CRVD RECON PL-88MM RAD/16H | Trauma | EA
03.100.034 | 10886982070838 | BENDING TEMPLATE FOR 3.5MM LOW PROFILE RECON PLATES/20 HOLES | Trauma | EA
03.100.035 | 10886982070845 | BENDING TEMPLATE FOR 3.5MM LOW PROFILE RECON J-PL/16 HOLES | Trauma | EA
02.200.003 | 10886982047779 | 3.5MM THREADED PLUG STARDRIVE | Trauma | EA
02.200.010 | 10886982047786 | 3.5MM STARDRIVE CORTEX SCREW SELF-TAPPING 10MM | Trauma | EA
02.200.012 | 10886982047793 | 3.5MM STARDRIVE CORTEX SCREW SELF-TAPPING 12MM | Trauma | EA
02.200.014 | 10886982047809 | 3.5MM STARDRIVE CORTEX SCREW SELF-TAPPING 14MM | Trauma | EA
02.200.016 | 10886982047816 | 3.5MM STARDRIVE CORTEX SCREW SELF-TAPPING 16MM | Trauma | EA
02.200.018 | 10886982047823 | 3.5MM STARDRIVE CORTEX SCREW SELF-TAPPING 18MM | Trauma | EA
02.200.020 | 10886982047830 | 3.5MM STARDRIVE CORTEX SCREW SELF-TAPPING 20MM | Trauma | EA
02.200.022 | 10886982047847 | 3.5MM STARDRIVE CORTEX SCREW SELF-TAPPING 22MM | Trauma | EA
02.200.024 | 10886982047854 | 3.5MM STARDRIVE CORTEX SCREW SELF-TAPPING 24MM | Trauma | EA
02.200.026 | 10886982047861 | 3.5MM STARDRIVE CORTEX SCREW SELF-TAPPING 26MM | Trauma | EA
02.200.028 | 10886982047878 | 3.5MM STARDRIVE CORTEX SCREW SELF-TAPPING 28MM | Trauma | EA
02.200.030 | 10886982047885 | 3.5MM STARDRIVE CORTEX SCREW SELF-TAPPING 30MM | Trauma | EA
02.200.032 | 10886982047892 | 3.5MM STARDRIVE CORTEX SCREW SELF-TAPPING 32MM | Trauma | EA
02.200.034 | 10886982047908 | 3.5MM STARDRIVE CORTEX SCREW SELF-TAPPING 34MM | Trauma | EA
242.120S | 10886982168078 | 4.5MM LCPÂ® PROXIMAL FEMUR HOOK PLATE 2 HOLES/133MM-STERILE | Trauma | EA
02.200.036 | 10886982047915 | 3.5MM STARDRIVE CORTEX SCREW SELF-TAPPING 36MM | Trauma | EA
242.121S | 10886982168092 | 4.5MM LCPÂ® PROXIMAL FEMUR HOOK PLATE 4 HOLES/169MM-STERILE | Trauma | EA
242.122S | 10886982168115 | 4.5MM LCPÂ® PROXIMAL FEMUR HOOK PLATE 6 HOLES/205MM-STERILE | Trauma | EA
242.123S | 10886982168139 | 4.5MM LCPÂ® PROXIMAL FEMUR HOOK PLATE 8 HOLES/241MM-STERILE | Trauma | EA
242.126S | 10886982168191 | 4.5MM LCPÂ® PROXIMAL FEMUR HOOK PLATE 14 HOLES/349MM-STERILE | Trauma | EA
242.127S | 10886982168214 | 4.5MM LCPÂ® PROXIMAL FEMUR HOOK PLATE 16 HOLES/385MM-STERILE | Trauma | EA
02.200.038 | 10886982047922 | 3.5MM STARDRIVE CORTEX SCREW SELF-TAPPING 38MM | Trauma | EA
02.200.040 | 10886982047939 | 3.5MM STARDRIVE CORTEX SCREW SELF-TAPPING 40MM | Trauma | EA
02.200.045 | 10886982047960 | 3.5MM STARDRIVE CORTEX SCREW SELF-TAPPING 45MM | Trauma | EA
02.200.050 | 10886982047991 | 3.5MM STARDRIVE CORTEX SCREW SELF-TAPPING 50MM | Trauma | EA
02.200.055 | 10886982048004 | 3.5MM STARDRIVE CORTEX SCREW SELF-TAPPING 55MM | Trauma | EA
02.200.060 | 10886982048011 | 3.5MM STARDRIVE CORTEX SCREW SELF-TAPPING 60MM | Trauma | EA
02.200.065 | 10886982048028 | 3.5MM STARDRIVE CORTEX SCREW SELF-TAPPING 65MM | Trauma | EA
02.200.070 | 10886982048035 | 3.5MM STARDRIVE CORTEX SCREW SELF-TAPPING 70MM | Trauma | EA
02.200.075 | 10886982048042 | 3.5MM STARDRIVE CORTEX SCREW SELF-TAPPING 75MM | Trauma | EA
02.200.080 | 10886982048059 | 3.5MM STARDRIVE CORTEX SCREW SELF-TAPPING 80MM | Trauma | EA
02.200.085 | 10886982048066 | 3.5MM STARDRIVE CORTEX SCREW SELF-TAPPING 85MM | Trauma | EA
02.200.090 | 10886982048073 | 3.5MM STARDRIVE CORTEX SCREW SELF-TAPPING 90MM | Trauma | EA
02.200.095 | 10886982048080 | 3.5MM STARDRIVE CORTEX SCREW SELF-TAPPING 95MM | Trauma | EA
02.200.100 | 10886982048097 | 3.5MM STARDRIVE CORTEX SCREW SELF-TAPPING 100MM | Trauma | EA
02.200.105 | 10886982048103 | 3.5MM STARDRIVE CORTEX SCREW SELF-TAPPING 105MM | Trauma | EA
02.200.110 | 10886982048110 | 3.5MM STARDRIVE CORTEX SCREW SELF-TAPPING 110MM | Trauma | EA
02.200.115 | 10886982048127 | 3.5MM STARDRIVE CORTEX SCREW SELF-TAPPING 115MM | Trauma | EA
02.200.120 | 10886982048134 | 3.5MM STARDRIVE CORTEX SCREW SELF-TAPPING 120MM | Trauma | EA
02.200.125 | 10886982048141 | 3.5MM STARDRIVE CORTEX SCREW SELF-TAPPING 125MM | Trauma | EA
02.200.130 | 10886982048158 | 3.5MM STARDRIVE CORTEX SCREW SELF-TAPPING 130MM | Trauma | EA
02.200.042 | 10886982047946 | 3.5MM STARDRIVE CORTEX SCREW SELF-TAPPING 42MM | Trauma | EA
02.200.044 | 10886982047953 | 3.5MM STARDRIVE CORTEX SCREW SELF-TAPPING 44MM | Trauma | EA
02.200.046 | 10886982047977 | 3.5MM STARDRIVE CORTEX SCREW SELF-TAPPING 46MM | Trauma | EA
02.200.048 | 10886982047984 | 3.5MM STARDRIVE CORTEX SCREW SELF-TAPPING 48MM | Trauma | EA
02.200.135 | 10886982048165 | 3.5MM STARDRIVE CORTEX SCREW SELF-TAPPING 135MM | Trauma | EA
02.200.140 | 10886982048172 | 3.5MM STARDRIVE CORTEX SCREW SELF-TAPPING 140MM | Trauma | EA
02.200.145 | 10886982048189 | 3.5MM STARDRIVE CORTEX SCREW SELF-TAPPING 145MM | Trauma | EA
02.200.150 | 10886982048196 | 3.5MM STARDRIVE CORTEX SCREW SELF-TAPPING 150MM | Trauma | EA
439.984S | 10886982219756 | 4.5MM TI LCPÂ® MEDIAL PROXIMAL TIBIA PLATE 4H/RT 106MM-STER | Trauma | EA
439.985S | 10886982219770 | 4.5MM TI LCPÂ® MEDIAL PROXIMAL TIBIA PLATE 4H/LT 106MM-STER | Trauma | EA
439.996S | 10886982219992 | 4.5MM TI LCPÂ® MEDIAL PROXIMAL TIBIA PLATE 16H/RT 322MM-STER | Trauma | EA
439.986S | 10886982219794 | 4.5MM TI LCPÂ® MEDIAL PROXIMAL TIBIA PLATE 6H/RT 142MM-STER | Trauma | EA
439.997S | 10886982220011 | 4.5MM TI LCPÂ® MEDIAL PROXIMAL TIBIA PLATE 16H/LT 322MM-STER | Trauma | EA
439.987S | 10886982219817 | 4.5MM TI LCPÂ® MEDIAL PROXIMAL TIBIA PLATE 6H/LT 142MM-STER | Trauma | EA
439.954S | 10886982219398 | 3.5MM TI LCPÂ® MEDIAL PROXIMAL TIBIA PLATE 4H/RT 93MM-STER | Trauma | EA
439.988S | 10886982219831 | 4.5MM TI LCPÂ® MEDIAL PROXIMAL TIBIA PLATE 8H/RT 178MM-STER | Trauma | EA
439.955S | 10886982219411 | 3.5MM TI LCPÂ® MEDIAL PROXIMAL TIBIA PLATE 4H/LT 93MM-STER | Trauma | EA
439.989S | 10886982219855 | 4.5MM TI LCPÂ® MEDIAL PROXIMAL TIBIA PLATE 8H/LT 178MM-STER | Trauma | EA
439.956S | 10886982219435 | 3.5MM TI LCPÂ® MEDIAL PROXIMAL TIBIA PLATE 6H/RT 119MM-STER | Trauma | EA
439.957S | 10886982219459 | 3.5MM TI LCPÂ® MEDIAL PROXIMAL TIBIA PLATE 6H/LT 119MM-STER | Trauma | EA
439.958S | 10886982219473 | 3.5MM TI LCPÂ® MEDIAL PROXIMAL TIBIA PLATE 8H/RT 145MM-STER | Trauma | EA
439.990S | 10886982219879 | 4.5MM TI LCPÂ® MEDIAL PROXIMAL TIBIA PLATE 10H/RT 214MM-STER | Trauma | EA
439.959S | 10886982219497 | 3.5MM TI LCPÂ® MEDIAL PROXIMAL TIBIA PLATE 8H/LT 145MM-STER | Trauma | EA
439.960S | 10886982219510 | 3.5MM TI LCPÂ® MEDIAL PROXIMAL TIBIA PLATE 10H/RT 171MM-STER | Trauma | EA
439.961S | 10886982219534 | 3.5MM TI LCPÂ® MEDIAL PROXIMAL TIBIA PLATE 10H/LT 171MM-STER | Trauma | EA
439.991S | 10886982219893 | 4.5MM TI LCPÂ® MEDIAL PROXIMAL TIBIA PLATE 10H/LT 214MM-STER | Trauma | EA
439.962S | 10886982219558 | 3.5MM TI LCPÂ® MEDIAL PROXIMAL TIBIA PLATE 12H/RT 197MM-STER | Trauma | EA
439.963S | 10886982219572 | 3.5MM TI LCPÂ® MEDIAL PROXIMAL TIBIA PLATE 12H/LT 197MM-STER | Trauma | EA
439.992S | 10886982219916 | 4.5MM TI LCPÂ® MEDIAL PROXIMAL TIBIA PLATE 12H/RT 250MM-STER | Trauma | EA
439.993S | 10886982219930 | 4.5MM TI LCPÂ® MEDIAL PROXIMAL TIBIA PLATE 12H/LT 250MM-STER | Trauma | EA
439.964S | 10886982219596 | 3.5MM TI LCPÂ® MEDIAL PROXIMAL TIBIA PLATE 14H/RT 223MM-STER | Trauma | EA
439.994S | 10886982219954 | 4.5MM TI LCPÂ® MEDIAL PROXIMAL TIBIA PLATE 14H/RT 286MM-STER | Trauma | EA
439.965S | 10886982219619 | 3.5MM TI LCPÂ® MEDIAL PROXIMAL TIBIA PLATE 14H/LT 223MM-STER | Trauma | EA
439.995S | 10886982219978 | 4.5MM TI LCPÂ® MEDIAL PROXIMAL TIBIA PLATE 14H/LT 286MM-STER | Trauma | EA
439.968S | 10886982219671 | 3.5MM TI LCPÂ® MEDIAL PROXIMAL TIBIA PLATE 18H/RT 275MM-STER | Trauma | EA
439.966S | 10886982219633 | 3.5MM TI LCPÂ® MEDIAL PROXIMAL TIBIA PLATE 16H/RT 249MM-STER | Trauma | EA
439.967S | 10886982219657 | 3.5MM TI LCPÂ® MEDIAL PROXIMAL TIBIA PLATE 16H/LT 249MM-STER | Trauma | EA
439.969S | 10886982219695 | 3.5MM TI LCPÂ® MEDIAL PROXIMAL TIBIA PLATE 18H/LT 275MM-STER | Trauma | EA
439.970S | 10886982219718 | 3.5MM TI LCPÂ® MEDIAL PROXIMAL TIBIA PLATE 20H/RT 301MM-STER | Trauma | EA
690.472 | 10886982253965 | GRAPHIC CASE FOR ORTHOPAEDIC TRAUMA SCREWDRIVER SET | Trauma | EA
439.971S | 10886982219732 | 3.5MM TI LCPÂ® MEDIAL PROXIMAL TIBIA PLATE 20H/LT 301MM-STER | Trauma | EA
239.984S | 10886982163844 | 4.5MM LCPÂ® MEDIAL PROXIMAL TIBIA PLATE 4H/RT 106MM-STER | Trauma | EA
239.985S | 10886982163868 | 4.5MM LCPÂ® MEDIAL PROXIMAL TIBIA PLATE 4H/LT 106MM-STER | Trauma | EA
239.986S | 10886982163882 | 4.5MM LCPÂ® MEDIAL PROXIMAL TIBIA PLATE 6H/RT 142MM-STER | Trauma | EA
239.992S | 10886982164001 | 4.5MM LCPÂ® MEDIAL PROXIMAL TIBIA PLATE 12H/RT 250MM-STER | Trauma | EA
239.987S | 10886982163905 | 4.5MM LCPÂ® MEDIAL PROXIMAL TIBIA PLATE 6H/LT 142MM-STER | Trauma | EA
239.988S | 10886982163929 | 4.5MM LCPÂ® MEDIAL PROXIMAL TIBIA PLATE 8H/RT 178MM-STER | Trauma | EA
239.989S | 10886982163943 | 4.5MM LCPÂ® MEDIAL PROXIMAL TIBIA PLATE 8H/LT 178MM-STER | Trauma | EA
239.993S | 10886982164025 | 4.5MM LCPÂ® MEDIAL PROXIMAL TIBIA PLATE 12H/LT 250MM-STER | Trauma | EA
239.990S | 10886982163967 | 4.5MM LCPÂ® MEDIAL PROXIMAL TIBIA PLATE 10H/RT 214MM-STER | Trauma | EA
239.991S | 10886982163981 | 4.5MM LCPÂ® MEDIAL PROXIMAL TIBIA PLATE 10H/LT 214MM-STER | Trauma | EA
239.994S | 10886982164049 | 4.5MM LCPÂ® MEDIAL PROXIMAL TIBIA PLATE 14H/RT 286MM-STER | Trauma | EA
239.995S | 10886982164063 | 4.5MM LCPÂ® MEDIAL PROXIMAL TIBIA PLATE 14H/LT 286MM-STER | Trauma | EA
690.431 | 10886982253606 | TRAY FOR 3.5MM LOW PROFILE PELVIC SYSTEM INSTRUMENTS | Trauma | EA
690.432 | 10886982253613 | UPPER TRAY FOR 3.5MM LOW PROFILE PELVIC RETRACTORS | Trauma | EA
690.433 | 10886982253620 | LOWER TRAY FOR 3.5MM LOW PROFILE PELVIC REDUCTION INSTR | Trauma | EA
690.434 | 10886982253637 | UPPER TRAY FOR 3.5MM LOW PROFILE PELVIC REDUCTION INSTR | Trauma | EA
690.423 | 10886982253545 | TRAY FOR 3.5MM LOW PROFILE RECONSTRUCTION J-PLATES | Trauma | EA
690.424 | 10886982253552 | TRAY FOR 3.5MM LOW PROFILE WIDE ANGLE RECON PLATES | Trauma | EA
690.435 | 10886982253644 | TRAY FOR 3.5MM LOCKING LOW PROFILE RECON PLATES | Trauma | EA
690.439 | 10886982253682 | TRAY F/3.5MM LOW PROFILE PELV SYSTEM STARDRIVE CORTEX SCRW | Trauma | EA
690.427 | 10886982253576 | LID FOR 3.5MM LOW PROFILE PELVIC SYSTEM INSTRUMENTS | Trauma | EA
02.226.010 | 10886982057662 | 3.0MM HEADLESS COMPRESSION SCREW-SHORT THREAD 10MM | Trauma | EA
02.226.011 | 10886982057686 | 3.0MM HEADLESS COMPRESSION SCREW-SHORT THREAD 11MM | Trauma | EA
2214 | 10886982156389 | 2006 SYNTHES PRICE LIST | Trauma | EA
2414 | 10886982167811 | 2006 SYNTHES POWER EQUIPMENT PRICE LIST | Trauma | EA
2514 | 10886982171818 | 2006 SYNTHES VET PRICE LIST | Trauma | EA
241.072S | 10886982165701 | 3.5MM LCP CLAVICLE HOOK PL 4H 12MM HOOK DEPTH/44MM/RT-STER | Trauma | EA
241.073S | 10886982165718 | 3.5MM LCP CLAVICLE HOOK PL 4H 12MM HOOK DEPTH/44MM/LT-STER | Trauma | EA
241.074S | 10886982165725 | 3.5MM LCP CLAVICLE HOOK PL 4H 15MM HOOK DEPTH/44MM/RT-STER | Trauma | EA
241.075S | 10886982165732 | 3.5MM LCP CLAVICLE HOOK PL 4H 15MM HOOK DEPTH/44MM/LT-STER | Trauma | EA
241.076S | 10886982165749 | 3.5MM LCP CLAVICLE HOOK PL 4H 18MM HOOK DEPTH/44MM/RT-STER | Trauma | EA
241.077S | 10886982165756 | 3.5MM LCP CLAVICLE HOOK PL 4H 18MM HOOK DEPTH/44MM/LT-STER | Trauma | EA
241.082S | 10886982165770 | 3.5MM LCP CLAVICLE HOOK PL 5H 12MM HOOK DEPTH/59MM/RT-STER | Trauma | EA
241.083S | 10886982165787 | 3.5MM LCP CLAVICLE HOOK PL 5H 12MM HOOK DEPTH/59MM/LT-STER | Trauma | EA
241.084S | 10886982165794 | 3.5MM LCP CLAVICLE HOOK PL 5H 15MM HOOK DEPTH/59MM/RT-STER | Trauma | EA
241.085S | 10886982165800 | 3.5MM LCP CLAVICLE HOOK PL 5H 15MM HOOK DEPTH/59MM/LT-STER | Trauma | EA
241.086S | 10886982165817 | 3.5MM LCP CLAVICLE HOOK PL 5H 18MM HOOK DEPTH/59MM/RT-STER | Trauma | EA
241.087S | 10886982165824 | 3.5MM LCP CLAVICLE HOOK PL 5H 18MM HOOK DEPTH/59MM/LT-STER | Trauma | EA
241.094S | 10886982165831 | 3.5MM LCP CLAVICLE HOOK PL 6H 15MM HOOK DEPTH/73MM/RT-STER | Trauma | EA
241.095S | 10886982165848 | 3.5MM LCP CLAVICLE HOOK PL 6H 15MM HOOK DEPTH/73MM/LT-STER | Trauma | EA
241.096S | 10886982165855 | 3.5MM LCP CLAVICLE HOOK PL 6H 18MM HOOK DEPTH/73MM/RT-STER | Trauma | EA
241.097S | 10886982165862 | 3.5MM LCP CLAVICLE HOOK PL 6H 18MM HOOK DEPTH/73MM/LT-STER | Trauma | EA
241.104S | 10886982165879 | 3.5MM LCP CLAVICLE HOOK PL 7H 15MM HOOK DEPTH/86MM/RT-STER | Trauma | EA
241.105S | 10886982165886 | 3.5MM LCP CLAVICLE HOOK PL 7H 15MM HOOK DEPTH/86MM/LT-STER | Trauma | EA
241.106S | 10886982165893 | 3.5MM LCP CLAVICLE HOOK PL 7H 18MM HOOK DEPTH/86MM/RT-STER | Trauma | EA
241.107S | 10886982165909 | 3.5MM LCP CLAVICLE HOOK PL 7H 18MM HOOK DEPTH/86MM/LT-STER | Trauma | EA
329.930 | 10886982192332 | SIZING TEMPLATE FOR LCP(TM) CLAVICLE HOOK PL 12MM DEPTH LT | Trauma | EA
329.931 | 10886982192349 | SIZING TEMPLATE FOR LCP(TM) CLAVICLE HOOK PL 12MM DEPTH RT | Trauma | EA
329.932 | 10886982192356 | SIZING TEMPLATE FOR LCP(TM) CLAVICLE HOOK PL 15MM DEPTH LT | Trauma | EA
329.933 | 10886982192363 | SIZING TEMPLATE FOR LCP(TM) CLAVICLE HOOK PL 15MM DEPTH RT | Trauma | EA
329.934 | 10886982192370 | SIZING TEMPLATE FOR LCP(TM) CLAVICLE HOOK PL 18MM DEPTH LT | Trauma | EA
329.935 | 10886982192387 | SIZING TEMPLATE FOR LCP(TM) CLAVICLE HOOK PL 18MM DEPTH RT | Trauma | EA
03.311.844 | 10886982079220 | CARBON FIBER FULL RING 140MM DIAMETER | Trauma | EA
03.311.910 | 10886982079367 | CARBON FIBER FOOT RING 100MM DIAMETER/SHORT | Trauma | EA
03.311.846 | 10886982079237 | CARBON FIBER FULL RING 160MM DIAMETER | Trauma | EA
03.311.914 | 10886982079374 | CARBON FIBER FOOT RING 140MM DIAMETER/SHORT | Trauma | EA
03.311.848 | 10886982079244 | CARBON FIBER FULL RING 180MM DIAMETER | Trauma | EA
03.311.940 | 10886982079404 | CARBON FIBER FOOT RING 100MM DIAMETER/LONG | Trauma | EA
03.311.944 | 10886982079411 | CARBON FIBER FOOT RING 140MM DIAMETER/LONG | Trauma | EA
03.311.850 | 10886982079251 | CARBON FIBER FULL RING 200MM DIAMETER | Trauma | EA
03.311.946 | 10886982079428 | CARBON FIBER FOOT RING 160MM DIAMETER/LONG | Trauma | EA
03.311.876 | 10886982079299 | CARBON FIBER 5/8 RING 160MM DIAMETER | Trauma | EA
03.311.878 | 10886982079305 | CARBON FIBER 5/8 RING 180MM DIAMETER | Trauma | EA
03.311.880 | 10886982079312 | CARBON FIBER 5/8 RING 200MM DIAMETER | Trauma | EA
03.311.810 | 10886982079114 | CARBON FIBER HALF RING 100MM DIAMETER | Trauma | EA
03.311.812 | 10886982079138 | CARBON FIBER HALF RING 120MM DIAMETER | Trauma | EA
03.311.891 | 10886982079329 | CARBON FIBER FEMORAL ARCH PL 180MM DIA/90 DEGREES | Trauma | EA
03.311.814 | 10886982079152 | CARBON FIBER HALF RING 140MM DIAMETER | Trauma | EA
03.311.892 | 10886982079336 | CARBON FIBER FEMORAL ARCH PL 180MM DIA/120 DEGREES | Trauma | EA
03.311.816 | 10886982079176 | CARBON FIBER HALF RING 160MM DIAMETER | Trauma | EA
03.311.818 | 10886982079183 | CARBON FIBER HALF RING 180MM DIAMETER | Trauma | EA
03.311.820 | 10886982079190 | CARBON FIBER HALF RING 200MM DIAMETER | Trauma | EA
03.311.896 | 10886982079343 | CARBON FIBER FEMORAL ARCH PL 240MM DIA/90 DEGREES | Trauma | EA
03.311.897 | 10886982079350 | CARBON FIBER FEMORAL ARCH PL 240MM DIA/120 DEGREES | Trauma | EA
03.010.127 | 10886982067913 | AIMING ARM FOR LATERAL ENTRY FEMORAL NAIL-EX | Trauma | EA
60.030.003 | 10886982242082 | TI LATERAL ENTRY FEMORAL NAIL INSTRUMENT SET GRAPHIC CASE | Trauma | EA
NA0025 | 10886982001993 | IM NAIL DISPLAY PORTFOLIO | Trauma | EA
456.630S | 10886982228697 | 14MM/130 DEG TI CANN TROCH FIXATION NAIL 300MM/RIGHT-STER | Trauma | EA
456.631S | 10886982228703 | 14MM/130 DEG TI CANN TROCH FIXATION NAIL 300MM/LEFT-STER | Trauma | EA
60.240.201 | 10886982248770 | LOCKING PERIARTICULAR PLATING SYSTEM GRAPHIC CASE | Trauma | EA
60.104.010 | 10886982242273 | 3.5MM LCP EXTRA-ARTICULAR DISTAL HUMERUS PL GRAPHIC CASE | Trauma | EA
60.240.202 | 10886982248787 | SCREW RACK FOR 4.0MM LOCKING SCREWS | Trauma | EA
60.240.203 | 10886982248794 | SCREW RACK FOR 4.5MM CORTEX SCREWS | Trauma | EA
60.240.204 | 10886982248800 | SCREW RACK FOR 5.0MM LOCKING SCREWS | Trauma | EA
60.240.205 | 10886982248817 | SCREW RACK FOR 5.0MM & 7.3MM CANNULATED LOCKING SCREWS | Trauma | EA
60.240.206 | 10886982248824 | SCREW RACK FOR 5.0MM CANNULATED CONICAL SCREWS | Trauma | EA
60.240.207 | 10886982248831 | SCREW RACK FOR 6.5MM CANCELLOUS BONE SCREWS | Trauma | EA
60.240.208 | 10886982248848 | LOCKING PERIARTICULAR PLATING SYSTEM INSTRUMENT TRAY | Trauma | EA
352.261S | 10886982194633 | 17.0MM REAMER HEAD-STERILE F/REAMER/IRRIGATOR/ASPIRATOR | Trauma | EA
352.262S | 10886982194657 | 17.5MM REAMER HEAD-STERILE F/REAMER/IRRIGATOR/ASPIRATOR | Trauma | EA
352.263S | 10886982194671 | 18.0MM REAMER HEAD-STERILE F/REAMER/IRRIGATOR/ASPIRATOR | Trauma | EA
352.264S | 10886982194695 | 18.5MM REAMER HEAD-STERILE F/REAMER/IRRIGATOR/ASPIRATOR | Trauma | EA
352.265S | 10886982194718 | 19.0MM REAMER HEAD-STERILE F/REAMER/IRRIGATOR/ASPIRATOR | Trauma | EA
02.123.020S | 10886982042040 | 3.5MM LCP PERIARTIC PROX HUM PLATE 2H/91MM/RT-STERILE | Trauma | EA
02.123.022S | 10886982042088 | 3.5MM LCP PERIARTIC PROX HUM PLATE 4H/127MM/RT-STERILE | Trauma | EA
02.123.024S | 10886982042125 | 3.5MM LCP PERIARTIC PROX HUM PLATE 6H/163MM/RT-STERILE | Trauma | EA
02.123.026S | 10886982042163 | 3.5MM LCP PERIARTIC PROX HUM PLATE 8H/199MM RT-STERILE | Trauma | EA
02.123.028S | 10886982042200 | 3.5MM LCP PERIARTIC PROX HUM PLATE 10H/235MM/RT-STERILE | Trauma | EA
02.123.030S | 10886982042248 | 3.5MM LCP PERIARTIC PROX HUM PLATE 12H/271MM/RT-STERILE | Trauma | EA
02.123.021S | 10886982042064 | 3.5MM LCP PERIARTIC PROX HUM PLATE 2H/91MM/LT-STERILE | Trauma | EA
02.123.023S | 10886982042101 | 3.5MM LCP PERIARTIC PROX HUM PLATE 4H/127MM/LT-STERILE | Trauma | EA
02.123.020 | 10886982042033 | 3.5MM LCP PERIARTICULAR PROX HUMERUS PL 2 HOLE/91MM/RT | Trauma | EA
02.123.022 | 10886982042071 | 3.5MM LCP PERIARTICULAR PROX HUMERUS PL 4 HOLE/127MM/RT | Trauma | EA
02.123.024 | 10886982042118 | 3.5MM LCP PERIARTICULAR PROX HUMERUS PL 6 HOLE/163MM/RT | Trauma | EA
02.123.026 | 10886982042156 | 3.5MM LCP PERIARTICULAR PROX HUMERUS PL 8 HOLE/199MM/RT | Trauma | EA
02.123.028 | 10886982042194 | 3.5MM LCP PERIARTICULAR PROX HUMERUS PL 10 HOLE/235MM/RT | Trauma | EA
02.123.030 | 10886982042231 | 3.5MM LCP PERIARTICULAR PROX HUMERUS PL 12 HOLE/271MM/RT | Trauma | EA
02.123.025S | 10886982042149 | 3.5MM LCP PERIARTIC PROX HUM PLATE 6H/163MM/LT-STERILE | Trauma | EA
02.123.027S | 10886982042187 | 3.5MM LCP PERIARTIC PROX HUM PLATE 8H/199MM/LT-STERILE | Trauma | EA
02.123.029S | 10886982042224 | 3.5MM LCP PERIARTIC PROX HUM PLATE 10H/235MM/LT-STERILE | Trauma | EA
02.123.021 | 10886982042057 | 3.5MM LCP PERIARTICULAR PROX HUMERUS PL 2 HOLE/91MM/LT | Trauma | EA
02.123.031S | 10886982042262 | 3.5MM LCP PERIARTIC PROX HUM PLATE 12H/271MM/LT-STER | Trauma | EA
02.123.023 | 10886982042095 | 3.5MM LCP PERIARTICULAR PROX HUMERUS PL 4 HOLE/127MM/LT | Trauma | EA
02.123.025 | 10886982042132 | 3.5MM LCP PERIARTICULAR PROX HUMERUS PL 6 HOLE/163MM/LT | Trauma | EA
02.123.027 | 10886982042170 | 3.5MM LCP PERIARTICULAR PROX HUMERUS PL 8 HOLE/199MM/LT | Trauma | EA
02.123.029 | 10886982042217 | 3.5MM LCP PERIARTICULAR PROX HUMERUS PL 10 HOLE/235MM/LT | Trauma | EA
02.123.031 | 10886982042255 | 3.5MM LCP PERIARTICULAR PROX HUMERUS PL 12 HOLE/271MM/LT | Trauma | EA
04.123.020 | 10886982110169 | 3.5MM TI LCP PERIARTIC PROX HUMERUS PL 2 HOLE/91MM/RT | Trauma | EA
04.123.022 | 10886982110206 | 3.5MM TI LCP PERIARTIC PROX HUMERUS PL 4 HOLE/127MM/RT | Trauma | EA
04.123.024 | 10886982110244 | 3.5MM TI LCP PERIARTIC PROX HUMERUS PL 6 HOLE/163MM/RT | Trauma | EA
04.123.026 | 10886982110282 | 3.5MM TI LCP PERIARTIC PROX HUMERUS PL 8 HOLE/199MM/RT | Trauma | EA
04.123.028 | 10886982110329 | 3.5MM TI LCP PERIARTIC PROX HUMERUS PL 10 HOLE/235MM/RT | Trauma | EA
04.123.030 | 10886982110367 | 3.5MM TI LCP PERIARTIC PROX HUMERUS PL 12 HOLE/271MM/RT | Trauma | EA
04.123.020S | 10886982110176 | 3.5MM TI LCP PERIARTIC PROX HUM PL 2H/91MM/RT-STERILE | Trauma | EA
04.123.022S | 10886982110213 | 3.5MM TI LCP PERIARTIC PROX HUM PL 4H/127MM/RT-STERILE | Trauma | EA
04.123.024S | 10886982110251 | 3.5MM TI LCP PERIARTIC PROX HUM PL 6H/163MM/RT-STERILE | Trauma | EA
04.123.026S | 10886982110299 | 3.5MM TI LCP PERIARTIC PROX HUM PL 8H/199MM/RT-STERILE | Trauma | EA
04.123.028S | 10886982110336 | 3.5MM TI LCP PERIARTIC PROX HUM PL 10H/235MM/RT-STERILE | Trauma | EA
04.123.030S | 10886982110374 | 3.5MM TI LCP PERIARTIC PROX HUM PL 12H/271MM/RT-STERILE | Trauma | EA
04.123.021S | 10886982110190 | 3.5MM TI LCP PERIARTIC PROX HUM PL 2H/91MM/LT-STERILE | Trauma | EA
04.123.023S | 10886982110237 | 3.5MM TI LCP PERIARTIC PROX HUM PL 4H/127MM/LT-STERILE | Trauma | EA
04.123.025S | 10886982110275 | 3.5MM TI LCP PERIARTIC PROX HUM PL 6H/163MM/LT-STERILE | Trauma | EA
04.123.027S | 10886982110312 | 3.5MM TI LCP PERIARTIC PROX HUM PL 8H/199MM/LT-STERILE | Trauma | EA
04.123.029S | 10886982110350 | 3.5MM TI LCP PERIARTIC PROX HUM PL 10H/235MM/LT-STERILE | Trauma | EA
04.123.031S | 10886982110398 | 3.5MM TI LCP PERIARTIC PROX HUM PL 12H/271MM/LT-STERILE | Trauma | EA
04.123.021 | 10886982110183 | 3.5MM TI LCP PERIARTIC PROX HUMERUS PL 2 HOLE/91MM/LT | Trauma | EA
04.123.023 | 10886982110220 | 3.5MM TI LCP PERIARTIC PROX HUMERUS PL 4 HOLE/127MM/LT | Trauma | EA
04.123.025 | 10886982110268 | 3.5MM TI LCP PERIARTIC PROX HUMERUS PL 6 HOLE/163MM/LT | Trauma | EA
04.123.027 | 10886982110305 | 3.5MM TI LCP PERIARTIC PROX HUMERUS PL 8 HOLE/199MM/LT | Trauma | EA
04.123.029 | 10886982110343 | 3.5MM TI LCP PERIARTIC PROX HUMERUS PL 10 HOLE/235MM/LT | Trauma | EA
04.123.031 | 10886982110381 | 3.5MM TI LCP PERIARTIC PROX HUMERUS PL 12 HOLE/271MM/LT | Trauma | EA
456.300S | 10886982226624 | 11.0MM TI HELICAL BLADE 75MM-STERILE | Trauma | EA
456.310S | 10886982226822 | 11.0MM TI HELICAL BLADE 125MM-STERILE | Trauma | EA
456.650S | 10886982228888 | 11.0MM TI HELICAL BLADE 130MM-STERILE | Trauma | EA
356.830 | 10886982195623 | GUIDE WIRE 3.2MM FOR PFNA BLADE | Trauma | EA
356.825 | 10886982195616 | EXTRACTION SCREW FOR PFNA BLADE | Trauma | EA
356.714 | 10886982195593 | SCREWDRIVER SHAFT HEXAGONAL 4.0/11.0MM | Trauma | EA
02.207.450 | 10886982052094 | 7.3MM CANNULATED CONICAL SCREW PARTIALLY THREADED 50MM | Trauma | EA
02.207.455 | 10886982052100 | 7.3MM CANNULATED CONICAL SCREW PARTIALLY THREADED 55MM | Trauma | EA
02.207.460 | 10886982052117 | 7.3MM CANNULATED CONICAL SCREW PARTIALLY THREADED 60MM | Trauma | EA
02.207.465 | 10886982052124 | 7.3MM CANNULATED CONICAL SCREW PARTIALLY THREADED 65MM | Trauma | EA
02.207.475 | 10886982052148 | 7.3MM CANNULATED CONICAL SCREW PARTIALLY THREADED 75MM | Trauma | EA
02.207.480 | 10886982052155 | 7.3MM CANNULATED CONICAL SCREW PARTIALLY THREADED 80MM | Trauma | EA
02.207.485 | 10886982052162 | 7.3MM CANNULATED CONICAL SCREW PARTIALLY THREADED 85MM | Trauma | EA
02.207.490 | 10886982052179 | 7.3MM CANNULATED CONICAL SCREW PARTIALLY THREADED 90MM | Trauma | EA
02.207.495 | 10886982052186 | 7.3MM CANNULATED CONICAL SCREW PARTIALLY THREADED 95MM | Trauma | EA
02.207.250 | 10886982051998 | 7.3MM CANNULATED CONICAL SCREW 50MM | Trauma | EA
02.207.255 | 10886982052001 | 7.3MM CANNULATED CONICAL SCREW 55MM | Trauma | EA
02.207.260 | 10886982052018 | 7.3MM CANNULATED CONICAL SCREW 60MM | Trauma | EA
02.207.265 | 10886982052025 | 7.3MM CANNULATED CONICAL SCREW 65MM | Trauma | EA
02.207.270 | 10886982052032 | 7.3MM CANNULATED CONICAL SCREW 70MM | Trauma | EA
02.207.275 | 10886982052049 | 7.3MM CANNULATED CONICAL SCREW 75MM | Trauma | EA
02.207.280 | 10886982052056 | 7.3MM CANNULATED CONICAL SCREW 80MM | Trauma | EA
02.207.285 | 10886982052063 | 7.3MM CANNULATED CONICAL SCREW 85MM | Trauma | EA
02.207.290 | 10886982052070 | 7.3MM CANNULATED CONICAL SCREW 90MM | Trauma | EA
02.207.295 | 10886982052087 | 7.3MM CANNULATED CONICAL SCREW 95MM | Trauma | EA
690.842 | 10886982255198 | LABEL SHEET FOR 5.0MM CANNULATED CONICAL SCREWS | Trauma | EA
690.843 | 10886982255204 | LABEL SHEET FOR 7.3MM CANNULATED CONICAL SCREWS | Trauma | EA
02.205.240 | 10886982049926 | 5.0MM CANNULATED CONICAL SCREW 40MM | Trauma | EA
02.205.245 | 10886982049933 | 5.0MM CANNULATED CONICAL SCREW 45MM | Trauma | EA
02.205.250 | 10886982049940 | 5.0MM CANNULATED CONICAL SCREW 50MM | Trauma | EA
02.205.255 | 10886982049957 | 5.0MM CANNULATED CONICAL SCREW 55MM | Trauma | EA
02.205.260 | 10886982049964 | 5.0MM CANNULATED CONICAL SCREW 60MM | Trauma | EA
02.205.265 | 10886982049971 | 5.0MM CANNULATED CONICAL SCREW 65MM | Trauma | EA
02.205.270 | 10886982049988 | 5.0MM CANNULATED CONICAL SCREW 70MM | Trauma | EA
02.205.275 | 10886982049995 | 5.0MM CANNULATED CONICAL SCREW 75MM | Trauma | EA
02.205.280 | 10886982050007 | 5.0MM CANNULATED CONICAL SCREW 80MM | Trauma | EA
02.205.285 | 10886982050014 | 5.0MM CANNULATED CONICAL SCREW 85MM | Trauma | EA
02.205.290 | 10886982050021 | 5.0MM CANNULATED CONICAL SCREW 90MM | Trauma | EA
02.205.295 | 10886982050038 | 5.0MM CANNULATED CONICAL SCREW 95MM | Trauma | EA
314.280 | 10886982188748 | HOLDING SLEEVE-LARGE | Trauma | EA
04.205.240 | 10886982116468 | 5.0MM TI CANNULATED CONICAL SCREW 40MM | Trauma | EA
04.205.245 | 10886982116475 | 5.0MM TI CANNULATED CONICAL SCREW 45MM | Trauma | EA
04.205.250 | 10886982116482 | 5.0MM TI CANNULATED CONICAL SCREW 50MM | Trauma | EA
04.205.255 | 10886982116499 | 5.0MM TI CANNULATED CONICAL SCREW 55MM | Trauma | EA
04.205.260 | 10886982116505 | 5.0MM TI CANNULATED CONICAL SCREW 60MM | Trauma | EA
04.205.265 | 10886982116512 | 5.0MM TI CANNULATED CONICAL SCREW 65MM | Trauma | EA
04.205.270 | 10886982116529 | 5.0MM TI CANNULATED CONICAL SCREW 70MM | Trauma | EA
04.205.275 | 10886982116536 | 5.0MM TI CANNULATED CONICAL SCREW 75MM | Trauma | EA
04.205.280 | 10886982116543 | 5.0MM TI CANNULATED CONICAL SCREW 80MM | Trauma | EA
04.205.285 | 10886982116550 | 5.0MM TI CANNULATED CONICAL SCREW 85MM | Trauma | EA
04.205.290 | 10886982116567 | 5.0MM TI CANNULATED CONICAL SCREW 90MM | Trauma | EA
04.205.295 | 10886982116574 | 5.0MM TI CANNULATED CONICAL SCREW 95MM | Trauma | EA
60.108.004 | 10886982242457 | PEDIATRIC LCP HIP PLATE SYSTEM INSTRUMENT GRAPHIC CASE | Trauma | EA
60.108.005 | 10886982242464 | PEDIATRIC LCP HIP PLATE SYSTEM IMPLANT GRAPHIC CASE | Trauma | EA
303.100 | 10886982182982 | MODULE FOR IMPLANTS WITHOUT CONTENTS | Trauma | EA
303.101 | 10886982182999 | RACK FOR SCREWS 2.4MM AND 2.7MM | Trauma | EA
352.229S | 10886982194404 | GRAFT FILTER FOR RIA-STERILE | Trauma | EA
02.108.310 | 10886982029652 | PEDIATRIC LCP(TM) HIP PLATE 3.5MM 100Â° | Trauma | EA
02.108.311 | 10886982029676 | PEDIATRIC LCP(TM) HIP PLATE 3.5MM 110Â° | Trauma | EA
02.108.313 | 10886982029690 | PEDIATRIC LCP(TM) HIP PLATE 3.5MM 120Â° | Trauma | EA
02.108.315 | 10886982029713 | PEDIATRIC LCP(TM) HIP PLATE 3.5MM 150Â° | Trauma | EA
02.108.320 | 10886982029751 | PEDIATRIC LCP(TM) HIP PLATE 5.0MM 100Â° | Trauma | EA
02.108.321 | 10886982029775 | PEDIATRIC LCP(TM) HIP PLATE 5.0MM 110Â° | Trauma | EA
02.108.323 | 10886982029799 | PEDIATRIC LCP(TM) HIP PLATE 5.0MM 120Â° | Trauma | EA
02.108.325 | 10886982029812 | PEDIATRIC LCP(TM) HIP PLATE 5.0MM 150Â° | Trauma | EA
02.108.310S | 10886982029669 | PEDIATRIC LCP(TM) HIP PLATE 3.5MM 100Â°-STERILE | Trauma | EA
02.108.311S | 10886982029683 | PEDIATRIC LCP(TM) HIP PLATE 3.5MM 110Â°-STERILE | Trauma | EA
02.108.313S | 10886982029706 | PEDIATRIC LCP(TM) HIP PLATE 3.5MM 120Â°-STERILE | Trauma | EA
02.108.315S | 10886982029720 | PEDIATRIC LCP(TM) HIP PLATE 3.5MM 150Â°-STERILE | Trauma | EA
02.108.320S | 10886982029768 | PEDIATRIC LCP(TM) HIP PLATE 5.0MM 100Â°-STERILE | Trauma | EA
02.108.321S | 10886982029782 | PEDIATRIC LCP(TM) HIP PLATE 5.0MM 110Â°-STERILE | Trauma | EA
02.108.323S | 10886982029805 | PEDIATRIC LCP(TM) HIP PLATE 5.0MM 120Â°-STERILE | Trauma | EA
02.108.325S | 10886982029829 | PEDIATRIC LCP(TM) HIP PLATE 5.0MM 150Â°-STERILE | Trauma | EA
690.358.40 | 10886982252913 | MODULE F/SCREW F/INSTR SET F/CALCANEAL LOCK | Trauma | EA
02.100.301 | 10886982028709 | 3.5MM SPRING PLATE/1 HOLE | Trauma | EA
02.100.302 | 10886982028723 | 3.5MM SPRING PLATE/2 HOLES | Trauma | EA
02.100.303 | 10886982028747 | 3.5MM SPRING PLATE/3 HOLES | Trauma | EA
68.010.201 | 10886982251541 | VARIO CASE FOR SURELOCK W/O CONTENT W/O LID | Trauma | EA
03.010.200 | 10886982068033 | SURELOCK AIMING ARM FOR ANTEGRADE FEMORAL NAILS | Trauma | EA
03.010.201 | 10886982068040 | SURELOCK CONNECTOR-LEFT ANTEGRADE FEMORAL NAILS | Trauma | EA
03.010.202 | 10886982068057 | SURELOCK CONNECTOR-RIGHT ANTEGRADE FEMORAL NAILS | Trauma | EA
03.010.203 | 10886982068064 | ADJUSTMENT KNOB FOR SURELOCK ANTEGRADE FEMORAL NAILS | Trauma | EA
03.010.204 | 10886982068071 | CALIBRATION PIN DIAMETER 12MM | Trauma | EA
B42 | 10886982000118 | REPLACEMENT SPRING FOR 323.500 | Trauma | EA
B43 | 10886982000125 | REPLACEMENT DRILL BIT FOR 323.500 | Trauma | EA
B44 | 10886982000132 | REPLACEMENT RETAINING CAP FOR 323.500 | Trauma | EA
60.124.002 | 10886982247957 | 3.5MM TI ANTEROLATERAL DISTAL TIBIA PLATE GRAPHIC CASE | Trauma | EA
05.002.006S | 10886982130518 | SAW BLADE 80MM X 19MM 0.89MM CUT THICKNESS-STERILE | Trauma | EA
05.002.007S | 10886982130525 | SAW BLADE 95MM X 19MM 1.00MM CUT THICKNESS-STERILE | Trauma | EA
05.002.008S | 10886982130532 | SAW BLADE 95MM X 19MM 1.07MM CUT THICKNESS-STERILE | Trauma | EA
05.002.106S | 10886982130594 | SAW BLADE 95MM X 25MM 1.00MM CUT THICKNESS-STERILE | Trauma | EA
05.002.107S | 10886982130600 | SAW BLADE 95MM X 25MM 1.07MM CUT THICKNESS-STERILE | Trauma | EA
05.002.306S | 10886982130716 | SAW BLADE 90MM X 19-12.5MM 1.00MM CUT THICKNESS-STERILE | Trauma | EA
05.002.405S | 10886982130730 | SAW BLADE 90MM X 12.5MM 1.00MM CUT THICKNESS-STERILE | Trauma | EA
328.344 | 10886982191687 | ADJUSTING NUT FOR 328.335 & 328.345 | Trauma | EA
328.011 | 10886982191458 | SMALL SOFT TISSUE RETRACTOR BLADE/LONG | Trauma | EA
328.012 | 10886982191465 | LARGE SOFT TISSUE RETRACTOR BLADE/LONG | Trauma | EA
60.111.003 | 10886982242884 | 2.7MM LCP(TM) MODULE CASE | Trauma | EA
60.111.002 | 10886982242877 | 2.4MM LCP(TM) MODULE CASE | Trauma | EA
60.111.001 | 10886982242860 | 2.0MM LCP(TM) MODULE CASE | Trauma | EA
60.550.010 | 10886982249036 | BASE ASSEMBLY FOR SMALL BATTERY DRIVE GRAPHIC CASE | Trauma | EA
60.550.011 | 10886982249043 | LID FOR SMALL BATTERY DRIVE GRAPHIC CASE | Trauma | EA
60.550.012 | 10886982249050 | ATTACHMENT RACK FOR SMALL BATTERY DRIVE GRAPHIC CASE | Trauma | EA
60.550.013 | 10886982249074 | INSERT TRAY FOR 12V BATTERY CASINGS | Trauma | EA
247.349 | 10886982170750 | 2.0MM LCP (TM) CONDYLAR PLATE 7 HOLES SHAFT | Trauma | EA
323.035 | 20886982190618 | 1.8MM THREADED DRILL GUIDE SHORT | Trauma | P5
247.344 | 10886982170705 | 2.0MM LCP(TM) PLATE 4 HOLES/31MM | Trauma | EA
247.345 | 10886982170712 | 2.0MM LCP(TM) PLATE 5 HOLES/38MM | Trauma | EA
247.346 | 10886982170729 | 2.0MM LCP(TM) PLATE 6 HOLES/45MM | Trauma | EA
247.347 | 10886982170736 | 2.0MM LCP(TM) PLATE 7 HOLES/52MM | Trauma | EA
247.348 | 10886982170743 | 2.0MM LCP(TM) PLATE 8 HOLES/59MM | Trauma | EA
247.360 | 10886982170828 | 2.0MM LCP(TM) PLATE 10 HOLES/73MM | Trauma | EA
212.807 | 10886982152770 | 2.4MM LOCKING SCREW SLF-TPNG WITH STARDRIVE RECESS 7MM | Trauma | EA
212.809 | 10886982152794 | 2.4MM LOCKING SCREW SLF-TPNG WITH STARDRIVE RECESS 9MM | Trauma | EA
212.811 | 10886982152817 | 2.4MM LOCKING SCREW SLF-TPNG WITH STARDRIVE RECESS 11MM | Trauma | EA
212.813 | 10886982152831 | 2.4MM LOCKING SCREW SLF-TPNG WITH STARDRIVE RECESS 13MM | Trauma | EA
247.615 | 10886982170927 | 2.0MM LCP(TM) T-PLATE 3 HOLES HEAD 7 HOLES SHAFT | Trauma | EA
247.362 | 10886982170835 | 2.0MM LCP(TM) ADAPTION PLATE 12 HOLES 81MM | Trauma | EA
247.366 | 10886982170859 | 2.4MM LCP(TM) ADAPTION PLATE 12 HOLES/88MM | Trauma | EA
247.370 | 10886982170866 | 2.7MM LCP(TM) ADAPTION PLATE 12 HOLES/97MM | Trauma | EA
201.356.97 | 10886982141811 | 2.0MM CORTEX SCREW SLF-TPNG WITH STARDRIVE RECESS 6MM | Trauma | EA
201.357.97 | 10886982141828 | 2.0MM CORTEX SCREW SLF-TPNG WITH STARDRIVE RECESS 7MM | Trauma | EA
201.358.97 | 10886982141835 | 2.0MM CORTEX SCREW SLF-TPNG WITH STARDRIVE RECESS 8MM | Trauma | EA
201.359.97 | 10886982141842 | 2.0MM CORTEX SCREW SLF-TPNG WITH STARDRIVE RECESS 9MM | Trauma | EA
201.360.97 | 10886982141859 | 2.0MM CORTEX SCREW SLF-TPNG WITH STARDRIVE RECESS 10MM | Trauma | EA
201.361.97 | 10886982141866 | 2.0MM CORTEX SCREW SLF-TPNG WITH STARDRIVE RECESS 11MM | Trauma | EA
201.362.97 | 10886982141873 | 2.0MM CORTEX SCREW SLF-TPNG WITH STARDRIVE RECESS 12MM | Trauma | EA
201.363.97 | 10886982141880 | 2.0MM CORTEX SCREW SLF-TPNG WITH STARDRIVE RECESS 13MM | Trauma | EA
201.364.97 | 10886982141897 | 2.0MM CORTEX SCREW SLF-TPNG WITH STARDRIVE RECESS 14MM | Trauma | EA
201.757 | 10886982142689 | 2.4MM CORTEX SCREW SLF-TPNG WITH T8 STARDRIVE RECESS 7MM | Trauma | EA
201.366.97 | 10886982141910 | 2.0MM CORTEX SCREW SLF-TPNG WITH STARDRIVE RECESS 16MM | Trauma | EA
201.368.97 | 10886982141927 | 2.0MM CORTEX SCREW SLF-TPNG WITH STARDRIVE RECESS 18MM | Trauma | EA
201.370.97 | 10886982141934 | 2.0MM CORTEX SCREW SLF-TPNG WITH STARDRIVE RECESS 20MM | Trauma | EA
201.372.97 | 10886982141941 | 2.0MM CORTEX SCREW SLF-TPNG WITH STARDRIVE RECESS 22MM | Trauma | EA
201.759 | 10886982142702 | 2.4MM CORTEX SCREW SLF-TPNG WITH T8 STARDRIVE RECESS 9MM | Trauma | EA
201.374.97 | 10886982141958 | 2.0MM CORTEX SCREW SLF-TPNG WITH STARDRIVE RECESS 24MM | Trauma | EA
201.761 | 10886982142726 | 2.4MM CORTEX SCREW SLF-TPNG WITH T8 STARDRIVE RECESS 11MM | Trauma | EA
201.375.97 | 10886982141965 | 2.0MM CORTEX SCREW SLF-TPNG WITH STARDRIVE RECESS 26MM | Trauma | EA
201.376.97 | 10886982141972 | 2.0MM CORTEX SCREW SLF-TPNG WITH STARDRIVE RECESS 28MM | Trauma | EA
201.377.97 | 10886982141989 | 2.0MM CORTEX SCREW SLF-TPNG WITH STARDRIVE RECESS 30MM | Trauma | EA
201.378.97 | 10886982141996 | 2.0MM CORTEX SCREW SLF-TPNG WITH STARDRIVE RECESS 32MM | Trauma | EA
201.763 | 10886982142740 | 2.4MM CORTEX SCREW SLF-TPNG WITH T8 STARDRIVE RECESS 13MM | Trauma | EA
201.380.97 | 10886982142016 | 2.0MM CORTEX SCREW SLF-TPNG WITH STARDRIVE RECESS 36MM | Trauma | EA
201.379.97 | 10886982142009 | 2.0MM CORTEX SCREW SLF-TPNG WITH STARDRIVE RECESS 34MM | Trauma | EA
201.381.97 | 10886982142023 | 2.0MM CORTEX SCREW SLF-TPNG WITH STARDRIVE RECESS 38MM | Trauma | EA
201.382.97 | 10886982142030 | 2.0MM CORTEX SCREW SLF-TPNG WITH STARDRIVE RECESS 40MM | Trauma | EA
201.876 | 10886982143112 | 2.0MM LOCKING SCREW SLF-TPNG WITH STARDRIVE RECESS 6MM | Trauma | EA
201.877 | 10886982143129 | 2.0MM LOCKING SCREW SLF-TPNG WITH STARDRIVE RECESS 7MM | Trauma | EA
249.674 | 10886982171214 | 2.4MM LCP(TM) PLATE 4 HOLES 36MM | Trauma | EA
247.375 | 10886982170897 | 2.4MM LCP(TM) PLATE 5 HOLES 44MM | Trauma | EA
201.878 | 10886982143136 | 2.0MM LOCKING SCREW SLF-TPNG WITH STARDRIVE RECESS 8MM | Trauma | EA
249.676 | 10886982171221 | 2.4MM LCP(TM) PLATE 6 HOLES 52MM | Trauma | EA
247.377 | 10886982170903 | 2.4MM LCP(TM) PLATE 7 HOLES 60MM | Trauma | EA
201.879 | 10886982143143 | 2.0MM LOCKING SCREW SLF-TPNG WITH STARDRIVE RECESS 9MM | Trauma | EA
249.678 | 10886982171238 | 2.4MM LCP(TM) PLATE 8 HOLES 68MM | Trauma | EA
247.364 | 10886982170842 | 2.4MM LCP(TM) PLATE 10 HOLES 84MM | Trauma | EA
201.880 | 10886982143150 | 2.0MM LOCKING SCREW SLF-TPNG WITH STARDRIVE RECESS 10MM | Trauma | EA
201.881 | 10886982143167 | 2.0MM LOCKING SCREW SLF-TPNG WITH STARDRIVE RECESS 11MM | Trauma | EA
201.882 | 10886982143174 | 2.0MM LOCKING SCREW SLF-TPNG WITH STARDRIVE RECESS 12MM | Trauma | EA
201.883 | 10886982143181 | 2.0MM LOCKING SCREW SLF-TPNG WITH STARDRIVE RECESS 13MM | Trauma | EA
201.884 | 10886982143198 | 2.0MM LOCKING SCREW SLF-TPNG WITH STARDRIVE RECESS 14MM | Trauma | EA
201.886 | 10886982143204 | 2.0MM LOCKING SCREW SLF-TPNG WITH STARDRIVE RECESS 16MM | Trauma | EA
201.888 | 10886982143211 | 2.0MM LOCKING SCREW SLF-TPNG WITH STARDRIVE RECESS 18MM | Trauma | EA
401.356.97 | 10886982204059 | 2.0MM TI CORTEX SCRW SLF-TPNG WITH STARDRIVE RECESS 6MM | Trauma | EA
201.890 | 10886982143228 | 2.0MM LOCKING SCREW SLF-TPNG WITH STARDRIVE RECESS 20MM | Trauma | EA
201.892 | 10886982143235 | 2.0MM LOCKING SCREW SLF-TPNG WITH STARDRIVE RECESS 22MM | Trauma | EA
201.894 | 10886982143242 | 2.0MM LOCKING SCREW SLF-TPNG WITH STARDRIVE RECESS 24MM | Trauma | EA
401.357.97 | 10886982204066 | 2.0MM TI CORTEX SCRW SLF-TPNG WITH STARDRIVE RECESS 7MM | Trauma | EA
201.896 | 10886982143259 | 2.0MM LOCKING SCREW SLF-TPNG WITH STARDRIVE RECESS 26MM | Trauma | EA
401.358.97 | 10886982204073 | 2.0MM TI CORTEX SCRW SLF-TPNG WITH STARDRIVE RECESS 8MM | Trauma | EA
201.898 | 10886982143266 | 2.0MM LOCKING SCREW SLF-TPNG WITH STARDRIVE RECESS 28MM | Trauma | EA
401.359.97 | 10886982204080 | 2.0MM TI CORTEX SCRW SLF-TPNG WITH STARDRIVE RECESS 9MM | Trauma | EA
201.900 | 10886982143273 | 2.0MM LOCKING SCREW SLF-TPNG WITH STARDRIVE RECESS 30MM | Trauma | EA
401.360.97 | 10886982204097 | 2.0MM TI CORTEX SCRW SLF-TPNG WITH STARDRIVE RECESS 10MM | Trauma | EA
401.361.97 | 10886982204103 | 2.0MM TI CORTEX SCRW SLF-TPNG WITH STARDRIVE RECESS 11MM | Trauma | EA
401.362.97 | 10886982204110 | 2.0MM TI CORTEX SCRW SLF-TPNG WITH STARDRIVE RECESS 12MM | Trauma | EA
401.363.97 | 10886982204127 | 2.0MM TI CORTEX SCRW SLF-TPNG WITH STARDRIVE RECESS 13MM | Trauma | EA
401.364.97 | 10886982204134 | 2.0MM TI CORTEX SCRW SLF-TPNG WITH STARDRIVE RECESS 14MM | Trauma | EA
401.366.97 | 10886982204158 | 2.0MM TI CORTEX SCRW SLF-TPNG WITH STARDRIVE RECESS 16MM | Trauma | EA
401.368.97 | 10886982204165 | 2.0MM TI CORTEX SCRW SLF-TPNG WITH STARDRIVE RECESS 18MM | Trauma | EA
401.370.97 | 10886982204172 | 2.0MM TI CORTEX SCRW SLF-TPNG WITH STARDRIVE RECESS 20MM | Trauma | EA
401.372.97 | 10886982204189 | 2.0MM TI CORTEX SCRW SLF-TPNG WITH STARDRIVE RECESS 22MM | Trauma | EA
401.374.97 | 10886982204196 | 2.0MM TI CORTEX SCRW SLF-TPNG WITH STARDRIVE RECESS 24MM | Trauma | EA
401.375.97 | 10886982204202 | 2.0MM TI CORTEX SCRW SLF-TPNG WITH STARDRIVE RECESS 26MM | Trauma | EA
401.376.97 | 10886982204219 | 2.0MM TI CORTEX SCRW SLF-TPNG WITH STARDRIVE RECESS 28MM | Trauma | EA
401.377.97 | 10886982204226 | 2.0MM TI CORTEX SCRW SLF-TPNG WITH STARDRIVE RECESS 30MM | Trauma | EA
401.378.97 | 10886982204233 | 2.0MM TI CORTEX SCRW SLF-TPNG WITH STARDRIVE RECESS 32MM | Trauma | EA
401.379.97 | 10886982204240 | 2.0MM TI CORTEX SCRW SLF-TPNG WITH STARDRIVE RECESS 34MM | Trauma | EA
401.380.97 | 10886982204257 | 2.0MM TI CORTEX SCRW SLF-TPNG WITH STARDRIVE RECESS 36MM | Trauma | EA
401.381.97 | 10886982204264 | 2.0MM TI CORTEX SCRW SLF-TPNG WITH STARDRIVE RECESS 38MM | Trauma | EA
401.382.97 | 10886982204271 | 2.0MM TI CORTEX SCRW SLF-TPNG WITH STARDRIVE RECESS 40MM | Trauma | EA
401.757 | 10886982204615 | 2.4MM TI CORTEX SCREW SLF-TPNG WITH T8 STARDRIVE RECESS 7MM | Trauma | EA
401.759 | 10886982204639 | 2.4MM TI CORTEX SCREW SLF-TPNG WITH T8 STARDRIVE RECESS 9MM | Trauma | EA
401.761 | 10886982204653 | 2.4MM TI CORTEX SCREW SLF-TPNG WITH T8 STARDRIVE RECESS 11MM | Trauma | EA
401.763 | 10886982204677 | 2.4MM TI CORTEX SCREW SLF-TPNG WITH T8 STARDRIVE RECESS 13MM | Trauma | EA
401.876 | 10886982205223 | 2.0MM TI LOCKING SCR SLF-TPNG WITH STARDRIVE RECESS 6MM | Trauma | EA
401.877 | 10886982205230 | 2.0MM TI LOCKING SCR SLF-TPNG WITH STARDRIVE RECESS 7MM | Trauma | EA
401.878 | 10886982205247 | 2.0MM TI LOCKING SCR SLF-TPNG WITH STARDRIVE RECESS 8MM | Trauma | EA
401.879 | 10886982205254 | 2.0MM TI LOCKING SCR SLF-TPNG WITH STARDRIVE RECESS 9MM | Trauma | EA
401.880 | 10886982205261 | 2.0MM TI LOCKING SCR SLF-TPNG WITH STARDRIVE RECESS 10MM | Trauma | EA
401.881 | 10886982205278 | 2.0MM TI LOCKING SCR SLF-TPNG WITH STARDRIVE RECESS 11MM | Trauma | EA
401.882 | 10886982205285 | 2.0MM TI LOCKING SCR SLF-TPNG WITH STARDRIVE RECESS 12MM | Trauma | EA
401.883 | 10886982205292 | 2.0MM TI LOCKING SCR SLF-TPNG WITH STARDRIVE RECESS 13MM | Trauma | EA
401.884 | 10886982205308 | 2.0MM TI LOCKING SCR SLF-TPNG WITH STARDRIVE RECESS 14MM | Trauma | EA
401.886 | 10886982205315 | 2.0MM TI LOCKING SCR SLF-TPNG WITH STARDRIVE RECESS 16MM | Trauma | EA
401.888 | 10886982205322 | 2.0MM TI LOCKING SCR SLF-TPNG WITH STARDRIVE RECESS 18MM | Trauma | EA
401.890 | 10886982205339 | 2.0MM TI LOCKING SCR SLF-TPNG WITH STARDRIVE RECESS 20MM | Trauma | EA
401.892 | 10886982205346 | 2.0MM TI LOCKING SCR SLF-TPNG WITH STARDRIVE RECESS 22MM | Trauma | EA
401.894 | 10886982205353 | 2.0MM TI LOCKING SCR SLF-TPNG WITH STARDRIVE RECESS 24MM | Trauma | EA
401.896 | 10886982205360 | 2.0MM TI LOCKING SCR SLF-TPNG WITH STARDRIVE RECESS 26MM | Trauma | EA
401.898 | 10886982205377 | 2.0MM TI LOCKING SCR SLF-TPNG WITH STARDRIVE RECESS 28MM | Trauma | EA
401.900 | 10886982205384 | 2.0MM TI LOCKING SCR SLF-TPNG WITH STARDRIVE RECESS 30MM | Trauma | EA
412.807 | 10886982211545 | 2.4MM TI LOCKING SCR SLF-TPNG WITH STARDRIVE RECESS 7MM | Trauma | EA
412.809 | 10886982211569 | 2.4MM TI LOCKING SCR SLF-TPNG WITH STARDRIVE RECESS 9MM | Trauma | EA
412.811 | 10886982211583 | 2.4MM TI LOCKING SCR SLF-TPNG WITH STARDRIVE RECESS 11MM | Trauma | EA
412.813 | 10886982211606 | 2.4MM TI LOCKING SCR SLF-TPNG WITH STARDRIVE RECESS 13MM | Trauma | EA
447.344 | 10886982223791 | 2.0MM TI LCP(TM) PLATE 4 HOLES/31MM | Trauma | EA
447.345 | 10886982223807 | 2.0MM TI LCP(TM) PLATE 5 HOLES/38MM | Trauma | EA
447.346 | 10886982223814 | 2.0MM TI LCP(TM) PLATE 6 HOLES/45MM | Trauma | EA
447.347 | 10886982223821 | 2.0MM TI LCP(TM) PLATE 7 HOLES/52MM | Trauma | EA
447.348 | 10886982223838 | 2.0MM TI LCP(TM) PLATE 8 HOLES/59MM | Trauma | EA
447.360 | 10886982223913 | 2.0MM TI LCP(TM) PLATE 10 HOLES/73MM | Trauma | EA
447.362 | 10886982223920 | 2.0MM TI LCP(TM) ADAPTION PL 12 HOLES/81MM | Trauma | EA
447.349 | 10886982223845 | 2.0MM TI LCP(TM) CONDYLAR PL 7 HOLES SHAFT | Trauma | EA
447.615 | 10886982224019 | 2.0MM TI LCP(TM) T-PLATE 3 HOLES HEAD/7 HOLES SHAFT | Trauma | EA
447.366 | 10886982223944 | 2.4MM TI LCP(TM) ADAPTION PL 12 HOLES/88MM | Trauma | EA
447.375 | 10886982223982 | 2.4MM TI LCP(TM) PLATE 5 HOLES/44MM | Trauma | EA
449.674 | 10886982224156 | 2.4MM TI LCP(TM) PLATE 4 HOLES/36MM | Trauma | EA
449.676 | 10886982224163 | 2.4MM TI LCP(TM) PLATE 6 HOLES/52MM | Trauma | EA
447.377 | 10886982223999 | 2.4MM TI LCP(TM) PLATE 7 HOLES/60MM | Trauma | EA
449.680 | 10886982224194 | 2.7MM TI LCP(TM) PLATE 4 HOLES/40MM | Trauma | EA
449.681 | 10886982224200 | 2.7MM TI LCP(TM) PLATE 5 HOLES/49MM | Trauma | EA
449.682 | 10886982224217 | 2.7MM TI LCP(TM) PLATE 6 HOLES/58MM | Trauma | EA
449.678 | 10886982224170 | 2.4MM TI LCP(TM) PLATE 8 HOLES/68MM | Trauma | EA
449.683 | 10886982224224 | 2.7MM TI LCP(TM) PLATE 7 HOLES/67MM | Trauma | EA
447.372 | 10886982223968 | 2.7MM TI LCP(TM) PLATE 8 HOLES/76MM | Trauma | EA
447.374 | 10886982223975 | 2.7MM TI LCP(TM) PLATE 10 HOLES/94MM | Trauma | EA
447.364 | 10886982223937 | 2.4MM TI LCP(TM) PLATE 10 HOLES/84MM | Trauma | EA
NA0029 | 10886982002006 | FOAM BLOCK/3.0MM HCS DEMO | Trauma | EA
329.921 | 10886982192318 | THREADED BENDING PIN FOR 2.0MM LCP(TM) PLATES | Trauma | EA
249.686 | 10886982171313 | 2.7MM LCP(TM) L-PLATE OBLIQUE RIGHT 2H HEAD/3H SHAFT | Trauma | EA
249.687 | 10886982171320 | 2.7MM LCP(TM) L-PLATE OBLIQUE LEFT 2H HEAD/3H SHAFT | Trauma | EA
249.698 | 10886982171405 | 2.7MM LCP(TM) L-PLATE OBLIQUE RIGHT 2H HEAD/4H SHAFT | Trauma | EA
249.699 | 10886982171412 | 2.7MM LCP(TM) L-PLATE OBLIQUE LEFT 2H HEAD/4H SHAFT | Trauma | EA
249.688 | 10886982171337 | 2.7MM LCP(TM) L-PLATE RIGHT 2H HEAD/3H SHAFT | Trauma | EA
249.689 | 10886982171344 | 2.7MM LCP(TM) L-PLATE LEFT 2H HEAD/3H SHAFT | Trauma | EA
249.701 | 10886982171429 | 2.7MM LCP(TM) L-PLATE RIGHT 2H HEAD/4H SHAFT | Trauma | EA
249.702 | 10886982171436 | 2.7MM LCP(TM) L-PLATE LEFT 2H HEAD/4H SHAFT | Trauma | EA
323.034 | 10886982190604 | 1.5MM THREADED DRILL GUIDE WITH DEPTH GAUGE | Trauma | EA
310.507 | 10886982186737 | 1.5MM DRILL BIT W/DEPTH MARK MINI QC/96 MM | Trauma | EA
310.161 | 10886982186089 | 1.5MM DRILL BIT W/DEPTH MARK STRYKER J-LATCH/110MM | Trauma | EA
310.162 | 10886982186096 | 1.8MM DRILL BIT W/DEPTH MARK STRYKER J-LATCH/110MM | Trauma | EA
511.777 | 10886982237897 | TORQUE LIMITING ATTACHMENT 0.4NM | Trauma | EA
449.686 | 10886982224255 | 2.7MM TI LCP(TM) L-PLATE OBLIQUE RT 2H HEAD/3H SHAFT | Trauma | EA
449.687 | 10886982224262 | 2.7MM TI LCP(TM) L-PLATE OBLIQUE LT 2H HEAD/3H SHAFT | Trauma | EA
449.698 | 10886982224347 | 2.7MM TI LCP(TM) L-PLATE OBLIQUE RT 2H HEAD/4H SHAFT | Trauma | EA
449.699 | 10886982224354 | 2.7MM TI LCP(TM) L-PLATE OBLIQUE LT 2H HEAD/4H SHAFT | Trauma | EA
449.688 | 10886982224279 | 2.7MM TI LCP(TM) L-PLATE RT 2H HEAD/3H SHAFT | Trauma | EA
449.689 | 10886982224286 | 2.7MM TI LCP(TM) L-PLATE LT 2H HEAD/3H SHAFT | Trauma | EA
449.701 | 10886982224361 | 2.7MM TI LCP(TM) L-PLATE RT 2H HEAD/4H SHAFT | Trauma | EA
449.702 | 10886982224378 | 2.7MM TI LCP(TM) L-PLATE LT 2H HEAD/4H SHAFT | Trauma | EA
249.615 | 10886982171184 | 2.4MM LCP(TM) T-PLATE 3 HOLES HEAD/7 HOLES SHAFT | Trauma | EA
249.670 | 10886982171207 | 2.4MM LCP(TM) T-PLATE 2 HOLES HEAD/7 HOLES SHAFT | Trauma | EA
249.669 | 10886982171191 | 2.4MM LCP(TM) Y-PLATE 3 HOLES HEAD/7 HOLES SHAFT | Trauma | EA
249.685 | 10886982171306 | 2.7MM LCP(TM) T-PLATE 2 HOLES HEAD/3 HOLES SHAFT | Trauma | EA
249.697 | 10886982171399 | 2.7MM LCP(TM) T-PLATE 2 HOLES HEAD/4 HOLES SHAFT | Trauma | EA
249.684 | 10886982171290 | 2.7MM LCP(TM) CONDYLAR PLATE 7 HOLES SHAFT | Trauma | EA
247.351 | 10886982170774 | 2.0MM LCP(TM) T-PLATE 2 HOLES HEAD/7 HOLES SHAFT | Trauma | EA
249.679 | 10886982171245 | 2.4MM LCP(TM) CONDYLAR PLATE 7 HOLES SHAFT | Trauma | EA
247.350 | 10886982170767 | 2.0MM LCP(TM) Y-PLATE 3 HOLES HEAD/7 HOLES SHAFT | Trauma | EA
447.350 | 10886982223852 | 2.0MM TI LCP(TM) Y-PLATE 3 HOLES HEAD/7 HOLES SHAFT | Trauma | EA
447.351 | 10886982223869 | 2.0MM TI LCP(TM) T-PLATE 2 HOLES HEAD/7 HOLES SHAFT | Trauma | EA
449.684 | 10886982224231 | 2.7MM TI LCP(TM) CONDYLAR PL 7 HOLES SHAFT | Trauma | EA
447.370 | 10886982223951 | 2.7MM TI LCP(TM) ADAPTION PL 12 HOLES/97MM | Trauma | EA
402.892 | 10886982206800 | 2.7MM TI CORTEX SCREW SLF-TPNG WITH T8 STARDRIVE RECESS 32MM | Trauma | EA
402.894 | 10886982206817 | 2.7MM TI CORTEX SCREW SLF-TPNG WITH T8 STARDRIVE RECESS 34MM | Trauma | EA
402.896 | 10886982206824 | 2.7MM TI CORTEX SCREW SLF-TPNG WITH T8 STARDRIVE RECESS 36MM | Trauma | EA
402.898 | 10886982206831 | 2.7MM TI CORTEX SCREW SLF-TPNG WITH T8 STARDRIVE RECESS 38MM | Trauma | EA
402.900 | 10886982206848 | 2.7MM TI CORTEX SCREW SLF-TPNG WITH T8 STARDRIVE RECESS 40MM | Trauma | EA
402.962 | 10886982206855 | 2.7MM TI CORTEX SCREW SLF-TPNG WITH T8 STARDRIVE RECESS 42MM | Trauma | EA
402.963 | 10886982206862 | 2.7MM TI CORTEX SCREW SLF-TPNG WITH T8 STARDRIVE RECESS 44MM | Trauma | EA
402.965 | 10886982206879 | 2.7MM TI CORTEX SCREW SLF-TPNG WITH T8 STARDRIVE RECESS 46MM | Trauma | EA
402.966 | 10886982206886 | 2.7MM TI CORTEX SCREW SLF-TPNG WITH T8 STARDRIVE RECESS 48MM | Trauma | EA
449.685 | 10886982224248 | 2.7MM TI LCP(TM) T-PLATE 2 HOLES HEAD/3 HOLES SHAFT | Trauma | EA
402.967 | 10886982206893 | 2.7MM TI CORTEX SCREW SLF-TPNG WITH T8 STARDRIVE RECESS 50MM | Trauma | EA
402.968 | 10886982206909 | 2.7MM TI CORTEX SCREW SLF-TPNG WITH T8 STARDRIVE RECESS 55MM | Trauma | EA
449.697 | 10886982224330 | 2.7MM TI LCP(TM) T-PLATE 2 HOLES HEAD/4 HOLES SHAFT | Trauma | EA
402.969 | 10886982206916 | 2.7MM TI CORTEX SCREW SLF-TPNG WITH T8 STARDRIVE RECESS 60MM | Trauma | EA
202.962 | 10886982145208 | 2.7MM CORTEX SCREW SLF-TPNG WITH T8 STARDRIVE RECESS/42MM | Trauma | EA
202.963 | 10886982145215 | 2.7MM CORTEX SCREW SLF-TPNG WITH T8 STARDRIVE RECESS/44MM | Trauma | EA
202.965 | 10886982145222 | 2.7MM CORTEX SCREW SLF-TPNG WITH T8 STARDRIVE RECESS/46MM | Trauma | EA
249.680 | 10886982171252 | 2.7MM LCP(TM) PLATE 4 HOLES/40MM | Trauma | EA
202.966 | 10886982145239 | 2.7MM CORTEX SCREW SLF-TPNG WITH T8 STARDRIVE RECESS/48MM | Trauma | EA
249.681 | 10886982171269 | 2.7MM LCP(TM) PLATE 5 HOLES/49MM | Trauma | EA
202.967 | 10886982145246 | 2.7MM CORTEX SCREW SLF-TPNG WITH T8 STARDRIVE RECESS/50MM | Trauma | EA
249.682 | 10886982171276 | 2.7MM LCP(TM) PLATE 6 HOLES/58MM | Trauma | EA
249.683 | 10886982171283 | 2.7MM LCP(TM) PLATE 7 HOLES/67MM | Trauma | EA
202.968 | 10886982145253 | 2.7MM CORTEX SCREW SLF-TPNG WITH T8 STARDRIVE RECESS/55MM | Trauma | EA
247.372 | 10886982170873 | 2.7MM LCP(TM) PLATE 8 HOLES/76MM | Trauma | EA
202.969 | 10886982145260 | 2.7MM CORTEX SCREW SLF-TPNG WITH T8 STARDRIVE RECESS/60MM | Trauma | EA
247.374 | 10886982170880 | 2.7MM LCP(TM) PLATE 10 HOLES/94MM | Trauma | EA
449.679 | 10886982224187 | 2.4MM TI LCP(TM) CONDYLAR PL 7 HOLES SHAFT | Trauma | EA
449.615 | 10886982224125 | 2.4MM TI LCP(TM) T-PLATE 3 HOLES HEAD/7 HOLES SHAFT | Trauma | EA
449.670 | 10886982224149 | 2.4MM TI LCP(TM) T-PLATE 2 HOLES HEAD/7 HOLES SHAFT | Trauma | EA
449.669 | 10886982224132 | 2.4MM TI LCP(TM) Y-PLATE 3 HOLES HEAD/7 HOLES SHAFT | Trauma | EA
03.607.513 | 10886982080585 | CABLE CUTTER | Trauma | EA
03.221.011 | 10886982076731 | CERCLAGE PASSER, DIVIDABLE FORCEPS, LARGE | Trauma | EA
03.221.010 | 10886982076724 | CERCLAGE PASSER, DIVIDABLE FORCEPS, SMALL | Trauma | EA
03.221.004 | 10886982076670 | CERCLAGE TUNNELING DEVICE LARGE | Trauma | EA
03.221.003 | 10886982076663 | TROCAR FOR CERCLAGE PASSER | Trauma | EA
03.221.002 | 10886982076656 | CERCLAGE TUNNELING DEVICE SMALL | Trauma | EA
03.221.001 | 10886982076649 | CERCLAGE WIRE TWISTER | Trauma | EA
690.918 | 10886982255358 | TRAY FOR MINIMALLY INVASIVE REDUCTION HANDLES-SMALL | Trauma | EA
690.919 | 10886982255365 | TRAY FOR MINIMALLY INVASIVE PLATE INSERTION | Trauma | EA
60.120.335 | 10886982247643 | COMPLETE NOVOCASE F/SS LCP(TM) DISTAL FEMUR PLATES | Trauma | EA
60.120.337 | 10886982247667 | NOVOCASE LID FOR LCP DISTAL FEMUR PLATE GRAPHIC CASE | Trauma | EA
60.120.336 | 10886982247650 | INSERT TRAY FOR LCP DISTAL FEMUR PLATES | Trauma | EA
60.120.338 | 10886982247674 | SCREW RACK ASSEMBLY FOR SELF-DRILLING SS SCREWS | Trauma | EA
60.120.338.10 | 10886982247681 | LID ASSEMBLY FOR SCREW RACK SELF-DRILLING SS SCREWS | Trauma | EA
1077 | 10886982137760 | SYNTHES EPD USERS MANUAL AND CHARTS | Trauma | EA
1078 | 10886982137777 | SYNTHES MAINTENANCE STATION USERS MANUAL | Trauma | EA
1079 | 10886982137784 | SMALL BATTERY DRIVE USERS MANUAL AND CHARTS | Trauma | EA
1080 | 10886982137791 | BATTERY POWER LINE USERS MANUAL AND CHARTS | Trauma | EA
1081 | 10886982137807 | POWER DRIVE USERS MANUAL AND CHARTS | Trauma | EA
328.335 | 10886982191656 | CONNECTING SCR F/3.5MM LCP(TM) | Trauma | EA
328.345 | 10886982191694 | CONNECTING SCR FOR 4.5MM/5MM LCP(TM) | Trauma | EA
60.110.037 | 10886982242716 | GRAPHIC CASE FOR 2.4MM LCP DISTAL RADIUS SYSTEM | Trauma | EA
60.110.038 | 10886982242723 | SCREW RACK FOR 2.4MM LCP DSTL RADIUS SYSTEM GRAPHIC CASE | Trauma | EA
60.110.040 | 10886982242747 | SMALL MODULE FOR LCP RADIAL HEAD INSTRUMENTS & IMPLANTS | Trauma | EA
60.110.041 | 10886982242754 | IMPLANT MODULE FOR LCP DORSAL DISTAL RADIUS PLATES | Trauma | EA
60.110.042 | 10886982242761 | IMPLANT MODULE EXTRA-ARTICLR & JUXTA-ARTICLR DISTAL RADIUS PL | Trauma | EA
200.190 | 10886982141163 | 1.8MM LCP BUTTRESS PIN 12MM | Trauma | EA
200.191 | 10886982141170 | 1.8MM LCP BUTTRESS PIN 14MM | Trauma | EA
200.192 | 10886982141187 | 1.8MM LCP BUTTRESS PIN 16MM | Trauma | EA
400.190 | 10886982203311 | 1.8MM TI LCP BUTTRESS PIN 12MM | Trauma | EA
200.193 | 10886982141194 | 1.8MM LCP BUTTRESS PIN 18MM | Trauma | EA
200.194 | 10886982141200 | 1.8MM LCP BUTTRESS PIN 20MM | Trauma | EA
400.191 | 10886982203328 | 1.8MM TI LCP BUTTRESS PIN 14MM | Trauma | EA
200.195 | 10886982141217 | 1.8MM LCP BUTTRESS PIN 22MM | Trauma | EA
400.192 | 10886982203335 | 1.8MM TI LCP BUTTRESS PIN 16MM | Trauma | EA
200.196 | 10886982141224 | 1.8MM LCP BUTTRESS PIN 24MM | Trauma | EA
400.193 | 10886982203342 | 1.8MM TI LCP BUTTRESS PIN 18MM | Trauma | EA
400.194 | 10886982203359 | 1.8MM TI LCP BUTTRESS PIN 20MM | Trauma | EA
200.197 | 10886982141231 | 1.8MM LCP BUTTRESS PIN 26MM | Trauma | EA
400.195 | 10886982203366 | 1.8MM TI LCP BUTTRESS PIN 22MM | Trauma | EA
400.196 | 10886982203373 | 1.8MM TI LCP BUTTRESS PIN 24MM | Trauma | EA
200.198 | 10886982141248 | 1.8MM LCP BUTTRESS PIN 28MM | Trauma | EA
400.197 | 10886982203380 | 1.8MM TI LCP BUTTRESS PIN 26MM | Trauma | EA
200.199 | 10886982141255 | 1.8MM LCP BUTTRESS PIN 30MM | Trauma | EA
400.198 | 10886982203397 | 1.8MM TI LCP BUTTRESS PIN 28MM | Trauma | EA
400.199 | 10886982203403 | 1.8MM TI LCP BUTTRESS PIN 30MM | Trauma | EA
5624-6/15L | 10886982241610 | COCR HUMERAL STEM CEMENTED SIZE 6/155MM LONG-STERILE | Trauma | EA
5624-8/16L | 10886982241641 | COCR HUMERAL STEM CEMENTED SIZE 8/160MM LONG-STERILE | Trauma | EA
5624-12/17L | 10886982241559 | COCR HUMERAL STEM CEMENTED SIZE 12/170MM LONG-STERILE | Trauma | EA
5624-10/16L | 10886982241528 | COCR HUMERAL STEM CEMENTED SIZE 10/165MM LONG-STERILE | Trauma | EA
5624-14/17L | 10886982241580 | COCR HUMERAL STEM CEMENTED SIZE 14/175MM LONG-STERILE | Trauma | EA
5624-6/19XL | 10886982241627 | COCR HUMERAL STEM CEMENTED SIZE 6/195MM XLONG-STERILE | Trauma | EA
5624-8/20XL | 10886982241658 | COCR HUMERAL STEM CEMENTED SIZE 8/200MM XLONG-STERILE | Trauma | EA
5624-10/20XL | 10886982241535 | COCR HUMERAL STEM CEMENTED SIZE 10/205MM XLONG-STERILE | Trauma | EA
5624-12/21XL | 10886982241566 | COCR HUMERAL STEM CEMENTED SIZE 12/210MM XLONG-STERILE | Trauma | EA
5624-14/21XL | 10886982241597 | COCR HUMERAL STEM CEMENTED SIZE 14/215MM XLONG-STERILE | Trauma | EA
449.690 | 10886982224293 | 2.4/2.7MM TI LOCKING HIND/ MIDFOOT PLATE 5 HOLES/31MM | Trauma | EA
449.691 | 10886982224316 | 2.4/2.7MM TI LOCKING HIND/ MIDFOOT PLATE 8 HOLES/45MM | Trauma | EA
02.100.020S | 10886982028297 | 2.4/2.7MM LOCKING NAVICULAR PLATE-STERILE | Trauma | EA
02.100.021S | 10886982028310 | 2.4/2.7MM LOCKING CUBOID PLATE LEFT-STERILE | Trauma | EA
447.702 | 10886982224026 | 2.4/2.7MM TI LOCKING X-PLATE SMALL 24X18MM | Trauma | EA
02.100.022S | 10886982028334 | 2.4/2.7MM LOCKING CUBOID PLATE RIGHT-STERILE | Trauma | EA
02.100.023S | 10886982028358 | 2.4/2.7MM LOCKING TALUS PLATE STERILE | Trauma | EA
04.100.020S | 10886982099433 | 2.4/2.7MM TI LOCKING NAVICULAR PLATE-STERILE | Trauma | EA
447.704 | 10886982224040 | 2.4/2.7MM TI LOCKING X-PLATE MEDIUM 30X20MM | Trauma | EA
447.706 | 10886982224064 | 2.4/2.7MM TI LOCKING X-PLATE LARGE 36X20MM | Trauma | EA
447.710 | 10886982224088 | 2.4/2.7MM TI LOCKING 2-HOLE PLATE | Trauma | EA
04.100.021S | 10886982099457 | 2.4/2.7MM TI LOCKING CUBOID PL LEFT-STERILE | Trauma | EA
04.100.022S | 10886982099471 | 2.4/2.7MM TI LOCKING CUBOID PL RIGHT-STERILE | Trauma | EA
04.100.023S | 10886982099495 | 2.4/2.7MM TI LOCKING TALUS PL STERILE | Trauma | EA
449.690S | 10886982224309 | 2.4/2.7MM TI LOCKING HIND/ MIDFOOT PLATE 5H/31MM-STERILE | Trauma | EA
449.691S | 10886982224323 | 2.4/2.7MM TI LOCKING HIND/ MIDFOOT PLATE 8H/45MM-STERILE | Trauma | EA
447.702S | 10886982224033 | 2.4/2.7MM TI LOCKING X-PLATE SMALL 24X18MM-STERILE | Trauma | EA
447.704S | 10886982224057 | 2.4/2.7MM TI LOCKING X-PLATE MEDIUM 30X20MM-STERILE | Trauma | EA
447.706S | 10886982224071 | 2.4/2.7MM TI LOCKING X-PLATE LARGE 36X20MM-STERILE | Trauma | EA
447.710S | 10886982224095 | 2.4/2.7MM TI LOCKING 2-HOLE PL STERILE | Trauma | EA
249.690 | 10886982171351 | 2.4/2.7MM LOCKING HIND/MIDFOOT PLATE 5 HOLES/31MM | Trauma | EA
249.691 | 10886982171375 | 2.4/2.7MM LOCKING HIND/MIDFOOT PLATE 8 HOLES/45MM | Trauma | EA
247.702 | 10886982170934 | 2.4/2.7MM LOCKING X-PLATE SMALL 24X18MM | Trauma | EA
247.704 | 10886982170958 | 2.4/2.7MM LOCKING X-PLATE MEDIUM 30X20MM | Trauma | EA
247.706 | 10886982170972 | 2.4/2.7MM LOCKING X-PLATE LARGE 36X20MM | Trauma | EA
247.710 | 10886982170996 | 2.4/2.7MM LOCKING 2-HOLE PLATE | Trauma | EA
249.690S | 10886982171368 | 2.4/2.7MM LOCKING HIND/MIDFOOT PLATE 5 HOLES/31MM-STERILE | Trauma | EA
249.691S | 10886982171382 | 2.4/2.7MM LOCKING HIND/MIDFOOT PLATE 8 HOLES/45MM-STERILE | Trauma | EA
247.702S | 10886982170941 | 2.4/2.7MM LOCKING X-PLATE SMALL 24X18MM-STERILE | Trauma | EA
247.704S | 10886982170965 | 2.4/2.7MM LOCKING X-PLATE MEDIUM 30X20MM-STERILE | Trauma | EA
247.706S | 10886982170989 | 2.4/2.7MM LOCKING X-PLATE LARGE 36X20MM-STERILE | Trauma | EA
247.710S | 10886982171009 | 2.4/2.7MM LOCKING 2-HOLE PLATE STERILE | Trauma | EA
60.111.004 | 10886982242891 | 2.4/2.7MM LOCKING FOOT MODULE CASE | Trauma | EA
03.100.141 | 10886982071200 | 2.5MM DRILL SLEEVE FOR CANN PERC GUIDING SYS | Trauma | EA
03.100.142 | 10886982071217 | 3.5MM DRILL SLEEVE FOR CANN PERC GUIDING SYS | Trauma | EA
03.100.140 | 10886982071194 | HANDLE FOR CANNULATED PERCUTANEOUS GUIDING SYSTEM | Trauma | EA
690.509 | 10886982254214 | LABEL SHEET FOR CANNULATED CONNECTING SCREWS | Trauma | EA
60.240.212 | 10886982248879 | SCREW RACK FOR 4.0MM LOCKING SCREWS W/HEX RECESS | Trauma | EA
397.993 | 10886982201287 | TOMOFIX OSTEOTOMY CHISEL 15MM WIDTH | Trauma | EA
397.994 | 10886982201294 | TOMOFIX OSTEOTOMY CHISEL 20MM WIDTH | Trauma | EA
60.401.001 | 10886982248930 | GRAPHIC CASE FOR EPOCA PRESS | Trauma | EA
SD314.20 | 10886982004826 | CANNULATED HEX SCREWDRIVER 4.5MM CANNULATED SCREWS/329MM | Trauma | EA
60.401.002 | 10886982248947 | GRAPHIC CASE FOR EPOCA RASPS | Trauma | EA
60.401.003 | 10886982248954 | GRAPHIC CASE FOR EPOCA TRIAL IMPLANTS | Trauma | EA
60.401.004 | 10886982248978 | GRAPHIC CASE FOR EPOCA GLENOID INSTRUMENTS | Trauma | EA
SD314.29 | 10886982004840 | CANNULATED HEX SCREWDRIVER 3.5/4.0MM CANN SCREWS/288MM | Trauma | EA
60.120.033 | 10886982247544 | STOPPER RACK FOR LCP PERIARTICULAR AIMING ARMS-LRG | Trauma | EA
530.681 | 10886982240101 | BATTERY CASING WITH LOCK FOR BATTERY POWER LINE | Trauma | EA
03.120.026 | 10886982074249 | 2.5MM DRILL TIP GUIDE WIRE 300MM | Trauma | EA
03.120.027 | 10886982074256 | INTERLOCKING BOLT 151MM | Trauma | EA
B46 | 10886982000156 | HEADPIECE FOR DEPTH GAUGE | Trauma | EA
B45 | 10886982000149 | TIP FOR TRD IMPACTOR | Trauma | EA
03.120.025 | 10886982074232 | STOPPER FOR LCP PERIARTICULAR AIMING ARMS-LARGE | Trauma | EA
60.120.031 | 10886982247520 | LID F/LCP PERIARTICULAR AIMING INSTRUMENT SET 01.120.030 | Trauma | EA
60.120.032 | 10886982247537 | OUTER CASE F/LCP PERIARTICULAR AIMING INSTR SET 01.120.030 | Trauma | EA
60.550.030 | 10886982249173 | GRAPHIC CASE BASE ASSEMBLY FOR COMPACT AIR DRIVE II SET | Trauma | EA
60.550.031 | 10886982249180 | LID FOR COMPACT AIR DRIVE II SET GRAPHIC CASE | Trauma | EA
60.550.032 | 10886982249197 | ATTACHMENT RACK F/COMPACT AIR DRV & POWER DRV GRAPHIC CASE | Trauma | EA
60.550.033 | 10886982249203 | INSERT TRAY F/COMPACT AIR DRV II & POWER DRV GRAPHIC CASE | Trauma | EA
SD398.042 | 10886982006783 | REDUCTION FORCEPS LARGE | Trauma | EA
SD398.041 | 10886982006776 | REDUCTION FORCEPS SMALL | Trauma | EA
02.112.110 | 10886982033413 | 2.7MM/3.5MM LCP POSTLAT DISTAL FIBULA PLATE 5H/RIGHT/103MM | Trauma | EA
02.112.111 | 10886982033437 | 2.7MM/3.5MM LCP POSTLAT DISTAL FIBULA PLATE 5H/LEFT/103MM | Trauma | EA
02.112.113 | 10886982033475 | 2.7MM/3.5MM LCP POSTLAT DISTAL FIBULA PLATE 6H/LEFT/116MM | Trauma | EA
02.112.114 | 10886982033499 | 2.7MM/3.5MM LCP POSTLAT DISTAL FIBULA PLATE 7H/RIGHT/129MM | Trauma | EA
02.112.115 | 10886982033512 | 2.7MM/3.5MM LCP POSTLAT DISTAL FIBULA PLATE 7H/LEFT/129MM | Trauma | EA
02.112.118 | 10886982033574 | 2.7MM/3.5MM LCP POSTLAT DISTAL FIBULA PLATE 9H/RIGHT/155MM | Trauma | EA
02.112.119 | 10886982033598 | 2.7MM/3.5MM LCP POSTLAT DISTAL FIBULA PLATE 9H/LEFT/155MM | Trauma | EA
02.112.122 | 10886982033659 | 2.7MM/3.5MM LCP POSTLAT DISTAL FIBULA PLATE 11H/RIGHT/181MM | Trauma | EA
02.112.123 | 10886982033673 | 2.7MM/3.5MM LCP POSTLAT DISTAL FIBULA PLATE 11H/LEFT/181MM | Trauma | EA
02.112.126 | 10886982033734 | 2.7MM/3.5MM LCP POSTLAT DISTAL FIBULA PLATE 13H/RIGHT/207MM | Trauma | EA
02.112.127 | 10886982033758 | 2.7MM/3.5MM LCP POSTLAT DISTAL FIBULA PLATE 13H/LEFT/207MM | Trauma | EA
02.112.112 | 10886982033451 | 2.7MM/3.5MM LCP POSTLAT DISTAL FIBULA PLATE 6H/RIGHT/116MM | Trauma | EA
04.112.110 | 10886982103185 | 2.7MM/3.5MM TI LCP POSTLAT DSTL FIBULA PL 5H/RIGHT/103MM | Trauma | EA
04.112.111 | 10886982103208 | 2.7MM/3.5MM TI LCP POSTLAT DSTL FIBULA PL 5H/LEFT/103MM | Trauma | EA
04.112.112 | 10886982103222 | 2.7MM/3.5MM TI LCP POSTLAT DSTL FIBULA PL/6H/RIGHT/116MM | Trauma | EA
02.123.033S | 10886982042309 | 3.5MM LCP PERIARTIC PROX HUM PLATE 14 H/307MM/LT-STERILE | Trauma | EA
04.112.113 | 10886982103246 | 2.7MM/3.5MM TI LCP POSTLAT DSTL FIBULA PL/6H/LEFT/116MM | Trauma | EA
04.112.114 | 10886982103260 | 2.7MM/3.5MM TI LCP POSTLAT DSTL FIBULA PL 7H/RIGHT/129MM | Trauma | EA
04.112.115 | 10886982103284 | 2.7MM/3.5MM TI LCP POSTLAT DSTL FIBULA PL 7H/LEFT/129MM | Trauma | EA
04.112.118 | 10886982103321 | 2.7MM/3.5MM TI LCP POSTLAT DSTL FIBULA PL 9H/RIGHT/155MM | Trauma | EA
04.112.119 | 10886982103345 | 2.7MM/3.5MM TI LCP POSTLAT DSTL FIBULA PL 9H/LEFT/155MM | Trauma | EA
02.123.032S | 10886982042286 | 3.5MM LCP PERIARTIC PROX HUM PLATE 14 H/307MM/RT-STERILE | Trauma | EA
04.112.122 | 10886982103383 | 2.7MM/3.5MM TI LCP POSTLAT DSTL FIBULA PL 11H/RIGHT/181MM | Trauma | EA
04.112.123 | 10886982103406 | 2.7MM/3.5MM TI LCP POSTLAT DSTL FIBULA PL 11H/LEFT/181MM | Trauma | EA
04.112.126 | 10886982103444 | 2.7MM/3.5MM TI LCP POSTLAT DSTL FIBULA PL 13H/RIGHT/207MM | Trauma | EA
04.112.127 | 10886982103468 | 2.7MM/3.5MM TI LCP POSTLAT DSTL FIBULA PL 13H/LEFT/207MM | Trauma | EA
04.112.140 | 10886982103628 | 2.7MM/3.5MM TI LCP LAT DISTAL FIBULA PLATE 5H/RIGHT/99MM | Trauma | EA
04.112.141 | 10886982103642 | 2.7MM/3.5MM TI LCP LAT DISTAL FIBULA PLATE 5H/LEFT/99MM | Trauma | EA
04.112.142 | 10886982103666 | 2.7MM/3.5MM TI LCP LAT DISTAL FIBULA PLATE 6H/RIGHT/112MM | Trauma | EA
04.112.143 | 10886982103680 | 2.7MM/3.5MM TI LCP LAT DISTAL FIBULA PLATE 6H/LEFT/112MM | Trauma | EA
04.112.144 | 10886982103703 | 2.7MM/3.5MM TI LCP LAT DISTAL FIBULA PLATE 7H/RIGHT/125MM | Trauma | EA
04.112.145 | 10886982103727 | 2.7MM/3.5MM TI LCP LAT DISTAL FIBULA PLATE 7H/LEFT/125MM | Trauma | EA
04.112.148 | 10886982103789 | 2.7MM/3.5MM TI LCP LAT DISTAL FIBULA PLATE 9H/RIGHT/151MM | Trauma | EA
04.112.149 | 10886982103802 | 2.7MM/3.5MM TI LCP LAT DISTAL FIBULA PLATE 9H/LEFT/151MM | Trauma | EA
04.112.152 | 10886982103864 | 2.7MM/3.5MM TI LCP LAT DISTAL FIBULA PLATE 11H/RIGHT/177MM | Trauma | EA
04.112.153 | 10886982103888 | 2.7MM/3.5MM TI LCP LAT DISTAL FIBULA PLATE 11H/LEFT 177MM | Trauma | EA
04.112.156 | 10886982103949 | 2.7MM/3.5MM TI LCP LAT DISTAL FIBULA PLATE 13H/RIGHT/203MM | Trauma | EA
04.112.157 | 10886982103963 | 2.7MM/3.5MM TI LCP LAT DISTAL FIBULA PLATE 13H/LEFT/203MM | Trauma | EA
02.112.140 | 10886982033932 | 2.7MM/3.5MM LCP LATERAL DISTAL FIBULA PLATE 5H/RIGHT/99MM | Trauma | EA
02.112.141 | 10886982033956 | 2.7MM/3.5MM LCP LATERAL DISTAL FIBULA PLATE 5H/LEFT/99MM | Trauma | EA
02.112.142 | 10886982033970 | 2.7MM/3.5MM LCP LATERAL DISTAL FIBULA PLATE 6H/RIGHT/112MM | Trauma | EA
02.112.143 | 10886982033994 | 2.7MM/3.5MM LCP LATERAL DISTAL FIBULA PLATE 6H/LEFT/112MM | Trauma | EA
02.112.144 | 10886982034014 | 2.7MM/3.5MM LCP LATERAL DISTAL FIBULA PLATE 7H/RIGHT/125MM | Trauma | EA
02.112.145 | 10886982034038 | 2.7MM/3.5MM LCP LATERAL DISTAL FIBULA PLATE 7H/LEFT/125MM | Trauma | EA
02.112.148 | 10886982034090 | 2.7MM/3.5MM LCP LATERAL DISTAL FIBULA PLATE 9H/RIGHT/151MM | Trauma | EA
02.112.149 | 10886982034113 | 2.7MM/3.5MM LCP LATERAL DISTAL FIBULA PLATE 9H/LEFT/151MM | Trauma | EA
04.112.020S | 10886982102539 | 3.5MM TI LCP SUP ANT CLAVICLE PL W/LAT EXTN 8H/RT/135MM-STER | Trauma | EA
04.112.021S | 10886982102553 | 3.5MM TI LCP SUP ANT CLAVICLE PL W/LAT EXTN 8H/LT/135MM-STER | Trauma | EA
04.112.026S | 10886982102577 | 3.5MM TI LCP SUP ANT CLAVICLE PLATE 6H/RT/94MM-STERILE | Trauma | EA
04.112.045 | 10886982102768 | 2.7MM/3.5MM TI VA-LCP LAT ANT CLAVICLE PLATE/7 HOLE/77MM | Trauma | EA
04.112.040S | 10886982102690 | 3.5MM TI LCP MEDL ANT CLAVICLE PLATE/6 HOLE/79MM-STERILE | Trauma | EA
04.112.041S | 10886982102713 | 3.5MM TI LCP MEDL ANT CLAVICLE PLATE/7 HOLE/91MM-STERILE | Trauma | EA
04.112.027S | 10886982102591 | 3.5MM TI LCP SUP ANT CLAVICLE PLATE 6H/LT/94MM-STERILE | Trauma | EA
04.112.042S | 10886982102737 | 3.5MM TI LCP MEDL ANT CLAVICLE PLATE/8 HOLE/102MM-STERILE | Trauma | EA
04.112.028S | 10886982102614 | 3.5MM TI LCP SUP ANT CLAVICLE PLATE 7H/RT/110MM-STERILE | Trauma | EA
04.112.029S | 10886982102638 | 3.5MM TI LCP SUP ANT CLAVICLE PLATE 7H/LT/110MM-STERILE | Trauma | EA
04.112.045S | 10886982102775 | 2.7MM/3.5MM TI VA-LCP LAT ANT CLAVICLE PL/7H/77MM-STER | Trauma | EA
04.112.030S | 10886982102652 | 3.5MM TI LCP SUP ANT CLAVICLE PLATE 8H/RT/120MM-STERILE | Trauma | EA
04.112.031S | 10886982102676 | 3.5MM TI LCP SUP ANT CLAVICLE PLATE 8H/LT/120MM-STERILE | Trauma | EA
60.112.050 | 10886982243492 | GRAPHIC CASE FOR 3.5MM LCP DISTAL TIBIA T-PLATE | Trauma | EA
03.110.005 | 10886982071835 | HANDLE FOR TORQUE LIMITING ATTACHMENT | Trauma | EA
02.207.001 | 10886982051721 | 2.8MM GUIDE WIRE WITH FLUTES 450MM | Trauma | EA
SD351.020 | 10886982005496 | SMALL AWL WITH ROTATED TIP | Trauma | EA
02.110.300 | 20886982030617 | 1.8MM KIRSCHNER WIRE WITH TROCAR POINT 150MM | Trauma | TP
04.110.300 | 20886982100549 | 1.8MM TI KIRSCHNER WIRE WITH TROCAR POINT 150MM | Trauma | TP
689.886 | 10886982251848 | BIN FOR VARIO CASE 64MMX29MMX53MM | Trauma | EA
60.111.152 | 10886982242952 | LID FOR 6.5MM MIDFOOT FUSION BOLT GRAPHIC CASE | Trauma | EA
60.111.154 | 10886982242969 | INSTR TRAY F/6.5MM MIDFOOT FUSION BOLT GRAPHIC CASE | Trauma | EA
SD360.100 | 10886982006417 | ANKLE REDUCTION FORCEPS 6.5MM BALL AND POINTED TIP | Trauma | EA
690.540.90 | 10886982254467 | RETROFIT HINDFOOT ARTHRODESIS NAIL-EX BOTTOM CASE REPLACEMT | Trauma | EA
212.114 | 10886982151889 | 3.5MM LOCKING SCREW SLF-TPNG WITH STARDRIVE RECESS 35MM | Trauma | EA
02.212.054 | 10886982055200 | 3.5MM LOCKING SCREW SLF-TPNG WITH STARDRIVE RECESS 54MM | Trauma | EA
02.212.056 | 10886982055217 | 3.5MM LOCKING SCREW SLF-TPNG WITH STARDRIVE RECESS 56MM | Trauma | EA
02.212.058 | 10886982055224 | 3.5MM LOCKING SCREW SLF-TPNG WITH STARDRIVE RECESS 58MM | Trauma | EA
311.448 | 10886982187420 | PUSH-PULL REDUCTION DEVICE NUT | Trauma | EA
02.120.702 | 10886982040220 | 3.5MM LCP POSTEROMEDIAL PROXIMAL TIBIA PLATE 2H/79MM | Trauma | EA
02.120.704 | 10886982040244 | 3.5MM LCP POSTEROMEDIAL PROXIMAL TIBIA PLATE 4H/105MM | Trauma | EA
02.120.706 | 10886982040268 | 3.5MM LCP POSTEROMEDIAL PROXIMAL TIBIA PLATE 6H/131MM | Trauma | EA
04.120.702 | 10886982109842 | 3.5MM TI LCP POSTEROMEDIAL PROXIMAL TIBIA PLATE 2H/79MM | Trauma | EA
04.120.704 | 10886982109866 | 3.5MM TI LCP POSTEROMEDIAL PROXIMAL TIBIA PLATE 4H/105MM | Trauma | EA
04.120.706 | 10886982109880 | 3.5MM TI LCP POSTEROMEDIAL PROXIMAL TIBIA PLATE 6H/131MM | Trauma | EA
04.120.708 | 10886982109903 | 3.5MM TI LCP POSTEROMEDIAL PROXIMAL TIBIA PLATE 8H/157MM | Trauma | EA
04.120.710 | 10886982109927 | 3.5MM TI LCP POSTEROMEDIAL PROXIMAL TIBIA PLATE 10H/183MM | Trauma | EA
02.120.708 | 10886982040282 | 3.5MM LCP POSTEROMEDIAL PROXIMAL TIBIA PLATE 8H/157MM | Trauma | EA
02.120.710 | 10886982040305 | 3.5MM LCP POSTEROMEDIAL PROXIMAL TIBIA PLATE 10H/183MM | Trauma | EA
03.000.315S | 10886982065711 | SAW BLADE 43.0MMX20.0MMX0.6MM FOR SAGITTAL SAW-STERILE | Trauma | EA
03.108.030 | 10886982071712 | ALIGNMENT ROD | Trauma | EA
03.108.031 | 10886982071729 | STAND FOR ALIGNMENT ROD | Trauma | EA
SD329.03 | 10886982005397 | BENDING PRESS SIDE BEND ANVIL | Trauma | EA
SD357.013 | 10886982005748 | COMPRESSION DEVICE FOR RETRO/ANTEGRADE FEM NAIL-EX | Trauma | EA
04.004.008S | 10886982083463 | TI END CAP FOR TIBIAL NAILS-EX T40 STRDRV GRAY/0MM EXT-STER | Trauma | EA
04.004.009S | 10886982083487 | TI END CAP FOR TIBIAL NAILS-EX T40 STRDRV GRAY/5MM EXT-STER | Trauma | EA
04.004.010S | 10886982083500 | TI END CAP FOR TIBIAL NAILS-EX T40 STRDRV GRAY/10MM EXT-STER | Trauma | EA
04.004.011S | 10886982083524 | TI END CAP FOR TIBIAL NAILS-EX T40 STRDRV GRAY/15MM EXT-STER | Trauma | EA
04.004.008 | 10886982083456 | TI END CAP FOR TIBIAL NAILS-EX T40 STARDRIVE GRAY/0MM EXT | Trauma | EA
04.004.009 | 10886982083470 | TI END CAP FOR TIBIAL NAILS-EX T40 STARDRIVE GRAY/5MM EXT | Trauma | EA
04.004.010 | 10886982083494 | TI END CAP FOR TIBIAL NAILS-EX T40 STARDRIVE GRAY/10MM EXT | Trauma | EA
04.004.011 | 10886982083517 | TI END CAP FOR TIBIAL NAILS-EX T40 STARDRIVE GRAY/15MM EXT | Trauma | EA
309.004S | 10886982185525 | 4.0MM CARBIDE DRILL BIT STERILE | Trauma | EA
309.006S | 10886982185532 | 6.0MM CARBIDE DRILL BIT STERILE | Trauma | EA
690.839 | 10886982255174 | LABEL SHEET CANNULATED CHISEL ADULT ANGLED BLADE PLTS 320MM | Trauma | EA
02.221.514S | 10886982055859 | 5.0MM PERIPROSTHETIC LCKNG SCR SLF-TPNG STRDRV 14MM-STERILE | Trauma | EA
02.221.518S | 10886982055873 | 5.0MM PERIPROSTHETIC LCKNG SCR SLF-TPNG STRDRV 18MM-STERILE | Trauma | EA
04.221.514S | 10886982121080 | 5.0MM TI PERIPROSTHETIC LCKNG SCR SLF-TPNG STRDRV 14MM-STER | Trauma | EA
04.221.518S | 10886982121103 | 5.0MM TI PERIPROSTHETIC LCKNG SCR SLF-TPNG STRDRV 18MM-STER | Trauma | EA
03.400.000 | 10886982079602 | SOFT TISSUE SPREADER FORCEPS | Trauma | EA
03.400.004 | 10886982079619 | SOFT TISSUE SPREADER RETRACTOR 35MM RIGHT | Trauma | EA
03.400.005 | 10886982079626 | SOFT TISSUE SPREADER RETRACTOR 35MM LEFT | Trauma | EA
03.400.010 | 10886982079633 | SOFT TISSUE SPREADER RETRACTOR 75MM RIGHT | Trauma | EA
03.400.011 | 10886982079640 | SOFT TISSUE SPREADER RETRACTOR 75MM LEFT | Trauma | EA
03.400.024 | 10886982079657 | SOFT TISSUE SPREADER TROCAR 35MM | Trauma | EA
03.400.030 | 10886982079664 | SOFT TISSUE SPREADER TROCAR 75MM | Trauma | EA
02.221.514 | 10886982055842 | 5.0MM PERIPROSTHETIC LOCKING SCREW SLF-TPNG STARDRIVE 14MM | Trauma | EA
02.221.518 | 10886982055866 | 5.0MM PERIPROSTHETIC LOCKING SCREW SLF-TPNG STARDRIVE 18MM | Trauma | EA
04.221.514 | 10886982121073 | 5.0MM TI PERIPROSTHETIC LCKNG SCREW SLF-TPNG STARDRIVE 14MM | Trauma | EA
04.221.518 | 10886982121097 | 5.0MM TI PERIPROSTHETIC LCKNG SCREW SLF-TPNG STARDRIVE 18MM | Trauma | EA
03.100.107 | 10886982071057 | ALUMINUM BLUNT PELVIC RETRACTOR | Trauma | EA
03.100.108 | 10886982071064 | ALUMINUM HOHMANN RETRACTOR 35MM WIDTH | Trauma | EA
03.100.109 | 10886982071071 | ALUMINUM HOHMANN RETRACTOR 18MM WIDTH | Trauma | EA
03.100.110 | 10886982071088 | ALUMINUM HOHMANN RETRACTOR 24MM WIDTH | Trauma | EA
03.100.111 | 10886982071095 | ALUMINUM SPOON RETRACTOR MEDIUM | Trauma | EA
03.100.112 | 10886982071101 | ALUMINUM SPOON RETRACTOR LARGE | Trauma | EA
03.108.001 | 10886982071514 | PEDIATRIC LCP HIP PLATE GUIDING BLOCK FOR 3.5MM SCREWS | Trauma | EA
03.108.002 | 10886982071521 | PEDIATRIC LCP HIP PLATE GUIDING BLOCK FOR 5.0MM SCREWS | Trauma | EA
03.108.003 | 10886982071538 | DIRECT MEASURING DEVICE FOR 2.8MM KIRSCHNER WIRES | Trauma | EA
03.108.004 | 10886982071545 | REDUCTION SLEEVE 4.3MM/2.8MM | Trauma | EA
03.108.005 | 10886982071552 | 2.8MM KIRSCHNER WIRE SPADE POINT 200MM | Trauma | EA
03.108.006 | 10886982071569 | POSITIONING DEVICE FOR GUIDING BLOCK | Trauma | EA
03.108.008 | 10886982071583 | OSTEOTOMY MEASURING DEVICE | Trauma | EA
03.108.009 | 10886982071590 | 2.8MM THREADED DRILL GUIDE FOR 3.5MM PEDIATRIC LCP HIP PL | Trauma | EA
03.108.010 | 10886982071606 | 4.3MM THREADED DRILL GUIDE FOR 5.0MM PEDIATRIC LCP HIP PL | Trauma | EA
591.005 | 10886982241818 | HAND DRILL | Trauma | EA
03.010.228 | 10886982068101 | DRILL BIT FOR 5.0MM RECON SCREWS/LARGE QC | Trauma | EA
60.108.006 | 10886982242488 | PEDIATRIC LCP HIP PLATE SYSTEM PLATES ONLY GRAPHIC CASE | Trauma | EA
02.221.458 | 10886982055729 | 5.0MM PERIPROSTHETIC LCKNG SCR SELF-TAPPING 8MM | Trauma | EA
02.221.460 | 10886982055743 | 5.0MM PERIPROSTHETIC LCKNG SCR SELF-TAPPING 10MM | Trauma | EA
02.221.462 | 10886982055767 | 5.0MM PERIPROSTHETIC LCKNG SCR SELF-TAPPING 12MM | Trauma | EA
222.402 | 10886982157096 | 5.0MM PERIPROSTHETIC LCKNG SCR SELF-TAPPING 14MM | Trauma | EA
222.404 | 10886982157119 | 5.0MM PERIPROSTHETIC LCKNG SCR SELF-TAPPING 18MM | Trauma | EA
02.221.458S | 10886982055736 | 5.0MM PERIPROSTHETIC LCKNG SCR SELF-TAPPING 8MM-STERILE | Trauma | EA
02.221.460S | 10886982055750 | 5.0MM PERIPROSTHETIC LCKNG SCR SELF-TAPPING 10MM-STERILE | Trauma | EA
02.221.462S | 10886982055774 | 5.0MM PERIPROSTHETIC LCKNG SCR SELF-TAPPING 12MM-STERILE | Trauma | EA
222.402S | 10886982157102 | 5.0MM PERIPROSTHETIC LCKNG SCR SELF-TAPPING 14MM-STERILE | Trauma | EA
222.404S | 10886982157126 | 5.0MM PERIPROSTHETIC LCKNG SCR SELF-TAPPING 18MM-STERILE | Trauma | EA
398.757 | 10886982201607 | LCP REDUCTION ATTACHMENT | Trauma | EA
398.758 | 10886982201614 | REDUCTION ATTACHMENT | Trauma | EA
02.110.201 | 10886982030450 | VA-LCP VOLAR DISTAL RADIUS PL 5H HEAD/3H SHAFT/RT | Trauma | EA
02.110.202 | 10886982030474 | VA-LCP VOLAR DISTAL RADIUS PL 5H HEAD/5H SHAFT/RT | Trauma | EA
02.110.203 | 10886982030498 | VA-LCP VOLAR DISTAL RADIUS PL 5H HEAD/3H SHAFT/LT | Trauma | EA
02.110.204 | 10886982030511 | VA-LCP VOLAR DISTAL RADIUS PL 5H HEAD/5H SHAFT/LT | Trauma | EA
02.110.205 | 10886982030535 | VA-LCP VOLAR DISTAL RADIUS PL 4H HEAD/3H SHAFT/RT | Trauma | EA
02.210.106 | 10886982052797 | 2.4MM VA LOCKING SCREW STARDRIVE 6MM | Trauma | EA
02.210.108 | 10886982052827 | 2.4MM VA LOCKING SCREW STARDRIVE 8MM | Trauma | EA
02.210.112 | 10886982052889 | 2.4MM VA LOCKING SCREW STARDRIVE 12MM | Trauma | EA
02.210.110 | 10886982052858 | 2.4MM VA LOCKING SCREW STARDRIVE 10MM | Trauma | EA
02.110.206 | 10886982030559 | VA-LCP VOLAR DISTAL RADIUS PL 4H HEAD/5H SHAFT/RT | Trauma | EA
02.210.114 | 10886982052919 | 2.4MM VA LOCKING SCREW STARDRIVE 14MM | Trauma | EA
02.110.207 | 10886982030573 | VA-LCP VOLAR DISTAL RADIUS PL 4H HEAD/3H SHAFT/LT | Trauma | EA
02.210.116 | 10886982052933 | 2.4MM VA LOCKING SCREW STARDRIVE 16MM | Trauma | EA
02.110.208 | 10886982030597 | VA-LCP VOLAR DISTAL RADIUS PL 4H HEAD/5H SHAFT/LT | Trauma | EA
02.210.120 | 10886982052971 | 2.4MM VA LOCKING SCREW STARDRIVE 20MM | Trauma | EA
02.210.122 | 10886982052995 | 2.4MM VA LOCKING SCREW STARDRIVE 22MM | Trauma | EA
02.210.118 | 10886982052957 | 2.4MM VA LOCKING SCREW STARDRIVE 18MM | Trauma | EA
02.210.124 | 10886982053015 | 2.4MM VA LOCKING SCREW STARDRIVE 24MM | Trauma | EA
02.210.128 | 10886982053053 | 2.4MM VA LOCKING SCREW STARDRIVE 28MM | Trauma | EA
02.210.126 | 10886982053039 | 2.4MM VA LOCKING SCREW STARDRIVE 26MM | Trauma | EA
02.210.130 | 10886982053077 | 2.4MM VA LOCKING SCREW STARDRIVE 30MM | Trauma | EA
04.210.108 | 10886982118417 | 2.4MM TI VA LOCKING SCREW STARDRIVE 8MM | Trauma | EA
04.210.110 | 10886982118448 | 2.4MM TI VA LOCKING SCREW STARDRIVE 10MM | Trauma | EA
04.210.112 | 10886982118479 | 2.4MM TI VA LOCKING SCREW STARDRIVE 12MM | Trauma | EA
04.210.114 | 10886982118509 | 2.4MM TI VA LOCKING SCREW STARDRIVE 14MM | Trauma | EA
04.210.116 | 10886982118523 | 2.4MM TI VA LOCKING SCREW STARDRIVE 16MM | Trauma | EA
04.210.118 | 10886982118547 | 2.4MM TI VA LOCKING SCREW STARDRIVE 18MM | Trauma | EA
04.210.120 | 10886982118561 | 2.4MM TI VA LOCKING SCREW STARDRIVE 20MM | Trauma | EA
04.210.122 | 10886982118585 | 2.4MM TI VA LOCKING SCREW STARDRIVE 22MM | Trauma | EA
04.210.124 | 10886982118608 | 2.4MM TI VA LOCKING SCREW STARDRIVE 24MM | Trauma | EA
04.210.126 | 10886982118622 | 2.4MM TI VA LOCKING SCREW STARDRIVE 26MM | Trauma | EA
04.210.128 | 10886982118646 | 2.4MM TI VA LOCKING SCREW STARDRIVE 28MM | Trauma | EA
04.210.130 | 10886982118660 | 2.4MM TI VA LOCKING SCREW STARDRIVE 30MM | Trauma | EA
04.110.201 | 10886982100382 | TI VA-LCP VOLAR DISTAL RADIUS PLATE 5H HEAD/3H SHAFT/RT | Trauma | EA
04.110.202 | 10886982100405 | TI VA-LCP VOLAR DISTAL RADIUS PLATE 5H HEAD/5H SHAFT/RT | Trauma | EA
04.110.203 | 10886982100429 | TI VA-LCP VOLAR DISTAL RADIUS PLATE 5H HEAD/3H SHAFT/LT | Trauma | EA
04.110.204 | 10886982100443 | TI VA-LCP VOLAR DISTAL RADIUS PLATE 5H HEAD/5H SHAFT/LT | Trauma | EA
04.110.205 | 10886982100467 | TI VA-LCP VOLAR DISTAL RADIUS PLATE 4H HEAD/3H SHAFT/RT | Trauma | EA
04.110.206 | 10886982100481 | TI VA-LCP VOLAR DISTAL RADIUS PLATE 4H HEAD/5H SHAFT/RT | Trauma | EA
04.110.207 | 10886982100504 | TI VA-LCP VOLAR DISTAL RADIUS PLATE 4H HEAD/3H SHAFT/LT | Trauma | EA
04.110.208 | 10886982100528 | TI VA-LCP VOLAR DISTAL RADIUS PLATE 4H HEAD/5H SHAFT/LT | Trauma | EA
690.521 | 10886982254320 | MINI FRAGMENT INSTRUMENT SET GRAPHIC CASE | Trauma | EA
690.522 | 10886982254382 | MINI FRAGMENT IMPLANT SET GRAPHIC CASE | Trauma | EA
60.100.025 | 10886982242235 | GRAPHIC CASE FOR COLLINEAR REDUCTION CLAMP | Trauma | EA
690.382.40 | 10886982253262 | REAMER HEAD TRAY FLEXIBLE REAMERS FOR IM NAILS | Trauma | EA
398.756 | 10886982201591 | BONE HOOK-SHAPE ARM 206MM | Trauma | EA
60.120.340 | 10886982247698 | COMPLETE NOVOCASE FOR TI LCP DISTAL FEMUR PLATES | Trauma | EA
60.120.341 | 10886982247704 | NOVOCASE LID FOR TI LCP DISTAL FEMUR PLATE GRAPHIC CASE | Trauma | EA
690.370.40 | 10886982253019 | SCREW RACK ASSEMBLY FOR SELF-DRILLING TI SCREWS | Trauma | EA
387.585 | 10886982197689 | HOHMANN RETRACTOR HOLDER | Trauma | EA
399.205 | 10886982202567 | HOHMANN RETRACTOR 8MM 30 DEGREE CURVED-LEFT | Trauma | EA
399.206 | 10886982202574 | HOHMANN RETRACTOR 8MM 30 DEGREE CURVED-RIGHT | Trauma | EA
E5112-1 | 10886982000583 | CYLINDRICAL RASP | Trauma | EA
E5112-6 | 10886982000620 | RASP SIZE 6 | Trauma | EA
E5112-8 | 10886982000637 | RASP SIZE 8 | Trauma | EA
E5112-10 | 10886982000590 | RASP SIZE 10 | Trauma | EA
E5112-12 | 10886982000606 | RASP SIZE 12 | Trauma | EA
E5112-14 | 10886982000613 | RASP SIZE 14 | Trauma | EA
E5115-1 | 10886982000903 | 6.0MM RETROTORSION BAR | Trauma | EA
E5115-2 | 10886982000910 | GONIOMETER | Trauma | EA
E5115-3 | 10886982000927 | INSERTER/EXTRACTOR FOR TRIAL STEM | Trauma | EA
E5113-6 | 10886982000736 | TRIAL STEM SIZE 6 | Trauma | EA
E5113-8 | 10886982000767 | TRIAL STEM SIZE 8 | Trauma | EA
E5113-10 | 10886982000644 | TRIAL STEM SIZE 10 | Trauma | EA
E5113-12 | 10886982000675 | TRIAL STEM SIZE 12 | Trauma | EA
E5113-14 | 10886982000705 | TRIAL STEM SIZE 14 | Trauma | EA
E5114-40 | 10886982000804 | TRIAL HEAD SIZE 40 | Trauma | EA
E5114-42 | 10886982000811 | TRIAL HEAD SIZE 42 | Trauma | EA
E5114-44 | 10886982000828 | TRIAL HEAD SIZE 44 | Trauma | EA
E5114-46 | 10886982000835 | TRIAL HEAD SIZE 46 | Trauma | EA
E5114-48 | 10886982000842 | TRIAL HEAD SIZE 48 | Trauma | EA
E5114-50 | 10886982000859 | TRIAL HEAD SIZE 50 | Trauma | EA
E5114-52 | 10886982000866 | TRIAL HEAD SIZE 52 | Trauma | EA
E5114-54 | 10886982000873 | TRIAL HEAD SIZE 54 | Trauma | EA
E5114-56 | 10886982000880 | TRIAL HEAD SIZE 56 | Trauma | EA
E5114-58 | 10886982000897 | TRIAL HEAD SIZE 58 | Trauma | EA
E5115-5/1 | 10886982000958 | PRESS | Trauma | EA
E5115-4/2 | 10886982000934 | 2.0MM HEX SCREWDRIVER FOR TRIAL IMPLANT | Trauma | EA
E5115-4/3 | 10886982000941 | 2.5MM HEX SCREWDRIVER FOR TRIAL IMPLANT | Trauma | EA
E5115-5/6 | 10886982001016 | STEM HOLDER SIZE 6 FOR PRESS | Trauma | EA
E5115-5/8 | 10886982001023 | STEM HOLDER SIZE 8 FOR PRESS | Trauma | EA
E5115-5/10 | 10886982000965 | STEM HOLDER SIZE 10 FOR PRESS | Trauma | EA
E5115-5/12 | 10886982000972 | STEM HOLDER SIZE 12 FOR PRESS | Trauma | EA
E5115-5/14 | 10886982000989 | STEM HOLDER SIZE 14 FOR PRESS | Trauma | EA
E5115-5/3 | 10886982000996 | ECCENTER IMPACTOR FOR PRESS | Trauma | EA
E5115-5/4 | 10886982001009 | TORQUE WRENCH FOR PRESS | Trauma | EA
E5115-6 | 10886982001030 | 3.0MM RETROTORSION BAR | Trauma | EA
E5115-7 | 10886982001047 | HEAD IMPACTOR | Trauma | EA
E5115-8/38 | 10886982001061 | 38MM HUMERAL COVER FOR TRIAL STEM | Trauma | EA
E5115-8/44 | 10886982001078 | 44MM HUMERAL COVER FOR TRIAL STEM | Trauma | EA
E5115-8/48 | 10886982001085 | 48MM HUMERAL COVER FOR TRIAL STEM | Trauma | EA
E5117-20 | 10886982001108 | TRIAL ECCENTER | Trauma | EA
E5211-10 | 10886982001184 | GLENOID IMPACTOR | Trauma | EA
E5211-2 | 10886982001207 | RIGID GUIDE EXTENSION | Trauma | EA
E5211-9 | 10886982001337 | THORN FOR REAMER | Trauma | EA
E5211-28 | 10886982001214 | 28MM REAMER FOR GLENOID | Trauma | EA
E5211-32 | 10886982001238 | 32MM REAMER FOR GLENOID | Trauma | EA
E5211-3 | 10886982001221 | 10MM WRENCH | Trauma | EA
E5211-4L | 10886982001245 | DRILL GUIDE LEFT | Trauma | EA
E5211-4R | 10886982001252 | DRILL GUIDE RIGHT | Trauma | EA
E5211-6K | 10886982001283 | 7.4MM DRILL BIT 150MM | Trauma | EA
E5211-6L | 10886982001290 | 7.4MM DRILL BIT 200MM | Trauma | EA
E5213-42 | 10886982001344 | TRIAL GLENOID SIZE 42 | Trauma | EA
E5213-46 | 10886982001368 | TRIAL GLENOID SIZE 46 | Trauma | EA
E5213-50 | 10886982001382 | TRIAL GLENOID SIZE 50 | Trauma | EA
E5213-54 | 10886982001405 | TRIAL GLENOID SIZE 54 | Trauma | EA
03.110.002 | 10886982071828 | TORQUE LIMITING ATTACHMENT 1.2NM | Trauma | EA
03.010.136 | 10886982067937 | SHORT COMPRESSION DEVICE FOR TI CANNULATED TIBIAL NAILS-EX | Trauma | EA
03.010.137 | 10886982067944 | LONG COMPRESSION DEVICE FOR TI CANNULATED TIBIAL NAILS-EX | Trauma | EA
03.010.145 | 10886982067951 | CANN CONNECTING SCR W/INTERNAL THRD F/SHRT INSERTN HANDLE | Trauma | EA
03.010.146 | 10886982067968 | CANN CONNECTING SCR W/INTERNL THRD F/PERCUTAN INSERTN HANDLE | Trauma | EA
03.120.001 | 10886982073990 | PERIARTICULAR AIMING ARM FOR 4.5MM LCP PROX TIBIA PL-RT | Trauma | EA
03.120.007 | 10886982074058 | COUPLING BOLT F/OBLIQUE AIMING GUIDE F/LCP PERIART AIMING ARM | Trauma | EA
03.120.004 | 10886982074027 | PERIARTICULAR AIMING ARM FOR 4.5MM LCP PROX TIBIA PL-LT | Trauma | EA
60.120.030 | 10886982247483 | GRAPHIC CASE FOR LCP PERIARTICULAR AIMING INSTR-LRG | Trauma | EA
03.120.016 | 10886982074140 | SCALPEL HANDLE F/LCP PERIART AIMING INSTRUMENT SET-LARGE | Trauma | EA
03.120.019 | 10886982074171 | 2.5MM WIRE GUIDE W/SHOULDER F/7.3MM LOCKING/CONICAL SCREWS | Trauma | EA
03.120.023 | 10886982074218 | PULL REDUCTION DEVICE FOR 4.3MM PERCUTANEOUS DRILL GUIDE | Trauma | EA
03.120.002 | 10886982074003 | PERIARTICULAR INSERTION HANDLE FOR 4.5MM LCP PROX TIBIA PL-RT | Trauma | EA
03.120.022 | 10886982074201 | HANDLE FOR PERCUTANEOUS THREADED DRILL GUIDES | Trauma | EA
03.120.005 | 10886982074034 | PERIARTICULAR INSERTION HANDLE FOR 4.5MM LCP PROX TIBIA PL-LT | Trauma | EA
03.120.021 | 10886982074195 | NUT FOR CANNULATED CONNECTING POST FOR 2.5MM WIRES | Trauma | EA
03.120.008 | 10886982074065 | PERIARTICULAR INSERTION HANDLE F/4.5MM LCP CONDYLAR PL-RIGHT | Trauma | EA
03.120.020 | 10886982074188 | CANNULATED CONNECTING POST FOR 2.5MM WIRES | Trauma | EA
03.120.010 | 10886982074089 | PERIARTICULAR INSERTION HANDLE F/4.5MM LCP CONDYLAR PL-LEFT | Trauma | EA
03.120.018 | 10886982074164 | COMPRESSION DRILL GUIDE FOR 4.5MM CORTEX SCREW | Trauma | EA
03.120.003 | 10886982074010 | OBLQUE AIM GUIDE F/PERIART ARM F/4.5MM LCP PROX TIBIA PL-RT | Trauma | EA
03.120.006 | 10886982074041 | OBLQUE AIM GUIDE F/PERIART ARM F/4.5MM LCP PROX TIBIA PL-LT | Trauma | EA
03.120.017 | 10886982074157 | NEUTRAL DRILL GUIDE FOR 4.5MM CORTEX SCREW | Trauma | EA
03.120.015 | 10886982074133 | TROCAR WITH HANDLE FOR USE WITH 03.120.014 | Trauma | EA
03.120.014 | 10886982074126 | LOCK NEUTRAL GUIDE FOR LCP PERIARTIC AIMING SYSTEM/LARGE | Trauma | EA
03.120.009 | 10886982074072 | PERIARTICULAR AIMING ARM FOR 4.5MM LCP CURVD CONDYLAR PL-RT | Trauma | EA
03.120.011 | 10886982074096 | PERIARTICULAR AIMING ARM FOR 4.5MM LCP CURVD CONDYLAR PL-LT | Trauma | EA
03.120.012 | 10886982074102 | PERIARTICULAR AIMING ARM F/4.5MM LCP CONDYLAR PLATE 18H | Trauma | EA
03.120.013 | 10886982074119 | PERIARTICULAR AIMING ARM F/4.5MM LCP CONDYLAR PLATE 8H | Trauma | EA
60.100.001 | 10886982242211 | LABEL SHEET F/UPPER TRAY 3.5MM LOW PROFILE PELVIC RETRACTOR | Trauma | EA
5213-42 | 10886982239679 | GLENOID 42MM-STERILE | Trauma | EA
5213-44 | 10886982239686 | GLENOID 44MM-STERILE | Trauma | EA
5213-46 | 10886982239693 | GLENOID 46MM-STERILE | Trauma | EA
5213-48 | 10886982239709 | GLENOID 48MM-STERILE | Trauma | EA
5213-50 | 10886982239716 | GLENOID 50MM-STERILE | Trauma | EA
5213-52 | 10886982239723 | GLENOID 52MM-STERILE | Trauma | EA
5213-54 | 10886982239730 | GLENOID 54MM-STERILE | Trauma | EA
5624-6/11 | 10886982241603 | COCR HUMERAL STEM CEMENTED SIZE 6/115MM-STERILE | Trauma | EA
5624-8/12 | 10886982241634 | COCR HUMERAL STEM CEMENTED SIZE 8/120MM-STERILE | Trauma | EA
5624-10/12 | 10886982241511 | COCR HUMERAL STEM CEMENTED SIZE 10/125MM-STERILE | Trauma | EA
5624-12/13 | 10886982241542 | COCR HUMERAL STEM CEMENTED SIZE 12/130MM-STERILE | Trauma | EA
5624-14/13 | 10886982241573 | COCR HUMERAL STEM CEMENTED SIZE 14/135MM-STERILE | Trauma | EA
5331-40/15 | 10886982241214 | COCR HEAD 40MM/15.00MM STERILE | Trauma | EA
5331-42/15 | 10886982241221 | COCR HEAD 42MM/15.75MM STERILE | Trauma | EA
5331-44/16 | 10886982241238 | COCR HEAD 44MM/16.50MM STERILE | Trauma | EA
5331-46/17 | 10886982241245 | COCR HEAD 46MM/17.25MM STERILE | Trauma | EA
5331-48/18 | 10886982241252 | COCR HEAD 48MM/18.00MM STERILE | Trauma | EA
5331-50/18 | 10886982241269 | COCR HEAD 50MM/18.75MM STERILE | Trauma | EA
5331-52/19 | 10886982241276 | COCR HEAD 52MM/19.50MM STERILE | Trauma | EA
5331-54/20 | 10886982241283 | COCR HEAD 54MM/20.25MM STERILE | Trauma | EA
5331-56/21 | 10886982241290 | COCR HEAD 56MM/21.00MM STERILE | Trauma | EA
5331-58/22 | 10886982241306 | COCR HEAD 58MM/21.75MM STERILE | Trauma | EA
5537-6/11 | 10886982241399 | TI HUMERAL STEM PRESS-FIT SIZE 6/115MM-STERILE | Trauma | EA
5537-8/12 | 10886982241405 | TI HUMERAL STEM PRESS-FIT SIZE 8/120MM-STERILE | Trauma | EA
5537-10/12 | 10886982241368 | TI HUMERAL STEM PRESS-FIT SIZE 10/125MM-STERILE | Trauma | EA
5537-12/13 | 10886982241375 | TI HUMERAL STEM PRESS-FIT SIZE 12/130MM-STERILE | Trauma | EA
5537-14/13 | 10886982241382 | TI HUMERAL STEM PRESS-FIT SIZE 14/135MM-STERILE | Trauma | EA
5413-20/5 | 10886982241313 | TI ECCENTER-STERILE | Trauma | EA
03.010.167 | 10886982068019 | 17.0MM CANN FLEXIBLE DRILL BIT LARGE QC/310MM | Trauma | EA
03.010.165 | 10886982068002 | 15.0MM CANN FLEXIBLE DRILL BIT LARGE QC/310MM | Trauma | EA
306.453 | 10886982185358 | MODULE FOR 1.8MM SHORT THREADED DRILL GUIDES | Trauma | EA
236.502S | 10886982160669 | 3.5MM LCP OLECRANON PLATE 2 HOLES/RIGHT/86MM-STERILE | Trauma | EA
236.503S | 10886982160683 | 3.5MM LCP OLECRANON PLATE 2 HOLES/LEFT/86MM-STERILE | Trauma | EA
236.504S | 10886982160706 | 3.5MM LCP OLECRANON PLATE 4 HOLES/RIGHT/112MM-STERILE | Trauma | EA
236.505S | 10886982160720 | 3.5MM LCP OLECRANON PLATE 4 HOLES/LEFT/112MM-STERILE | Trauma | EA
236.506S | 10886982160744 | 3.5MM LCP OLECRANON PLATE 6 HOLES/RIGHT/138MM-STERILE | Trauma | EA
236.507S | 10886982160768 | 3.5MM LCP OLECRANON PLATE 6 HOLES/LEFT/138MM-STERILE | Trauma | EA
236.508S | 10886982160782 | 3.5MM LCP OLECRANON PLATE 8 HOLES/RIGHT/164MM-STERILE | Trauma | EA
236.509S | 10886982160805 | 3.5MM LCP OLECRANON PLATE 8 HOLES/LEFT/164MM-STERILE | Trauma | EA
236.510S | 10886982160829 | 3.5MM LCP OLECRANON PLATE 10 HOLES/RIGHT/190MM-STERILE | Trauma | EA
236.511S | 10886982160843 | 3.5MM LCP OLECRANON PLATE 10 HOLES/LEFT/190MM-STERILE | Trauma | EA
236.512S | 10886982160867 | 3.5MM LCP OLECRANON PLATE 12 HOLES/RIGHT/216MM-STERILE | Trauma | EA
236.513S | 10886982160881 | 3.5MM LCP OLECRANON PLATE 12 HOLES/LEFT/216MM-STERILE | Trauma | EA
436.502S | 10886982217905 | 3.5MM TI LCP OLECRANON PLATE 2 HOLES/RIGHT/86MM-STERILE | Trauma | EA
436.503S | 10886982217929 | 3.5MM TI LCP OLECRANON PLATE 2 HOLES/LEFT/86MM-STERILE | Trauma | EA
436.504S | 10886982217943 | 3.5MM TI LCP OLECRANON PLATE 4 HOLES/RIGHT/112MM-STERILE | Trauma | EA
436.505S | 10886982217967 | 3.5MM TI LCP OLECRANON PLATE 4 HOLES/LEFT/112MM-STERILE | Trauma | EA
436.506S | 10886982217981 | 3.5MM TI LCP OLECRANON PLATE 6 HOLES/RIGHT/138MM-STERILE | Trauma | EA
436.507S | 10886982218001 | 3.5MM TI LCP OLECRANON PLATE 6 HOLES/LEFT/138MM-STERILE | Trauma | EA
436.508S | 10886982218025 | 3.5MM TI LCP OLECRANON PLATE 8 HOLES/RIGHT/164MM-STERILE | Trauma | EA
436.509S | 10886982218049 | 3.5MM TI LCP OLECRANON PLATE 8 HOLES/LEFT/164MM-STERILE | Trauma | EA
436.510S | 10886982218063 | 3.5MM TI LCP OLECRANON PLATE 10 HOLES/RIGHT/190MM-STERILE | Trauma | EA
436.511S | 10886982218087 | 3.5MM TI LCP OLECRANON PLATE 10 HOLES/LEFT/190MM-STERILE | Trauma | EA
436.512S | 10886982218100 | 3.5MM TI LCP OLECRANON PLATE 12 HOLES/RIGHT/216MM-STERILE | Trauma | EA
436.513S | 10886982218124 | 3.5MM TI LCP OLECRANON PLATE 12 HOLES/LEFT/216MM-STERILE | Trauma | EA
351.709S | 10886982193889 | 2.5MM REAMING ROD W/BALL TIP 650MM-STERILE | Trauma | EA
03.110.050 | 10886982072016 | RADIOGRAPHIC RULER FOR SMALL FRAGMENT PLATES 360MM | Trauma | EA
03.311.988 | 10886982079527 | TI FOOT RING Ã180MM/LONG | Trauma | EA
03.008.009 | 10886982066886 | AIMING ARM FOR TI CANN HINDFOOT ARTHRODESIS NAIL-EX | Trauma | EA
03.008.010 | 10886982066893 | AIMING ARM ADAPTER FOR HINDFOOT ARTHRODESIS NAIL-EX | Trauma | EA
03.008.011 | 10886982066909 | SPIRAL BLADE INSERTER FOR HINDFOOT ARTHRODESIS NAIL-EX | Trauma | EA
690.443 | 10886982253712 | SMALL FRAGMENT LCP SCREW RACK FOR 3.5MM STRDRV CORTEX SCREWS | Trauma | EA
690.444 | 10886982253729 | SMALL FRAGMENT LCP SCREW RACK FOR 3.5MM HEXDRV CORTEX SCREWS | Trauma | EA
357.417 | 10886982196408 | 5.0MM FLEXIBLE HEXAGONAL SCREWDRIVER COATED | Trauma | EA
60.240.016 | 10886982248718 | GRAPHIC CASE FOR 3.7MM CANNULATED LOCKING SCREW | Trauma | EA
60.240.017 | 10886982248725 | SCREW RACK FOR 3.7MM CANNULATED LOCKING SCREW | Trauma | EA
60.240.019 | 10886982248749 | LID FOR 3.7MM CANNULATED LCKNG AND CONICAL SCREW CASE | Trauma | EA
60.007.002 | 10886982241924 | GRAPHIC CASE FOR OLECRANON OSTEOTOMY NAIL | Trauma | EA
60.110.070 | 10886982242815 | VARIABLE ANGLE LCP DISTAL RADIUS INSTR & IMPL MODULE | Trauma | EA
413.342 | 10886982212047 | 5.0MM TI LOCKING HEAD SCREW SELF-TAPPING 42MM | Trauma | EA
03.110.000 | 10886982071804 | 1.8MM UNIVERSAL VARIABLE ANGLE LOCKING DRILL GUIDE | Trauma | EA
60.111.013 | 10886982242921 | 2.7MM LCP MODULE LID | Trauma | EA
60.111.011 | 10886982242907 | 2.0MM LCP MODULE LID | Trauma | EA
60.111.012 | 10886982242914 | 2.4MM LCP MODULE LID | Trauma | EA
02.112.106S | 10886982033345 | 2.7MM/3.5MM LCP POSTLAT DSTL FIBULA PL 3H/RIGHT/77MM-STER | Trauma | EA
02.112.107S | 10886982033369 | 2.7MM/3.5MM LCP POSTLAT DSTL FIBULA PL 3H/LEFT/77MM-STER | Trauma | EA
02.112.108S | 10886982033383 | 2.7MM/3.5MM LCP POSTLAT DSTL FIBULA PL 4H/RIGHT/90MM-STER | Trauma | EA
02.112.109S | 10886982033406 | 2.7MM/3.5MM LCP POSTLAT DSTL FIBULA PL 4H/LEFT/90MM-STER | Trauma | EA
02.112.110S | 10886982033420 | 2.7MM/3.5MM LCP POSTLAT DSTL FIBULA PL 5H/RIGHT/103MM-STER | Trauma | EA
02.112.111S | 10886982033444 | 2.7MM/3.5MM LCP POSTLAT DSTL FIBULA PL 5H/LEFT/103MM-STER | Trauma | EA
02.112.112S | 10886982033468 | 2.7MM/3.5MM LCP POSTLAT DSTL FIBULA PL 6H/RIGHT/116MM-STER | Trauma | EA
02.112.113S | 10886982033482 | 2.7MM/3.5MM LCP POSTLAT DSTL FIBULA PL 6H/LEFT/116MM-STER | Trauma | EA
02.112.114S | 10886982033505 | 2.7MM/3.5MM LCP POSTLAT DSTL FIBULA PL 7H/RIGHT/129MM-STER | Trauma | EA
02.112.115S | 10886982033529 | 2.7MM/3.5MM LCP POSTLAT DSTL FIBULA PL 7H/LEFT/129MM-STER | Trauma | EA
02.112.118S | 10886982033581 | 2.7MM/3.5MM LCP POSTLAT DSTL FIBULA PL 9H/RIGHT/155MM-STER | Trauma | EA
02.112.119S | 10886982033604 | 2.7MM/3.5MM LCP POSTLAT DSTL FIBULA PL 9H/LEFT/155MM-STER | Trauma | EA
02.112.122S | 10886982033666 | 2.7MM/3.5MM LCP POSTLAT DSTL FIBULA PL 11H/RIGHT/181MM-STER | Trauma | EA
02.112.123S | 10886982033680 | 2.7MM/3.5MM LCP POSTLAT DSTL FIBULA PL 11H/LEFT/181MM-STER | Trauma | EA
02.112.126S | 10886982033741 | 2.7MM/3.5MM LCP POSTLAT DSTL FIBULA PL 13H/RIGHT/207MM-STER | Trauma | EA
02.112.127S | 10886982033765 | 2.7MM/3.5MM LCP POSTLAT DSTL FIBULA PL 13H/LEFT/207MM-STER | Trauma | EA
02.112.130S | 10886982033826 | 2.7MM/3.5MM LCP POSTLAT DSTL FIBULA PL 15H/RIGHT/233MM-STER | Trauma | EA
02.112.131S | 10886982033840 | 2.7MM/3.5MM LCP POSTLAT DSTL FIBULA PL 15H/LEFT/233MM-STER | Trauma | EA
02.112.136S | 10886982033864 | 2.7MM/3.5MM LCP LAT DISTAL FIBULA PL 3H/RT/73MM-STERILE | Trauma | EA
02.112.137S | 10886982033888 | 2.7MM/3.5MM LCP LAT DISTAL FIBULA PL 3H/LT/73MM-STERILE | Trauma | EA
02.112.138S | 10886982033901 | 2.7MM/3.5MM LCP LAT DISTAL FIBULA PL 4H/RT/86MM-STERILE | Trauma | EA
02.112.139S | 10886982033925 | 2.7MM/3.5MM LCP LAT DISTAL FIBULA PL 4H/LT/86MM-STERILE | Trauma | EA
02.112.140S | 10886982033949 | 2.7MM/3.5MM LCP LAT DISTAL FIBULA PL 5H/RT/99MM-STERILE | Trauma | EA
02.112.141S | 10886982033963 | 2.7MM/3.5MM LCP LAT DISTAL FIBULA PL 5H/LT/99MM-STERILE | Trauma | EA
02.112.142S | 10886982033987 | 2.7MM/3.5MM LCP LAT DISTAL FIBULA PL 6H/RT/112MM-STERILE | Trauma | EA
02.112.143S | 10886982034007 | 2.7MM/3.5MM LCP LAT DISTAL FIBULA PL 6H/LT/112MM-STERILE | Trauma | EA
02.112.144S | 10886982034021 | 2.7MM/3.5MM LCP LAT DISTAL FIBULA PL 7H/RT/125MM-STERILE | Trauma | EA
02.112.145S | 10886982034045 | 2.7MM/3.5MM LCP LAT DISTAL FIBULA PL 7H/LT/125MM-STERILE | Trauma | EA
02.112.148S | 10886982034106 | 2.7MM/3.5MM LCP LAT DISTAL FIBULA PL 9H/RT/151MM-STERILE | Trauma | EA
02.112.149S | 10886982034120 | 2.7MM/3.5MM LCP LAT DISTAL FIBULA PL 9H/LT/151MM-STERILE | Trauma | EA
02.112.152S | 10886982034182 | 2.7MM/3.5MM LCP LAT DISTAL FIBULA PL 11H/RT/177MM-STERILE | Trauma | EA
02.112.153S | 10886982034205 | 2.7MM/3.5MM LCP LAT DISTAL FIBULA PL 11H/LT/177MM-STERILE | Trauma | EA
02.112.156S | 10886982034267 | 2.7MM/3.5MM LCP LAT DISTAL FIBULA PL 13H/RT/203MM-STERILE | Trauma | EA
02.112.157S | 10886982034281 | 2.7MM/3.5MM LCP LAT DISTAL FIBULA PL 13H/LT/203MM-STERILE | Trauma | EA
02.112.160S | 10886982034342 | 2.7MM/3.5MM LCP LAT DISTAL FIBULA PL 15H/RT/229MM-STERILE | Trauma | EA
02.112.161S | 10886982034366 | 2.7MM/3.5MM LCP LAT DISTAL FIBULA PL 15H/LT/229MM-STERILE | Trauma | EA
02.111.150 | 10886982031129 | 6.5MM MIDFOOT FUSION BOLT 50MM | Trauma | EA
02.111.150S | 10886982031136 | 6.5MM MIDFOOT FUSION BOLT 50MM-STERILE | Trauma | EA
02.111.155 | 10886982031143 | 6.5MM MIDFOOT FUSION BOLT 55MM | Trauma | EA
02.111.160 | 10886982031167 | 6.5MM MIDFOOT FUSION BOLT 60MM | Trauma | EA
02.111.165 | 10886982031181 | 6.5MM MIDFOOT FUSION BOLT 65MM | Trauma | EA
02.111.170 | 10886982031204 | 6.5MM MIDFOOT FUSION BOLT 70MM | Trauma | EA
02.111.175 | 10886982031228 | 6.5MM MIDFOOT FUSION BOLT 75MM | Trauma | EA
02.111.180 | 10886982031242 | 6.5MM MIDFOOT FUSION BOLT 80MM | Trauma | EA
02.111.185 | 10886982031266 | 6.5MM MIDFOOT FUSION BOLT 85MM | Trauma | EA
02.111.190 | 10886982031280 | 6.5MM MIDFOOT FUSION BOLT 90MM | Trauma | EA
02.111.195 | 10886982031303 | 6.5MM MIDFOOT FUSION BOLT 95MM | Trauma | EA
02.111.200 | 10886982031327 | 6.5MM MIDFOOT FUSION BOLT 100MM | Trauma | EA
02.111.205 | 10886982031341 | 6.5MM MIDFOOT FUSION BOLT 105MM | Trauma | EA
02.111.210 | 10886982031365 | 6.5MM MIDFOOT FUSION BOLT 110MM | Trauma | EA
02.111.215 | 10886982031389 | 6.5MM MIDFOOT FUSION BOLT 115MM | Trauma | EA
02.111.220 | 10886982031402 | 6.5MM MIDFOOT FUSION BOLT 120MM | Trauma | EA
02.111.225 | 10886982031426 | 6.5MM MIDFOOT FUSION BOLT 125MM | Trauma | EA
02.111.230 | 10886982031440 | 6.5MM MIDFOOT FUSION BOLT 130MM | Trauma | EA
02.221.006S | 10886982055606 | 7.3MM CRIMP POSITIONING PIN STERILE | Trauma | EA
02.111.235 | 10886982031464 | 6.5MM MIDFOOT FUSION BOLT 135MM | Trauma | EA
02.111.240 | 10886982031488 | 6.5MM MIDFOOT FUSION BOLT 140MM | Trauma | EA
02.111.245 | 10886982031501 | 6.5MM MIDFOOT FUSION BOLT 145MM | Trauma | EA
02.111.250 | 10886982031525 | 6.5MM MIDFOOT FUSION BOLT 150MM | Trauma | EA
02.111.255 | 10886982031549 | 6.5MM MIDFOOT FUSION BOLT 155MM | Trauma | EA
02.111.260 | 10886982031563 | 6.5MM MIDFOOT FUSION BOLT 160MM | Trauma | EA
02.221.005S | 10886982055590 | 5.0MM CRIMP POSITIONING PIN STERILE | Trauma | EA
04.111.150S | 10886982101051 | 6.5MM TI MIDFOOT FUSION BOLT 50MM-STERILE | Trauma | EA
02.111.155S | 10886982031150 | 6.5MM MIDFOOT FUSION BOLT 55MM-STERILE | Trauma | EA
04.221.005S | 10886982121004 | 5.0MM TI CRIMP POSITIONING PIN STERILE | Trauma | EA
04.111.155S | 10886982101075 | 6.5MM TI MIDFOOT FUSION BOLT 55MM-STERILE | Trauma | EA
04.111.160S | 10886982101099 | 6.5MM TI MIDFOOT FUSION BOLT 60MM-STERILE | Trauma | EA
04.111.150 | 10886982101044 | 6.5MM TI MIDFOOT FUSION BOLT 50MM | Trauma | EA
04.111.155 | 10886982101068 | 6.5MM TI MIDFOOT FUSION BOLT 55MM | Trauma | EA
04.111.160 | 10886982101082 | 6.5MM TI MIDFOOT FUSION BOLT 60MM | Trauma | EA
04.111.165 | 10886982101105 | 6.5MM TI MIDFOOT FUSION BOLT 65MM | Trauma | EA
04.111.165S | 10886982101112 | 6.5MM TI MIDFOOT FUSION BOLT 65MM-STERILE | Trauma | EA
04.111.170 | 10886982101129 | 6.5MM TI MIDFOOT FUSION BOLT 70MM | Trauma | EA
04.111.175 | 10886982101143 | 6.5MM TI MIDFOOT FUSION BOLT 75MM | Trauma | EA
04.111.170S | 10886982101136 | 6.5MM TI MIDFOOT FUSION BOLT 70MM-STERILE | Trauma | EA
04.111.180 | 10886982101167 | 6.5MM TI MIDFOOT FUSION BOLT 80MM | Trauma | EA
04.111.185 | 10886982101181 | 6.5MM TI MIDFOOT FUSION BOLT 85MM | Trauma | EA
04.111.190 | 10886982101204 | 6.5MM TI MIDFOOT FUSION BOLT 90MM | Trauma | EA
04.111.175S | 10886982101150 | 6.5MM TI MIDFOOT FUSION BOLT 75MM-STERILE | Trauma | EA
04.111.180S | 10886982101174 | 6.5MM TI MIDFOOT FUSION BOLT 80MM-STERILE | Trauma | EA
04.111.185S | 10886982101198 | 6.5MM TI MIDFOOT FUSION BOLT 85MM-STERILE | Trauma | EA
04.111.190S | 10886982101211 | 6.5MM TI MIDFOOT FUSION BOLT 90MM-STERILE | Trauma | EA
02.111.160S | 10886982031174 | 6.5MM MIDFOOT FUSION BOLT 60MM-STERILE | Trauma | EA
04.111.195S | 10886982101235 | 6.5MM TI MIDFOOT FUSION BOLT 95MM-STERILE | Trauma | EA
04.111.200S | 10886982101259 | 6.5MM TI MIDFOOT FUSION BOLT 100MM-STERILE | Trauma | EA
04.111.205S | 10886982101273 | 6.5MM TI MIDFOOT FUSION BOLT 105MM-STERILE | Trauma | EA
04.111.210S | 10886982101297 | 6.5MM TI MIDFOOT FUSION BOLT 110MM-STERILE | Trauma | EA
02.111.165S | 10886982031198 | 6.5MM MIDFOOT FUSION BOLT 65MM-STERILE | Trauma | EA
04.111.215S | 10886982101310 | 6.5MM TI MIDFOOT FUSION BOLT 115MM-STERILE | Trauma | EA
04.111.220S | 10886982101334 | 6.5MM TI MIDFOOT FUSION BOLT 120MM-STERILE | Trauma | EA
04.111.195 | 10886982101228 | 6.5MM TI MIDFOOT FUSION BOLT 95MM | Trauma | EA
04.111.200 | 10886982101242 | 6.5MM TI MIDFOOT FUSION BOLT 100MM | Trauma | EA
04.111.205 | 10886982101266 | 6.5MM TI MIDFOOT FUSION BOLT 105MM | Trauma | EA
04.111.210 | 10886982101280 | 6.5MM TI MIDFOOT FUSION BOLT 110MM | Trauma | EA
04.111.225S | 10886982101358 | 6.5MM TI MIDFOOT FUSION BOLT 125MM-STERILE | Trauma | EA
04.111.215 | 10886982101303 | 6.5MM TI MIDFOOT FUSION BOLT 115MM | Trauma | EA
04.111.220 | 10886982101327 | 6.5MM TI MIDFOOT FUSION BOLT 120MM | Trauma | EA
04.111.225 | 10886982101341 | 6.5MM TI MIDFOOT FUSION BOLT 125MM | Trauma | EA
04.111.230 | 10886982101365 | 6.5MM TI MIDFOOT FUSION BOLT 130MM | Trauma | EA
04.111.235 | 10886982101389 | 6.5MM TI MIDFOOT FUSION BOLT 135MM | Trauma | EA
04.111.240 | 10886982101402 | 6.5MM TI MIDFOOT FUSION BOLT 140MM | Trauma | EA
04.111.230S | 10886982101372 | 6.5MM TI MIDFOOT FUSION BOLT 130MM-STERILE | Trauma | EA
04.111.245 | 10886982101426 | 6.5MM TI MIDFOOT FUSION BOLT 145MM | Trauma | EA
04.111.250 | 10886982101440 | 6.5MM TI MIDFOOT FUSION BOLT 150MM | Trauma | EA
04.111.255 | 10886982101464 | 6.5MM TI MIDFOOT FUSION BOLT 155MM | Trauma | EA
04.111.235S | 10886982101396 | 6.5MM TI MIDFOOT FUSION BOLT 135MM-STERILE | Trauma | EA
04.111.260 | 10886982101488 | 6.5MM TI MIDFOOT FUSION BOLT 160MM | Trauma | EA
04.111.240S | 10886982101419 | 6.5MM TI MIDFOOT FUSION BOLT 140MM-STERILE | Trauma | EA
02.111.170S | 10886982031211 | 6.5MM MIDFOOT FUSION BOLT 70MM-STERILE | Trauma | EA
04.111.245S | 10886982101433 | 6.5MM TI MIDFOOT FUSION BOLT 145MM-STERILE | Trauma | EA
04.111.250S | 10886982101457 | 6.5MM TI MIDFOOT FUSION BOLT 150MM-STERILE | Trauma | EA
04.111.255S | 10886982101471 | 6.5MM TI MIDFOOT FUSION BOLT 155MM-STERILE | Trauma | EA
04.111.260S | 10886982101495 | 6.5MM TI MIDFOOT FUSION BOLT 160MM-STERILE | Trauma | EA
02.111.175S | 10886982031235 | 6.5MM MIDFOOT FUSION BOLT 75MM-STERILE | Trauma | EA
02.111.180S | 10886982031259 | 6.5MM MIDFOOT FUSION BOLT 80MM-STERILE | Trauma | EA
02.111.185S | 10886982031273 | 6.5MM MIDFOOT FUSION BOLT 85MM-STERILE | Trauma | EA
02.111.190S | 10886982031297 | 6.5MM MIDFOOT FUSION BOLT 90MM-STERILE | Trauma | EA
02.111.195S | 10886982031310 | 6.5MM MIDFOOT FUSION BOLT 95MM-STERILE | Trauma | EA
02.111.200S | 10886982031334 | 6.5MM MIDFOOT FUSION BOLT 100MM-STERILE | Trauma | EA
02.111.205S | 10886982031358 | 6.5MM MIDFOOT FUSION BOLT 105MM-STERILE | Trauma | EA
02.111.210S | 10886982031372 | 6.5MM MIDFOOT FUSION BOLT 110MM-STERILE | Trauma | EA
02.111.215S | 10886982031396 | 6.5MM MIDFOOT FUSION BOLT 115MM-STERILE | Trauma | EA
02.111.220S | 10886982031419 | 6.5MM MIDFOOT FUSION BOLT 120MM-STERILE | Trauma | EA
02.111.225S | 10886982031433 | 6.5MM MIDFOOT FUSION BOLT 125MM-STERILE | Trauma | EA
02.111.230S | 10886982031457 | 6.5MM MIDFOOT FUSION BOLT 130MM-STERILE | Trauma | EA
02.111.235S | 10886982031471 | 6.5MM MIDFOOT FUSION BOLT 135MM-STERILE | Trauma | EA
02.111.240S | 10886982031495 | 6.5MM MIDFOOT FUSION BOLT 140MM-STERILE | Trauma | EA
02.111.245S | 10886982031518 | 6.5MM MIDFOOT FUSION BOLT 145MM-STERILE | Trauma | EA
02.111.250S | 10886982031532 | 6.5MM MIDFOOT FUSION BOLT 150MM-STERILE | Trauma | EA
02.111.255S | 10886982031556 | 6.5MM MIDFOOT FUSION BOLT 155MM-STERILE | Trauma | EA
03.110.011 | 10886982071866 | ATTACHMENT SCREW FOR GUIDE BLOCK T8 | Trauma | EA
02.111.260S | 10886982031570 | 6.5MM MIDFOOT FUSION BOLT 160MM-STERILE | Trauma | EA
03.110.016 | 10886982071873 | GUIDE BLOCK FOR VOLAR COLUMN PLATE/8 HOLE HEAD/RIGHT | Trauma | EA
03.110.019 | 10886982071903 | GUIDE BLOCK FOR VOLAR COLUMN PLATE/9 HOLE HEAD/LEFT | Trauma | EA
03.110.020 | 10886982071910 | MEASURING DEVICE FOR USE WITH 1.8MM SHORT THRDD DRILL GUIDE | Trauma | EA
03.110.018 | 10886982071897 | GUIDE BLOCK FOR VOLAR COLUMN PLATE/9 HOLE HEAD/RIGHT | Trauma | EA
03.110.021 | 10886982071927 | 1.8MM DRILL GUIDE WITH MEASURING FOR GUIDE BLOCK | Trauma | EA
03.110.017 | 10886982071880 | GUIDE BLOCK FOR VOLAR COLUMN PLATE/8 HOLE HEAD/LEFT | Trauma | EA
03.110.006 | 10886982071842 | DIRECT MEASURING DEVICE FOR 1.8MM KIRSCHNER WIRE | Trauma | EA
03.111.001 | 10886982072047 | T-HANDLE FOR MIDFOOT FUSION BOLT | Trauma | EA
60.111.150 | 10886982242945 | 6.5MM MIDFOOT FUSION BOLT GRAPHIC CASE | Trauma | EA
314.164 | 10886982188632 | STARDRIVE SCREWDRIVER/T25 240MM W/GROOVE | Trauma | EA
02.112.006S | 10886982032560 | 3.5MM LCP SUP ANT CLAVICLE PL W/LAT EXTN 3H/RT/69MM-STER | Trauma | EA
02.112.007S | 10886982032584 | 3.5MM LCP SUP ANT CLAVICLE PL W/LAT EXTN 3H/LT/69MM-STER | Trauma | EA
02.112.008S | 10886982032607 | 3.5MM LCP SUP ANT CLAVICLE PL W/LAT EXTN 6H/RT/108MM-STER | Trauma | EA
02.112.009S | 10886982032621 | 3.5MM LCP SUP ANT CLAVICLE PL W/LAT EXTN 6H/LT/108MM-STER | Trauma | EA
02.112.018S | 10886982032720 | 3.5MM LCP SUP ANT CLAVICLE PL W/LAT EXTN 7H/RT/123MM-STER | Trauma | EA
02.112.019S | 10886982032744 | 3.5MM LCP SUP ANT CLAVICLE PL W/LAT EXTN 7H/LT/123MM-STER | Trauma | EA
02.112.020S | 10886982032768 | 3.5MM LCP SUP ANT CLAVICLE PL W/LAT EXTN 8H/RT/135MM-STER | Trauma | EA
02.112.021S | 10886982032782 | 3.5MM LCP SUP ANT CLAVICLE PL W/LAT EXTN 8H/LT/135MM-STER | Trauma | EA
02.112.026S | 10886982032805 | 3.5MM LCP SUP ANT CLAVICLE PLATE 6H/RT/94MM-STERILE | Trauma | EA
02.112.027S | 10886982032829 | 3.5MM LCP SUP ANT CLAVICLE PLATE 6H/LT/94MM-STERILE | Trauma | EA
02.112.028S | 10886982032843 | 3.5MM LCP SUP ANT CLAVICLE PLATE 7H/RT/110MM-STERILE | Trauma | EA
02.112.029S | 10886982032867 | 3.5MM LCP SUP ANT CLAVICLE PLATE 7H/LT/110MM-STERILE | Trauma | EA
02.112.030S | 10886982032881 | 3.5MM LCP SUP ANT CLAVICLE PLATE 8H/RT/120MM-STERILE | Trauma | EA
02.112.031S | 10886982032904 | 3.5MM LCP SUP ANT CLAVICLE PLATE 8H/LT/120MM-STERILE | Trauma | EA
04.112.006S | 10886982102331 | 3.5MM TI LCP SUP ANT CLAVICLE PL W/LAT EXTN 3H/RT/69MM-STER | Trauma | EA
02.112.040 | 10886982032911 | 3.5MM LCP MEDL ANT CLAVICLE PL 6 HOLE/79MM | Trauma | EA
02.112.041 | 10886982032935 | 3.5MM LCP MEDL ANT CLAVICLE PL 7 HOLE/91MM | Trauma | EA
02.112.042 | 10886982032959 | 3.5MM LCP MEDL ANT CLAVICLE PL 8 HOLE/102MM | Trauma | EA
04.112.007S | 10886982102355 | 3.5MM TI LCP SUP ANT CLAVICLE PL W/LAT EXTN 3H/LT/69MM-STER | Trauma | EA
02.112.045 | 10886982032997 | 2.7MM/3.5MM VA-LCP LAT ANT CLAVICLE PLATE/7 HOLE/77MM | Trauma | EA
04.112.008S | 10886982102379 | 3.5MM TI LCP SUP ANT CLAVICLE PL W/LAT EXTN 6H/RT/108MM-STER | Trauma | EA
02.112.040S | 10886982032928 | 3.5MM LCP MEDL ANT CLAVICLE PL 6 HOLE/79MM-STERILE | Trauma | EA
02.112.041S | 10886982032942 | 3.5MM LCP MEDL ANT CLAVICLE PL 7 HOLE/91MM-STERILE | Trauma | EA
02.112.042S | 10886982032966 | 3.5MM LCP MEDL ANT CLAVICLE PL 8 HOLE/102MM-STERILE | Trauma | EA
04.112.009S | 10886982102393 | 3.5MM TI LCP SUP ANT CLAVICLE PL W/LAT EXTN 6H/LT/108MM-STER | Trauma | EA
02.112.045S | 10886982033000 | 2.7MM/3.5MM VA-LCP LAT ANT CLAVICLE PL/7H/77MM-STER | Trauma | EA
04.112.018S | 10886982102492 | 3.5MM TI LCP SUP ANT CLAVICLE PL W/LAT EXTN 7H/RT/123MM-STER | Trauma | EA
04.112.040 | 10886982102683 | 3.5MM TI LCP MEDL ANT CLAVICLE PLATE/6 HOLE/79MM | Trauma | EA
04.112.019S | 10886982102515 | 3.5MM TI LCP SUP ANT CLAVICLE PL W/LAT EXTN 7H/LT/123MM-STER | Trauma | EA
04.112.041 | 10886982102706 | 3.5MM TI LCP MEDL ANT CLAVICLE PLATE/7 HOLE/91MM | Trauma | EA
04.112.042 | 10886982102720 | 3.5MM TI LCP MEDL ANT CLAVICLE PLATE/8 HOLE/102MM | Trauma | EA
900.721 | 10886982256324 | 1.25MM NON-THREADED GUIDE WIRE 150MM | Trauma | EA
900.722 | 10886982256331 | 1.25MM THREADED GUIDE WIRE 150MM | Trauma | EA
DEM-FSP-011 | 10886982000217 | DEMO KIT-SRSÂ® FAST SET PUTTY | Trauma | EA
690.413 | 10886982253453 | GRAPHIC CASE FOR LCPÂ® PERIPROSTHETIC SYSTEM | Trauma | EA
02.221.002S | 10886982055552 | T15/2.5MM HEX CERCLAGE BUTTON- STERILE | Trauma | EA
02.221.003S | 10886982055569 | T25/3.5MM HEX CERCLAGE BUTTON- STERILE | Trauma | EA
04.221.002S | 10886982120960 | T15/2.5MM HEX TI CERCLAGE BUTTON-STERILE | Trauma | EA
04.221.003S | 10886982120977 | T25/3.5MM HEX TI CERCLAGE BUTTON-STERILE | Trauma | EA
241.618 | 10886982167361 | LOCKING CALCANEAL PLATE MINI-RIGHT | Trauma | EA
241.619 | 10886982167378 | LOCKING CALCANEAL PLATE MINI-LEFT | Trauma | EA
241.626 | 10886982167439 | LOCKING CALCANEAL PLATE EXTRA LONG-RIGHT | Trauma | EA
241.627 | 10886982167446 | LOCKING CALCANEAL PLATE EXTRA LONG-LEFT | Trauma | EA
329.609 | 10886982192127 | BENDING TEMPLATE FOR LOCKING CALCANEAL PLATE-EXTRA LONG | Trauma | EA
329.608 | 10886982192110 | BENDING TEMPLATE FOR LOCKING CALCANEAL PLATE-LONG | Trauma | EA
329.606 | 10886982192097 | BENDING TEMPLATE FOR LOCKING CALCANEAL PLATE-MINI | Trauma | EA
03.100.045 | 10886982070944 | STARDRIVE SCREWDRIVER SHAFT T15 250MM LONG | Trauma | EA
690.821 | 10886982255082 | LABEL SHEET FOR DISTRACTION OSTEOGENESIS RINGS | Trauma | EA
690.822 | 10886982255099 | LABEL SHEET FOR DISTRACTION OSTEOGENESIS COMPONENTS | Trauma | EA
690.829 | 10886982255105 | LABEL SHEET FOR DISTRACTION OSTEOGENESIS THREADED RODS | Trauma | EA
03.311.003 | 10886982077790 | PATIENT WRENCH 8MM/11MM | Trauma | EA
03.311.004 | 10886982077806 | RATCHET WRENCH 11MM | Trauma | EA
03.311.005 | 10886982077813 | SPLIT TISSUE PROTECTION SLEEVE 2.5MM | Trauma | EA
03.311.006 | 10886982077820 | SPLIT TISSUE PROTECTION SLEEVE 5MM | Trauma | EA
03.311.007 | 10886982077837 | 8MM/11MM WRENCH | Trauma | EA
03.311.106 | 10886982078278 | THREADED ROD 60MM LONG/SLOTTED | Trauma | EA
03.311.108 | 10886982078285 | THREADED ROD 80MM LONG/SLOTTED | Trauma | EA
03.311.110 | 10886982078292 | THREADED ROD 100MM LNG/SLOTTED | Trauma | EA
03.311.112 | 10886982078308 | THREADED ROD 120MM LONG | Trauma | EA
03.311.115 | 10886982078315 | THREADED ROD 150MM LONG | Trauma | EA
03.311.120 | 10886982078322 | THREADED ROD 200MM LONG | Trauma | EA
03.311.125 | 10886982078339 | THREADED ROD 250MM LONG | Trauma | EA
03.311.130 | 10886982078346 | THREADED ROD 300MM LONG | Trauma | EA
03.311.135 | 10886982078353 | THREADED ROD 350MM LONG | Trauma | EA
03.311.140 | 10886982078360 | THREADED ROD 400MM LONG | Trauma | EA
690.452 | 10886982253774 | GRAPHIC CASE FOR DISTRACTION OSTEOGENESIS RINGS/FULL CASE | Trauma | EA
690.453 | 10886982253781 | GRAPHIC CASE FOR DISTRACTION OSTEOGENESIS RINGS/HALF CASE | Trauma | EA
690.454 | 10886982253798 | GRAPHIC CASE FOR DISTRACTION OSTEOGENESIS IMPL/INSTR | Trauma | EA
03.311.008 | 10886982077844 | BACKUP TENSIONER | Trauma | EA
313.351 | 10886982188168 | INSERTION GUIDE/LEFT FOR PCD 313.354/FOR DHP | Trauma | EA
313.352 | 10886982188175 | INSERTION GUIDE/RIGHT FOR PCD 313.354/FOR DHP | Trauma | EA
313.353 | 10886982188182 | 2.0MM LCP SOLID THREADED DRILL GUIDE | Trauma | EA
313.354 | 10886982188199 | POSITION AND COMPRESSION DEVICE FOR DHP | Trauma | EA
313.355 | 10886982188205 | 2.7MM INSERT FOR PCD 313.354 FOR DHP | Trauma | EA
313.356 | 10886982188212 | 3.5MM INSERT FOR PCD 313.354 FOR DHP | Trauma | EA
313.357 | 10886982188229 | DRILL SLEEVE F/2.5MM DRILL BIT FOR PCD 313.354 FOR DHP | Trauma | EA
03.311.344 | 10886982078681 | TI FULL RING/140MM DIAMETER | Trauma | EA
03.311.346 | 10886982078698 | TI FULL RING/160MM DIAMETER | Trauma | EA
03.311.348 | 10886982078704 | TI FULL RING/180MM DIAMETER | Trauma | EA
03.311.350 | 10886982078711 | TI FULL RING/200MM DIAMETER | Trauma | EA
03.311.081 | 10886982078216 | SPACING WASHER 1MM | Trauma | EA
03.311.082 | 10886982078223 | SPACING WASHER 2MM | Trauma | EA
03.311.084 | 10886982078230 | SPACING WASHER 4MM | Trauma | EA
03.311.091 | 10886982078254 | OBLIQUE SUPPORT | Trauma | EA
03.311.092 | 10886982078261 | EYE BOLT | Trauma | EA
03.311.202 | 10886982078445 | CONNECTING PLATE/2 HOLES | Trauma | EA
03.311.203 | 10886982078452 | CONNECTING PLATE/3 HOLES | Trauma | EA
03.311.204 | 10886982078469 | CONNECTING PLATE/4 HOLES | Trauma | EA
03.311.205 | 10886982078476 | CONNECTING PLATE/5 HOLES | Trauma | EA
03.311.220 | 10886982078520 | STANDOFF 20MM LONG | Trauma | EA
03.311.230 | 10886982078537 | STANDOFF 30MM LONG | Trauma | EA
03.311.240 | 10886982078544 | STANDOFF 40MM LONG | Trauma | EA
03.311.250 | 10886982078551 | STANDOFF 50MM LONG | Trauma | EA
03.311.070 | 10886982078193 | WIRE POST-SHORT | Trauma | EA
03.311.071 | 10886982078209 | WIRE POST-TALL | Trauma | EA
03.311.060 | 10886982078155 | SQUARE NUT | Trauma | EA
03.311.061 | 10886982078162 | NUT | Trauma | EA
03.311.062 | 10886982078186 | SPEED NUT | Trauma | EA
03.311.055 | 10886982078117 | CONNECTION BOLT | Trauma | EA
03.311.050 | 10886982078087 | WIRE BOLT/SLOTTED | Trauma | EA
03.311.051 | 10886982078094 | WIRE BOLT/OFFSET | Trauma | EA
03.311.031 | 10886982077967 | SMOOTH WIRE/1.5MM DIAMETER 400MM LONG | Trauma | EA
03.311.032 | 10886982077974 | SMOOTH WIRE/1.8MM DIAMETER 400MM LONG | Trauma | EA
03.311.033 | 10886982077981 | SMOOTH WIRE/2.0MM DIAMETER 400MM LONG | Trauma | EA
03.311.041 | 10886982078025 | REDUCTION WIRE/1.5MM DIAMETER 400MM LONG | Trauma | EA
03.311.042 | 10886982078032 | REDUCTION WIRE/1.8MM DIAMETER 400MM LONG | Trauma | EA
03.311.043 | 10886982078049 | REDUCTION WIRE/2.0MM DIAMETER 400MM LONG | Trauma | EA
03.311.010 | 10886982077868 | SCHANZ SCREW BOLT | Trauma | EA
03.311.308 | 10886982078568 | TI HALF RING/80MM DIAMETER | Trauma | EA
03.311.310 | 10886982078575 | TI HALF RING/100MM DIAMETER | Trauma | EA
03.311.311 | 10886982078582 | TI HALF RING/110MM DIAMETER | Trauma | EA
03.311.312 | 10886982078599 | TI HALF RING/120MM DIAMETER | Trauma | EA
03.311.313 | 10886982078605 | TI HALF RING/130MM DIAMETER | Trauma | EA
03.311.314 | 10886982078612 | TI HALF RING/140MM DIAMETER | Trauma | EA
03.311.315 | 10886982078629 | TI HALF RING/150MM DIAMETER | Trauma | EA
03.311.316 | 10886982078636 | TI HALF RING/160MM DIAMETER | Trauma | EA
03.311.318 | 10886982078643 | TI HALF RING/180MM DIAMETER | Trauma | EA
03.311.320 | 10886982078650 | TI HALF RING/200MM DIAMETER | Trauma | EA
03.311.322 | 10886982078667 | TI HALF RING/220MM DIAMETER | Trauma | EA
03.311.324 | 10886982078674 | TI HALF RING/240MM DIAMETER | Trauma | EA
03.311.373 | 10886982078728 | TI 5/8 RING/130MM DIAMETER | Trauma | EA
03.311.375 | 10886982078735 | TI 5/8 RING/150MM DIAMETER | Trauma | EA
03.311.376 | 10886982078742 | TI 5/8 RING/160MM DIAMETER | Trauma | EA
03.311.378 | 10886982078759 | TI 5/8 RING/180MM DIAMETER | Trauma | EA
03.311.380 | 10886982078766 | TI 5/8 RING/200MM DIAMETER | Trauma | EA
03.311.391 | 10886982078773 | TI FEMORAL ARCH PLATE 180MM DIA/90 DEGREE | Trauma | EA
03.311.392 | 10886982078780 | TI FEMORAL ARCH PLATE 180MM DIA/120 DEGREE | Trauma | EA
03.311.396 | 10886982078797 | TI FEMORAL ARCH PLATE 240MM DIA/90 DEGREE | Trauma | EA
03.311.397 | 10886982078803 | TI FEMORAL ARCH PLATE 240MM DIA/120 DEGREE | Trauma | EA
03.311.406 | 10886982078827 | LINEAR DISTRACTOR 60MM LONG 25MM TRAVEL | Trauma | EA
03.311.412 | 10886982078834 | LINEAR DISTRACTOR 120MM LONG 85MM TRAVEL | Trauma | EA
03.311.418 | 10886982078841 | LINEAR DISTRACTOR 180MM LONG 145MM TRAVEL | Trauma | EA
03.311.425 | 10886982078858 | LINEAR DISTRACTOR 250MM LONG 215MM TRAVEL | Trauma | EA
03.311.450 | 10886982078865 | ANGULAR DISTRACTOR | Trauma | EA
VP2030.02 | 10886982009289 | 2.7MM DCP(TM) PLATE 2 HOLES/20MM | Trauma | EA
VP2030.04 | 10886982009296 | 2.7MM DCP(TM) PLATE 4 HOLES/36MM | Trauma | EA
VP2030.05 | 10886982009302 | 2.7MM DCP(TM) PLATE 5 HOLES/44MM | Trauma | EA
VP2030.06 | 10886982009319 | 2.7MM DCP(TM) PLATE 6 HOLES/52MM | Trauma | EA
VP2030.07 | 10886982009326 | 2.7MM DCP(TM) PLATE 7 HOLES/60MM | Trauma | EA
VP2030.08 | 10886982009333 | 2.7MM DCP(TM) PLATE 8 HOLES/68MM | Trauma | EA
VP2030.09 | 10886982009340 | 2.7MM DCP(TM) PLATE 9 HOLES/76MM | Trauma | EA
VP2030.10 | 10886982009357 | 2.7MM DCP(TM) PLATE 10 HOLES/84MM | Trauma | EA
VP2030.12 | 10886982009364 | 2.7MM DCP(TM) PLATE 12 HOLES/100MM | Trauma | EA
207.652 | 10886982148308 | 4.0MM CANNULATED SCREW-SHORT THREAD 52MM | Trauma | EA
207.654 | 10886982148315 | 4.0MM CANNULATED SCREW-SHORT THREAD 54MM | Trauma | EA
207.656 | 10886982148322 | 4.0MM CANNULATED SCREW-SHORT THREAD 56MM | Trauma | EA
207.658 | 10886982148339 | 4.0MM CANNULATED SCREW-SHORT THREAD 58MM | Trauma | EA
207.660 | 10886982148346 | 4.0MM CANNULATED SCREW-SHORT THREAD 60MM | Trauma | EA
207.664 | 10886982148353 | 4.0MM CANNULATED SCREW-SHORT THREAD 64MM | Trauma | EA
207.668 | 10886982148360 | 4.0MM CANNULATED SCREW-SHORT THREAD 68MM | Trauma | EA
207.672 | 10886982148377 | 4.0MM CANNULATED SCREW-SHORT THREAD 72MM | Trauma | EA
207.752 | 10886982148568 | 4.0MM CANNULATED SCREW-LONG THREAD 52MM | Trauma | EA
207.754 | 10886982148575 | 4.0MM CANNULATED SCREW-LONG THREAD 54MM | Trauma | EA
207.756 | 10886982148582 | 4.0MM CANNULATED SCREW-LONG THREAD 56MM | Trauma | EA
207.758 | 10886982148599 | 4.0MM CANNULATED SCREW-LONG THREAD 58MM | Trauma | EA
207.760 | 10886982148605 | 4.0MM CANNULATED SCREW-LONG THREAD 60MM | Trauma | EA
207.764 | 10886982148612 | 4.0MM CANNULATED SCREW-LONG THREAD 64MM | Trauma | EA
207.768 | 10886982148629 | 4.0MM CANNULATED SCREW-LONG THREAD 68MM | Trauma | EA
207.772 | 10886982148636 | 4.0MM CANNULATED SCREW-LONG THREAD 72MM | Trauma | EA
VS101.006 | 10886982013118 | 1.5MM CORTEX SCREW 6MM | Trauma | EA
VS101.007 | 10886982013125 | 1.5MM CORTEX SCREW 7MM | Trauma | EA
407.652 | 10886982208491 | 4.0MM TI CANNULATED SCREW- SHORT THREAD 52MM | Trauma | EA
407.654 | 10886982208507 | 4.0MM TI CANNULATED SCREW- SHORT THREAD 54MM | Trauma | EA
407.656 | 10886982208514 | 4.0MM TI CANNULATED SCREW- SHORT THREAD 56MM | Trauma | EA
407.658 | 10886982208521 | 4.0MM TI CANNULATED SCREW- SHORT THREAD 58MM | Trauma | EA
407.660 | 10886982208538 | 4.0MM TI CANNULATED SCREW- SHORT THREAD 60MM | Trauma | EA
407.664 | 10886982208545 | 4.0MM TI CANNULATED SCREW- SHORT THREAD 64MM | Trauma | EA
407.668 | 10886982208552 | 4.0MM TI CANNULATED SCREW- SHORT THREAD 68MM | Trauma | EA
407.672 | 10886982208569 | 4.0MM TI CANNULATED SCREW- SHORT THREAD 72MM | Trauma | EA
407.752 | 10886982208750 | 4.0MM TI CANNULATED SCREW- LONG THREAD 52MM | Trauma | EA
407.754 | 10886982208767 | 4.0MM TI CANNULATED SCREW- LONG THREAD 54MM | Trauma | EA
407.756 | 10886982208774 | 4.0MM TI CANNULATED SCREW- LONG THREAD 56MM | Trauma | EA
407.758 | 10886982208781 | 4.0MM TI CANNULATED SCREW- LONG THREAD 58MM | Trauma | EA
407.760 | 10886982208798 | 4.0MM TI CANNULATED SCREW- LONG THREAD 60MM | Trauma | EA
VS403.026 | 10886982016553 | 4.0MM CANCELLOUS BONE SCREW FULLY THREADED/26MM | Trauma | EA
VS101.008 | 10886982013132 | 1.5MM CORTEX SCREW 8MM | Trauma | EA
407.764 | 10886982208804 | 4.0MM TI CANNULATED SCREW- LONG THREAD 64MM | Trauma | EA
407.768 | 10886982208811 | 4.0MM TI CANNULATED SCREW- LONG THREAD 68MM | Trauma | EA
407.772 | 10886982208828 | 4.0MM TI CANNULATED SCREW- LONG THREAD 72MM | Trauma | EA
VS403.028 | 10886982016560 | 4.0MM CANCELLOUS BONE SCREW FULLY THREADED/28MM | Trauma | EA
VS403.030 | 10886982016577 | 4.0MM CANCELLOUS BONE SCREW FULLY THREADED/30MM | Trauma | EA
VS403.032 | 10886982016584 | 4.0MM CANCELLOUS BONE SCREW FULLY THREADED/32MM | Trauma | EA
VS403.036 | 10886982016607 | 4.0MM CANCELLOUS BONE SCREW FULLY THREADED/36MM | Trauma | EA
VS403.040 | 10886982016614 | 4.0MM CANCELLOUS BONE SCREW FULLY THREADED/40MM | Trauma | EA
VS403.045 | 10886982016621 | 4.0MM CANCELLOUS BONE SCREW FULLY THREADED/45MM | Trauma | EA
VS403.050 | 10886982016638 | 4.0MM CANCELLOUS BONE SCREW FULLY THREADED/50MM | Trauma | EA
VS403.055 | 10886982016645 | 4.0MM CANCELLOUS BONE SCREW FULLY THREADED/55MM | Trauma | EA
VS403.060 | 10886982016652 | 4.0MM CANCELLOUS BONE SCREW FULLY THREADED/60MM | Trauma | EA
VS403.065 | 10886982016669 | 4.0MM CANCELLOUS BONE SCREW FULLY THREADED/65MM | Trauma | EA
VS403.070 | 10886982016676 | 4.0MM CANCELLOUS BONE SCREW FULLY THREADED/70MM | Trauma | EA
VS406.014 | 10886982016874 | 4.0MM LOCKING SCREW SLF-TPNG WITH T25 STARDRIVE RECESS 14MM | Trauma | EA
VS406.016 | 10886982016881 | 4.0MM LOCKING SCREW SLF-TPNG WITH T25 STARDRIVE RECESS 16MM | Trauma | EA
VS406.018 | 10886982016898 | 4.0MM LOCKING SCREW SLF-TPNG WITH T25 STARDRIVE RECESS 18MM | Trauma | EA
VS406.022 | 10886982016911 | 4.0MM LOCKING SCREW SLF-TPNG WITH T25 STARDRIVE RECESS 22MM | Trauma | EA
VS406.026 | 10886982016935 | 4.0MM LOCKING SCREW SLF-TPNG WITH T25 STARDRIVE RECESS 26MM | Trauma | EA
VS406.030 | 10886982016959 | 4.0MM LOCKING SCREW SLF-TPNG WITH T25 STARDRIVE RECESS 30MM | Trauma | EA
VS406.038 | 10886982016997 | 4.0MM LOCKING SCREW SLF-TPNG WITH T25 STARDRIVE RECESS 38MM | Trauma | EA
VS406.042 | 10886982017017 | 4.0MM LOCKING SCREW SLF-TPNG WITH T25 STARDRIVE RECESS 42MM | Trauma | EA
VS406.046 | 10886982017031 | 4.0MM LOCKING SCREW SLF-TPNG WITH T25 STARDRIVE RECESS 46MM | Trauma | EA
VS406.050 | 10886982017055 | 4.0MM LOCKING SCREW SLF-TPNG WITH T25 STARDRIVE RECESS 50MM | Trauma | EA
VS406.054 | 10886982017079 | 4.0MM LOCKING SCREW SLF-TPNG WITH T25 STARDRIVE RECESS 54MM | Trauma | EA
VS406.058 | 10886982017093 | 4.0MM LOCKING SCREW SLF-TPNG WITH T25 STARDRIVE RECESS 58MM | Trauma | EA
VS406.062 | 10886982017116 | 4.0MM LOCKING SCREW SLF-TPNG WITH T25 STARDRIVE RECESS 62MM | Trauma | EA
VS502.014 | 10886982017369 | 5.0MM LOCKING SCREW SLF-TPNG WITH T25 STARDRIVE RECESS 14MM | Trauma | EA
VS502.016 | 10886982017376 | 5.0MM LOCKING SCREW SLF-TPNG WITH T25 STARDRIVE RECESS 16MM | Trauma | EA
VS502.018 | 10886982017383 | 5.0MM LOCKING SCREW SLF-TPNG WITH T25 STARDRIVE RECESS 18MM | Trauma | EA
VS502.020 | 10886982017390 | 5.0MM LOCKING SCREW SLF-TPNG WITH T25 STARDRIVE RECESS 20MM | Trauma | EA
VS502.022 | 10886982017406 | 5.0MM LOCKING SCREW SLF-TPNG WITH T25 STARDRIVE RECESS 22MM | Trauma | EA
VS502.024 | 10886982017413 | 5.0MM LOCKING SCREW SLF-TPNG WITH T25 STARDRIVE RECESS 24MM | Trauma | EA
VS502.026 | 10886982017420 | 5.0MM LOCKING SCREW SLF-TPNG WITH T25 STARDRIVE RECESS 26MM | Trauma | EA
VS502.028 | 10886982017437 | 5.0MM LOCKING SCREW SLF-TPNG WITH T25 STARDRIVE RECESS 28MM | Trauma | EA
VS502.030 | 10886982017444 | 5.0MM LOCKING SCREW SLF-TPNG WITH T25 STARDRIVE RECESS 30MM | Trauma | EA
VS502.032 | 10886982017451 | 5.0MM LOCKING SCREW SLF-TPNG WITH T25 STARDRIVE RECESS 32MM | Trauma | EA
VS502.034 | 10886982017468 | 5.0MM LOCKING SCREW SLF-TPNG WITH T25 STARDRIVE RECESS 34MM | Trauma | EA
VS502.036 | 10886982017475 | 5.0MM LOCKING SCREW SLF-TPNG WITH T25 STARDRIVE RECESS 36MM | Trauma | EA
VS502.038 | 10886982017482 | 5.0MM LOCKING SCREW SLF-TPNG WITH T25 STARDRIVE RECESS 38MM | Trauma | EA
VS502.040 | 10886982017499 | 5.0MM LOCKING SCREW SLF-TPNG WITH T25 STARDRIVE RECESS 40MM | Trauma | EA
VS502.042 | 10886982017505 | 5.0MM LOCKING SCREW SLF-TPNG WITH T25 STARDRIVE RECESS 42MM | Trauma | EA
VS502.044 | 10886982017512 | 5.0MM LOCKING SCREW SLF-TPNG WITH T25 STARDRIVE RECESS 44MM | Trauma | EA
VS502.046 | 10886982017529 | 5.0MM LOCKING SCREW SLF-TPNG WITH T25 STARDRIVE RECESS 46MM | Trauma | EA
VS502.048 | 10886982017536 | 5.0MM LOCKING SCREW SLF-TPNG WITH T25 STARDRIVE RECESS 48MM | Trauma | EA
VS502.050 | 10886982017543 | 5.0MM LOCKING SCREW SLF-TPNG WITH T25 STARDRIVE RECESS 50MM | Trauma | EA
VS502.055 | 10886982017550 | 5.0MM LOCKING SCREW SLF-TPNG WITH T25 STARDRIVE RECESS 55MM | Trauma | EA
VS502.060 | 10886982017567 | 5.0MM LOCKING SCREW SLF-TPNG WITH T25 STARDRIVE RECESS 60MM | Trauma | EA
VS502.065 | 10886982017574 | 5.0MM LOCKING SCREW SLF-TPNG WITH T25 STARDRIVE RECESS 65MM | Trauma | EA
VS502.070 | 10886982017581 | 5.0MM LOCKING SCREW SLF-TPNG WITH T25 STARDRIVE RECESS 70MM | Trauma | EA
VS502.075 | 10886982017598 | 5.0MM LOCKING SCREW SLF-TPNG WITH T25 STARDRIVE RECESS 75MM | Trauma | EA
VS502.080 | 10886982017604 | 5.0MM LOCKING SCREW SLF-TPNG WITH T25 STARDRIVE RECESS 80MM | Trauma | EA
VS502.085 | 10886982017611 | 5.0MM LOCKING SCREW SLF-TPNG WITH T25 STARDRIVE RECESS 85MM | Trauma | EA
VS502.090 | 10886982017628 | 5.0MM LOCKING SCREW SLF-TPNG WITH T25 STARDRIVE RECESS 90MM | Trauma | EA
VW3505.1S | 10886982018618 | T15/2.5MM HEX CERCLAGE BUTTON- STERILE | Trauma | EA
VW4505.1S | 10886982018649 | T25/3.5MM HEX CERCLAGE BUTTON STERILE | Trauma | EA
VS101.009 | 10886982013149 | 1.5MM CORTEX SCREW 9MM | Trauma | EA
VS101.010 | 10886982013156 | 1.5MM CORTEX SCREW 10MM | Trauma | EA
VS101.011 | 10886982013163 | 1.5MM CORTEX SCREW 11MM | Trauma | EA
VS101.012 | 10886982013170 | 1.5MM CORTEX SCREW 12MM | Trauma | EA
VS101.014 | 10886982013187 | 1.5MM CORTEX SCREW 14MM | Trauma | EA
VS101.016 | 10886982013194 | 1.5MM CORTEX SCREW 16MM | Trauma | EA
VS101.018 | 10886982013200 | 1.5MM CORTEX SCREW 18MM | Trauma | EA
VS101.020 | 10886982013217 | 1.5MM CORTEX SCREW 20MM | Trauma | EA
VS201.008 | 10886982013378 | 2.0MM CORTEX SCREW 8MM | Trauma | EA
VS201.010 | 10886982013385 | 2.0MM CORTEX SCREW 10MM | Trauma | EA
VS201.012 | 10886982013392 | 2.0MM CORTEX SCREW 12MM | Trauma | EA
VS201.014 | 10886982013408 | 2.0MM CORTEX SCREW 14MM | Trauma | EA
VS201.016 | 10886982013415 | 2.0MM CORTEX SCREW 16MM | Trauma | EA
VS201.018 | 10886982013422 | 2.0MM CORTEX SCREW 18MM | Trauma | EA
VS201.020 | 10886982013439 | 2.0MM CORTEX SCREW 20MM | Trauma | EA
VS201.022 | 10886982013446 | 2.0MM CORTEX SCREW 22MM | Trauma | EA
VS201.024 | 10886982013453 | 2.0MM CORTEX SCREW 24MM | Trauma | EA
VS201.026 | 10886982013460 | 2.0MM CORTEX SCREW 26MM | Trauma | EA
VS201.028 | 10886982013477 | 2.0MM CORTEX SCREW 28MM | Trauma | EA
VS201.030 | 10886982013484 | 2.0MM CORTEX SCREW 30MM | Trauma | EA
VS201.032 | 10886982013491 | 2.0MM CORTEX SCREW 32MM | Trauma | EA
VS201.034 | 10886982013507 | 2.0MM CORTEX SCREW 34MM | Trauma | EA
VS201.036 | 10886982013514 | 2.0MM CORTEX SCREW 36MM | Trauma | EA
VS201.038 | 10886982013521 | 2.0MM CORTEX SCREW 38MM | Trauma | EA
VS201.040 | 10886982013538 | 2.0MM CORTEX SCREW 40MM | Trauma | EA
VS202.006 | 10886982013576 | 2.0MM CORTEX SCREW SELF-TAPPING 6MM | Trauma | EA
VS202.008 | 10886982013590 | 2.0MM CORTEX SCREW SELF-TAPPING 8MM | Trauma | EA
VS202.010 | 10886982013613 | 2.0MM CORTEX SCREW SELF-TAPPING 10MM | Trauma | EA
VS202.012 | 10886982013637 | 2.0MM CORTEX SCREW SELF-TAPPING 12MM | Trauma | EA
VS202.014 | 10886982013651 | 2.0MM CORTEX SCREW SELF-TAPPING 14MM | Trauma | EA
VS202.016 | 10886982013668 | 2.0MM CORTEX SCREW SELF-TAPPING 16MM | Trauma | EA
VS202.018 | 10886982013675 | 2.0MM CORTEX SCREW SELF-TAPPING 18MM | Trauma | EA
VS202.020 | 10886982013682 | 2.0MM CORTEX SCREW SELF-TAPPING 20MM | Trauma | EA
VS202.022 | 10886982013699 | 2.0MM CORTEX SCREW SELF-TAPPING 22MM | Trauma | EA
VS202.024 | 10886982013705 | 2.0MM CORTEX SCREW SELF-TAPPING 24MM | Trauma | EA
VS202.026 | 10886982013712 | 2.0MM CORTEX SCREW SELF-TAPPING 26MM | Trauma | EA
VS202.028 | 10886982013729 | 2.0MM CORTEX SCREW SELF-TAPPING 28MM | Trauma | EA
VS202.030 | 10886982013736 | 2.0MM CORTEX SCREW SELF-TAPPING 30MM | Trauma | EA
VS202.032 | 10886982013743 | 2.0MM CORTEX SCREW SELF-TAPPING 32MM | Trauma | EA
VS202.034 | 10886982013750 | 2.0MM CORTEX SCREW SELF-TAPPING 34MM | Trauma | EA
VS202.036 | 10886982013767 | 2.0MM CORTEX SCREW SELF-TAPPING 36MM | Trauma | EA
VS202.038 | 10886982013774 | 2.0MM CORTEX SCREW SELF-TAPPING 38MM | Trauma | EA
VS202.040 | 10886982013781 | 2.0MM CORTEX SCREW SELF-TAPPING 40MM | Trauma | EA
VS403.010 | 10886982016478 | 4.0MM CANCELLOUS BONE SCREW FULLY THREADED/10MM | Trauma | EA
VS403.012 | 10886982016485 | 4.0MM CANCELLOUS BONE SCREW FULLY THREADED/12MM | Trauma | EA
VS403.014 | 10886982016492 | 4.0MM CANCELLOUS BONE SCREW FULLY THREADED/14MM | Trauma | EA
VS403.016 | 10886982016508 | 4.0MM CANCELLOUS BONE SCREW FULLY THREADED/16MM | Trauma | EA
VS403.018 | 10886982016515 | 4.0MM CANCELLOUS BONE SCREW FULLY THREADED/18MM | Trauma | EA
VS403.020 | 10886982016522 | 4.0MM CANCELLOUS BONE SCREW FULLY THREADED/20MM | Trauma | EA
VS403.022 | 10886982016539 | 4.0MM CANCELLOUS BONE SCREW FULLY THREADED/22MM | Trauma | EA
VS403.024 | 10886982016546 | 4.0MM CANCELLOUS BONE SCREW FULLY THREADED/24MM | Trauma | EA
VS406.034 | 10886982016973 | 4.0MM LOCKING SCREW SLF-TPNG WITH T25 STARDRIVE RECESS 34MM | Trauma | EA
VS201.006 | 10886982013361 | 2.0MM CORTEX SCREW 6MM | Trauma | EA
352.044 | 10886982194138 | 5.0MM FLEXIBLE SHAFT 620MM | Trauma | EA
352.045 | 10886982194145 | 3.6MM CLEANING BRUSH 830MM | Trauma | EA
690.580 | 10886982254726 | GRAPHIC CASE FOR ELECTRIC PEN DRIVE | Trauma | EA
690.583 | 10886982254757 | INSERT TRAY FOR 60,000 RPM PEN FOR EPD GRAPHIC CASE | Trauma | EA
05.001.100 | 10886982129239 | CART FOR ELECTRIC PEN DRIVE | Trauma | EA
05.001.110 | 10886982129321 | DRILL ATTACHMENT HEXAGONAL FOR PEN DRIVE | Trauma | EA
05.001.111 | 10886982129338 | IRRIGATION NOZZLE FOR EPD HEX DRILLING ATTACHMENT | Trauma | EA
03.311.874 | 10886982079275 | CARBON FIBER 5/8 RING 140MM DIAMETER | Trauma | EA
05.001.076 | 10886982128973 | IRRIGATION NOZZLE FOR EPD FOR PERFORATOR 05.001.054 | Trauma | EA
05.001.121 | 10886982129369 | GUIDE FOR K-WIRES F/PEN DRIVE FOR OSCILLATING SAW ATTACHMENT | Trauma | EA
05.001.122 | 10886982129376 | IRRIGATION NOZZLE XXL FOR ELECTRIC PEN DRIVE | Trauma | EA
05.001.080 | 10886982128997 | AIR PEN DRIVE | Trauma | EA
05.001.081 | 10886982129017 | FOOT SWITCH FOR AIR PEN DRIVE | Trauma | EA
05.001.082 | 10886982129031 | HAND SWITCH FOR AIR PEN DRIVE | Trauma | EA
05.001.083 | 10886982129048 | DOUBLE AIR HOSE FOR AIR PEN DRIVE 3 METERS | Trauma | EA
05.001.084 | 10886982129055 | DOUBLE AIR HOSE FOR AIR PEN DRIVE 5 METERS | Trauma | EA
05.001.085 | 10886982129062 | ANGLED COUPLING FOR AIR PEN DRIVE | Trauma | EA
05.001.086 | 10886982129079 | PROTECTIVE CAP F/AIR PEN DRIVE | Trauma | EA
05.001.087 | 10886982129086 | ADAPTOR SCHRADER/SYNTHES | Trauma | EA
05.001.088 | 10886982129093 | ADAPTOR DRAEGER/SYNTHES | Trauma | EA
05.001.089 | 10886982129109 | ADAPTOR F/MAINTENANCE STATION FOR AIR PEN DRIVE | Trauma | EA
05.001.090 | 10886982129116 | IRRIGATION FLOW CONTROL UNIT FOR AIR PEN DRIVE | Trauma | EA
05.001.091 | 10886982129123 | SEAL NIPPLE F/DOUBLE AIR HOSE FOR AIR PEN DRIVE | Trauma | EA
05.001.092 | 10886982129130 | ADAPTOR FOR MAINTENANCE SPRAY FOR AIR PEN DRIVE | Trauma | EA
05.001.101 | 10886982129246 | ADAPTOR FOR MAINTENANCE SPRAY FOR ELECTRIC PEN DRIVE | Trauma | EA
05.001.102 | 10886982129253 | ADAPTOR FOR MAINTENANCE SPRAY FOR EPD ATTACHMENTS | Trauma | EA
690.469 | 10886982253934 | GRAPHIC CASE FOR LCP(TM) ANTEROLATERAL DISTAL TIBIA PL | Trauma | EA
03.311.056 | 10886982078124 | CONNECTION BOLT/LONG | Trauma | EA
SD311.003 | 10886982004130 | TAP FOR 2.4MM LOCKING SCREW 100MM | Trauma | EA
SD311.004 | 10886982004147 | TAP FOR 3.5MM LOCKING SCREW 111MM | Trauma | EA
SD311.005 | 10886982004154 | TAP FOR 4.0MM LOCKING SCREW 130MM | Trauma | EA
SD311.007 | 10886982004161 | TAP FOR 5.0MM LOCKING SCREW 130MM | Trauma | EA
690.585 | 10886982254771 | GRAPHIC CASE BASE FOR ELECTRIC PEN DRIVE | Trauma | EA
456.632S | 10886982228710 | 14MM/130 DEG TI CANN TROCH FIXATION NAIL 320MM/RIGHT-STER | Trauma | EA
456.634S | 10886982228734 | 14MM/130 DEG TI CANN TROCH FIXATION NAIL 340MM/RIGHT-STER | Trauma | EA
456.636S | 10886982228758 | 14MM/130 DEG TI CANN TROCH FIXATION NAIL 360MM/RIGHT-STER | Trauma | EA
456.638S | 10886982228772 | 14MM/130 DEG TI CANN TROCH FIXATION NAIL 380MM/RIGHT-STER | Trauma | EA
456.640S | 10886982228796 | 14MM/130 DEG TI CANN TROCH FIXATION NAIL 400MM/RIGHT-STER | Trauma | EA
456.642S | 10886982228819 | 14MM/130 DEG TI CANN TROCH FIXATION NAIL 420MM/RIGHT-STER | Trauma | EA
456.644S | 10886982228833 | 14MM/130 DEG TI CANN TROCH FIXATION NAIL 440MM/RIGHT-STER | Trauma | EA
456.646S | 10886982228857 | 14MM/130 DEG TI CANN TROCH FIXATION NAIL 460MM/RIGHT-STER | Trauma | EA
456.633S | 10886982228727 | 14MM/130 DEG TI CANN TROCH FIXATION NAIL 320MM/LEFT-STER | Trauma | EA
456.635S | 10886982228741 | 14MM/130 DEG TI CANN TROCH FIXATION NAIL 340MM/LEFT-STER | Trauma | EA
456.637S | 10886982228765 | 14MM/130 DEG TI CANN TROCH FIXATION NAIL 360MM/LEFT-STER | Trauma | EA
456.639S | 10886982228789 | 14MM/130 DEG TI CANN TROCH FIXATION NAIL 380MM/LEFT-STER | Trauma | EA
456.641S | 10886982228802 | 14MM/130 DEG TI CANN TROCH FIXATION NAIL 400MM/LEFT-STER | Trauma | EA
456.643S | 10886982228826 | 14MM/130 DEG TI CANN TROCH FIXATION NAIL 420MM/LEFT-STER | Trauma | EA
456.645S | 10886982228840 | 14MM/130 DEG TI CANN TROCH FIXATION NAIL 440MM/LEFT-STER | Trauma | EA
456.647S | 10886982228864 | 14MM/130 DEG TI CANN TROCH FIXATION NAIL 460MM/LEFT-STER | Trauma | EA
242.128S | 10886982168238 | 4.5MM LCP(TM) PROXIMAL FEMUR HOOK PLATE 18 HOLES/421MM-STER | Trauma | EA
690.511 | 10886982254221 | SMALL FRAGMENT PLATE SET GRAPHIC CASE | Trauma | EA
511.906S | 10886982238146 | RECIPROCATING SAW BLADE LGTH 70MM/CUT THK 1.27MM-STER | Trauma | EA
60.102.001 | 10886982242266 | UNIVERSAL LOCKING TROCHANTER STABILIZATION PL GRAPHIC CASE | Trauma | EA
2415 | 10886982167828 | 2006-2007 SYNTHES POWER EQUIPMENT PRICE LIST | Trauma | EA
2515 | 10886982171825 | 2006-2007 SYNTHES VET PRICE LIST | Trauma | EA
LABELTEST1 | 10886982001870 | TEST RAINBOW3 NOT FOR HUMAN USE | Trauma | EA
LABELTEST2 | 10886982001887 | SYNTHES LABEL PRINT SYSTEM ZEBRA PRINTER TEST LABEL 2 | Trauma | EA
LABELTEST3 | 10886982001894 | SYNTHES LABEL PRINT SYSTEM ZEBRA PRINTER TEST LABEL 3 | Trauma | EA
LABELTEST4 | 10886982001900 | SYNTHES LABEL PRINT SYSTEM ZEBRA PRINTER TEST LABEL 4 | Trauma | EA
LABELTEST5 | 10886982001917 | SYNTHES LABEL PRINT SYSTEM ZEBRA PRINTER TEST LABEL 5 | Trauma | EA
VP4045.07 | 10886982011510 | 3.5MM BROAD LCP(TM) PLATE 7 HOLES/94MM | Trauma | EA
VP4045.08 | 10886982011527 | 3.5MM BROAD LCP(TM) PLATE 8 HOLES/107MM | Trauma | EA
VP4045.09 | 10886982011534 | 3.5MM BROAD LCP(TM) PLATE 9 HOLES/120MM | Trauma | EA
VP4045.10 | 10886982011541 | 3.5MM BROAD LCP(TM) PLATE 10 HOLES/133MM | Trauma | EA
VP4045.11 | 10886982011558 | 3.5MM BROAD LCP(TM) PLATE 11 HOLES/146MM | Trauma | EA
VP4045.12 | 10886982011565 | 3.5MM BROAD LCP(TM) PLATE 12 HOLES/159MM | Trauma | EA
VP4045.13 | 10886982011572 | 3.5MM BROAD LCP(TM) PLATE 13 HOLES/172MM | Trauma | EA
VP4045.14 | 10886982011589 | 3.5MM BROAD LCP(TM) PLATE 14 HOLES/185MM | Trauma | EA
VP4045.15 | 10886982011596 | 3.5MM BROAD LCP(TM) PLATE 15 HOLES/198MM | Trauma | EA
VP4045.16 | 10886982011602 | 3.5MM BROAD LCP(TM) PLATE 16 HOLES/211MM | Trauma | EA
VP4045.17 | 10886982011619 | 3.5MM BROAD LCP(TM) PLATE 17 HOLES/224MM | Trauma | EA
VP4045.18 | 10886982011626 | 3.5MM BROAD LCP(TM) PLATE 18 HOLES/237MM | Trauma | EA
VP4045.20 | 10886982011633 | 3.5MM BROAD LCP(TM) PLATE 20 HOLES/263MM | Trauma | EA
VP4045.22 | 10886982011640 | 3.5MM BROAD LCP(TM) PLATE 22 HOLES/289MM | Trauma | EA
04.005.691 | 10886982087027 | 6.0MM TI LOCKING SCREW W/T25 STARDRIVE 105MM FOR IM NAILS | Trauma | EA
04.005.692 | 10886982087041 | 6.0MM TI LOCKING SCREW W/T25 STARDRIVE 110MM FOR IM NAILS | Trauma | EA
04.005.693 | 10886982087065 | 6.0MM TI LOCKING SCREW W/T25 STARDRIVE 115MM FOR IM NAILS | Trauma | EA
04.005.694 | 10886982087089 | 6.0MM TI LOCKING SCREW W/T25 STARDRIVE 120MM FOR IM NAILS | Trauma | EA
04.005.695 | 10886982087102 | 6.0MM TI LOCKING SCREW W/T25 STARDRIVE 125MM FOR IM NAILS | Trauma | EA
328.310 | 10886982191618 | CLAMPING FOOT FOR 328.040 LCP 2.7/3.5MM MED DISTAL TIBIA RT | Trauma | EA
328.311 | 10886982191625 | CLAMPING FOOT FOR 328.040 LCP 2.7/3.5MM MED DISTAL TIBIA LT | Trauma | EA
328.330 | 10886982191632 | CLAMPING FOOT FOR 328.040 LCP 3.5MM LATERAL PROX TIBIA RT | Trauma | EA
328.331 | 10886982191649 | CLAMPING FOOT 328.040 LCP 3.5MM LATERAL PROX TIBIA LT | Trauma | EA
328.340 | 10886982191663 | CLAMPING FOOT FOR 328.040 LCP 4.5/5MM LATERAL PROX TIBIA RT | Trauma | EA
328.341 | 10886982191670 | CLAMPING FOOT FOR 328.040 LCP 4.5/5MM LATERAL PROX TIBIA LT | Trauma | EA
241.262S | 10886982166203 | 3.5MM LCP POSTLAT DIST HUMERUS PL 3 HOLES/RT/65MM-STERILE | Trauma | EA
241.263S | 10886982166227 | 3.5MM LCP POSTLAT DIST HUMERUS PL 3 HOLES/LT/65MM-STERILE | Trauma | EA
241.264S | 10886982166241 | 3.5MM LCP POSTLAT DIST HUMERUS PL 5 HOLES/RT/90MM-STERILE | Trauma | EA
241.265S | 10886982166265 | 3.5MM LCP POSTLAT DIST HUMERUS PL 5 HOLES/LT/90MM-STERILE | Trauma | EA
241.266S | 10886982166289 | 3.5MM LCP POSTLAT DIST HUMERUS PL 7 HOLES/RT/116MM-STERILE | Trauma | EA
241.267S | 10886982166302 | 3.5MM LCP POSTLAT DIST HUMERUS PL 7 HOLES/LT/116MM-STERILE | Trauma | EA
241.272S | 10886982166364 | 3.5MM LCP POSTLAT DIST HUMERUS PL-LAT SUPPORT/3H/RT/65MM-STER | Trauma | EA
241.273S | 10886982166388 | 3.5MM LCP POSTLAT DIST HUMERUS PL-LAT SUPPORT/3H/LT/65MM-STER | Trauma | EA
241.274S | 10886982166401 | 3.5MM LCP POSTLAT DIST HUMERUS PL-LAT SUPPORT/5H/RT/90MM-STER | Trauma | EA
241.275S | 10886982166425 | 3.5MM LCP POSTLAT DIST HUMERUS PL-LAT SUPPORT/5H/LT/90MM-STER | Trauma | EA
241.276S | 10886982166449 | 3.5MM LCP POSTLAT DIST HUM PL LAT SUPPORT/7H/RT/116MM-STER | Trauma | EA
241.277S | 10886982166463 | 3.5MM LCP POSTLAT DIST HUM PL LAT SUPPORT/7H/LT/116MM-STER | Trauma | EA
241.282S | 10886982166524 | 3.5MM LCP MEDIAL DIST HUMERUS PL 3 HOLES/RT/58MM-STERILE | Trauma | EA
241.283S | 10886982166548 | 3.5MM LCP MEDIAL DIST HUMERUS PL 3 HOLES/LEFT/58MM-STERILE | Trauma | EA
241.284S | 10886982166562 | 3.5MM LCP MEDIAL DIST HUMERUS PL 5 HOLES/RIGHT/83MM-STERILE | Trauma | EA
241.285S | 10886982166586 | 3.5MM LCP MEDIAL DIST HUMERUS PL 5 HOLES/LEFT/83MM-STERILE | Trauma | EA
241.286S | 10886982166609 | 3.5MM LCP MEDIAL DIST HUMERUS PL 7 HOLES/RIGHT/110MM-STERILE | Trauma | EA
241.287S | 10886982166623 | 3.5MM LCP MEDIAL DIST HUMERUS PL 7 HOLES/LEFT/110MM-STERILE | Trauma | EA
60.550.014 | 10886982249081 | INSERT TRAY FOR 14.4V BATTERY CASINGS | Trauma | EA
60.550.015 | 10886982249098 | INSERT TRAY FOR SMALL BATTERY DRIVE ADAPTOR FOR EPD | Trauma | EA
60.550.016 | 10886982249104 | INSERT TRAY FOR SBD HANDPIECE AND RADIOLUCENT DRIVE | Trauma | EA
60.550.017 | 10886982249111 | INSERT TRAY FOR TWO SMALL BATTERY DRIVE HANDPIECES | Trauma | EA
VS208.006 | 10886982014771 | 2.4MM LOCKING SCREW SELF-TAPPING-6MM | Trauma | EA
VS208.007 | 10886982014788 | 2.4MM LOCKING SCREW SELF-TAPPING-7MM | Trauma | EA
VS208.008 | 10886982014795 | 2.4MM LOCKING SCREW SELF-TAPPING-8MM | Trauma | EA
VS208.009 | 10886982014801 | 2.4MM LOCKING SCREW SELF-TAPPING-9MM | Trauma | EA
VS208.010 | 10886982014818 | 2.4MM LOCKING SCREW SELF-TAPPING-10MM | Trauma | EA
VS208.011 | 10886982014825 | 2.4MM LOCKING SCREW SELF-TAPPING-11MM | Trauma | EA
VS208.012 | 10886982014832 | 2.4MM LOCKING SCREW SELF-TAPPING-12MM | Trauma | EA
VS208.013 | 10886982014849 | 2.4MM LOCKING SCREW SELF-TAPPING-13MM | Trauma | EA
VS208.014 | 10886982014856 | 2.4MM LOCKING SCREW SELF-TAPPING-14MM | Trauma | EA
VS208.016 | 10886982014863 | 2.4MM LOCKING SCREW SELF-TAPPING-16MM | Trauma | EA
VS208.018 | 10886982014870 | 2.4MM LOCKING SCREW SELF-TAPPING-18MM | Trauma | EA
VS208.020 | 10886982014887 | 2.4MM LOCKING SCREW SELF-TAPPING-20MM | Trauma | EA
VS208.022 | 10886982014894 | 2.4MM LOCKING SCREW SELF-TAPPING-22MM | Trauma | EA
VS208.024 | 10886982014900 | 2.4MM LOCKING SCREW SELF-TAPPING-24MM | Trauma | EA
VS208.026 | 10886982014917 | 2.4MM LOCKING SCREW SELF-TAPPING-26MM | Trauma | EA
VS208.028 | 10886982014924 | 2.4MM LOCKING SCREW SELF-TAPPING-28MM | Trauma | EA
VS208.030 | 10886982014931 | 2.4MM LOCKING SCREW SELF-TAPPING-30MM | Trauma | EA
VS207.006 | 10886982014603 | 2.0MM LOCKING SCREW SELF-TAPPING-6MM | Trauma | EA
VS207.007 | 10886982014610 | 2.0MM LOCKING SCREW SELF-TAPPING-7MM | Trauma | EA
VS207.008 | 10886982014627 | 2.0MM LOCKING SCREW SELF-TAPPING-8MM | Trauma | EA
VS207.009 | 10886982014634 | 2.0MM LOCKING SCREW SELF-TAPPING-9MM | Trauma | EA
VS207.010 | 10886982014641 | 2.0MM LOCKING SCREW SELF-TAPPING-10MM | Trauma | EA
VS207.011 | 10886982014658 | 2.0MM LOCKING SCREW SELF-TAPPING-11MM | Trauma | EA
VS207.012 | 10886982014665 | 2.0MM LOCKING SCREW SELF-TAPPING-12MM | Trauma | EA
VS207.013 | 10886982014672 | 2.0MM LOCKING SCREW SELF-TAPPING-13MM | Trauma | EA
VS207.014 | 10886982014689 | 2.0MM LOCKING SCREW SELF-TAPPING-14MM | Trauma | EA
VS207.016 | 10886982014696 | 2.0MM LOCKING SCREW SELF-TAPPING-16MM | Trauma | EA
VS207.018 | 10886982014702 | 2.0MM LOCKING SCREW SELF-TAPPING-18MM | Trauma | EA
VS207.020 | 10886982014719 | 2.0MM LOCKING SCREW SELF-TAPPING-20MM | Trauma | EA
VS207.022 | 10886982014726 | 2.0MM LOCKING SCREW SELF-TAPPING-22MM | Trauma | EA
VS207.024 | 10886982014733 | 2.0MM LOCKING SCREW SELF-TAPPING-24MM | Trauma | EA
VS207.026 | 10886982014740 | 2.0MM LOCKING SCREW SELF-TAPPING-26MM | Trauma | EA
VS207.028 | 10886982014757 | 2.0MM LOCKING SCREW SELF-TAPPING-28MM | Trauma | EA
VS207.030 | 10886982014764 | 2.0MM LOCKING SCREW SELF-TAPPING-30MM | Trauma | EA
03.306.010 | 10886982077738 | PELVIC C-CLAMP II | Trauma | EA
04.034.231S | 10886982094926 | 8MM TI CANN TIBIAL NAIL-EX W/PROX BEND 255MM-STERILE | Trauma | EA
04.034.234S | 10886982094933 | 8MM TI CANN TIBIAL NAIL-EX W/PROX BEND 270MM-STERILE | Trauma | EA
04.034.237S | 10886982094940 | 8MM TI CANN TIBIAL NAIL-EX W/PROX BEND 285MM-STERILE | Trauma | EA
04.034.240S | 10886982094957 | 8MM TI CANN TIBIAL NAIL-EX W/PROX BEND 300MM-STERILE | Trauma | EA
04.034.243S | 10886982094964 | 8MM TI CANN TIBIAL NAIL-EX W/PROX BEND 315MM-STERILE | Trauma | EA
04.034.246S | 10886982094971 | 8MM TI CANN TIBIAL NAIL-EX W/PROX BEND 330MM-STERILE | Trauma | EA
04.034.249S | 10886982094988 | 8MM TI CANN TIBIAL NAIL-EX W/PROX BEND 345MM-STERILE | Trauma | EA
04.034.252S | 10886982094995 | 8MM TI CANN TIBIAL NAIL-EX W/PROX BEND 360MM-STERILE | Trauma | EA
04.034.255S | 10886982095008 | 8MM TI CANN TIBIAL NAIL-EX W/PROX BEND 375MM-STERILE | Trauma | EA
04.034.258S | 10886982095015 | 8MM TI CANN TIBIAL NAIL-EX W/PROX BEND 390MM-STERILE | Trauma | EA
04.034.261S | 10886982095022 | 8MM TI CANN TIBIAL NAIL-EX W/PROX BEND 405MM-STERILE | Trauma | EA
04.034.264S | 10886982095039 | 8MM TI CANN TIBIAL NAIL-EX W/PROX BEND 420MM-STERILE | Trauma | EA
04.034.267S | 10886982095046 | 8MM TI CANN TIBIAL NAIL-EX W/PROX BEND 435MM-STERILE | Trauma | EA
04.034.331S | 10886982095053 | 9MM TI CANN TIBIAL NAIL-EX W/PROX BEND 255MM-STERILE | Trauma | EA
04.034.334S | 10886982095060 | 9MM TI CANN TIBIAL NAIL-EX W/PROX BEND 270MM-STERILE | Trauma | EA
04.034.337S | 10886982095077 | 9MM TI CANN TIBIAL NAIL-EX W/PROX BEND 285MM-STERILE | Trauma | EA
04.034.340S | 10886982095084 | 9MM TI CANN TIBIAL NAIL-EX W/PROX BEND 300MM-STERILE | Trauma | EA
04.034.343S | 10886982095091 | 9MM TI CANN TIBIAL NAIL-EX W/PROX BEND 315MM-STERILE | Trauma | EA
04.034.346S | 10886982095107 | 9MM TI CANN TIBIAL NAIL-EX W/PROX BEND 330MM-STERILE | Trauma | EA
04.034.349S | 10886982095114 | 9MM TI CANN TIBIAL NAIL-EX W/PROX BEND 345MM-STERILE | Trauma | EA
04.034.352S | 10886982095121 | 9MM TI CANN TIBIAL NAIL-EX W/PROX BEND 360MM-STERILE | Trauma | EA
04.034.355S | 10886982095138 | 9MM TI CANN TIBIAL NAIL-EX W/PROX BEND 375MM-STERILE | Trauma | EA
04.034.358S | 10886982095145 | 9MM TI CANN TIBIAL NAIL-EX W/PROX BEND 390MM-STERILE | Trauma | EA
04.034.361S | 10886982095152 | 9MM TI CANN TIBIAL NAIL-EX W/PROX BEND 405MM-STERILE | Trauma | EA
04.034.364S | 10886982095169 | 9MM TI CANN TIBIAL NAIL-EX W/PROX BEND 420MM-STERILE | Trauma | EA
04.034.367S | 10886982095176 | 9MM TI CANN TIBIAL NAIL-EX W/PROX BEND 435MM-STERILE | Trauma | EA
04.034.431S | 10886982095183 | 10MM TI CANN TIBIAL NAIL-EX W/PROX BEND 255MM-STERILE | Trauma | EA
04.034.434S | 10886982095190 | 10MM TI CANN TIBIAL NAIL-EX W/PROX BEND 270MM-STERILE | Trauma | EA
04.034.437S | 10886982095206 | 10MM TI CANN TIBIAL NAIL-EX W/PROX BEND 285MM-STERILE | Trauma | EA
04.034.440S | 10886982095213 | 10MM TI CANN TIBIAL NAIL-EX W/PROX BEND 300MM-STERILE | Trauma | EA
04.034.443S | 10886982095220 | 10MM TI CANN TIBIAL NAIL-EX W/PROX BEND 315MM-STERILE | Trauma | EA
04.034.446S | 10886982095237 | 10MM TI CANN TIBIAL NAIL-EX W/PROX BEND 330MM-STERILE | Trauma | EA
04.034.449S | 10886982095244 | 10MM TI CANN TIBIAL NAIL-EX W/PROX BEND 345MM-STERILE | Trauma | EA
04.034.452S | 10886982095251 | 10MM TI CANN TIBIAL NAIL-EX W/PROX BEND 360MM-STERILE | Trauma | EA
04.034.455S | 10886982095268 | 10MM TI CANN TIBIAL NAIL-EX W/PROX BEND 375MM-STERILE | Trauma | EA
04.034.458S | 10886982095275 | 10MM TI CANN TIBIAL NAIL-EX W/PROX BEND 390MM-STERILE | Trauma | EA
04.034.461S | 10886982095282 | 10MM TI CANN TIBIAL NAIL-EX W/PROX BEND 405MM-STERILE | Trauma | EA
04.034.464S | 10886982095299 | 10MM TI CANN TIBIAL NAIL-EX W/PROX BEND 420MM-STERILE | Trauma | EA
04.034.467S | 10886982095305 | 10MM TI CANN TIBIAL NAIL-EX W/PROX BEND 435MM-STERILE | Trauma | EA
04.034.531S | 10886982095312 | 11MM TI CANN TIBIAL NAIL-EX W/PROX BEND 255MM-STERILE | Trauma | EA
04.034.534S | 10886982095329 | 11MM TI CANN TIBIAL NAIL-EX W/PROX BEND 270MM-STERILE | Trauma | EA
04.034.537S | 10886982095336 | 11MM TI CANN TIBIAL NAIL-EX W/PROX BEND 285MM-STERILE | Trauma | EA
04.034.540S | 10886982095343 | 11MM TI CANN TIBIAL NAIL-EX W/PROX BEND 300MM-STERILE | Trauma | EA
04.034.543S | 10886982095350 | 11MM TI CANN TIBIAL NAIL-EX W/PROX BEND 315MM-STERILE | Trauma | EA
04.034.546S | 10886982095367 | 11MM TI CANN TIBIAL NAIL-EX W/PROX BEND 330MM-STERILE | Trauma | EA
04.034.549S | 10886982095374 | 11MM TI CANN TIBIAL NAIL-EX W/PROX BEND 345MM-STERILE | Trauma | EA
04.034.552S | 10886982095381 | 11MM TI CANN TIBIAL NAIL-EX W/PROX BEND 360MM-STERILE | Trauma | EA
04.034.555S | 10886982095398 | 11MM TI CANN TIBIAL NAIL-EX W/PROX BEND 375MM-STERILE | Trauma | EA
04.034.558S | 10886982095404 | 11MM TI CANN TIBIAL NAIL-EX W/PROX BEND 390MM-STERILE | Trauma | EA
04.034.561S | 10886982095411 | 11MM TI CANN TIBIAL NAIL-EX W/PROX BEND 405MM-STERILE | Trauma | EA
04.034.564S | 10886982095428 | 11MM TI CANN TIBIAL NAIL-EX W/PROX BEND 420MM-STERILE | Trauma | EA
04.034.567S | 10886982095435 | 11MM TI CANN TIBIAL NAIL-EX W/PROX BEND 435MM-STERILE | Trauma | EA
04.034.631S | 10886982095442 | 12MM TI CANN TIBIAL NAIL-EX W/PROX BEND 255MM-STERILE | Trauma | EA
04.034.634S | 10886982095459 | 12MM TI CANN TIBIAL NAIL-EX W/PROX BEND 270MM-STERILE | Trauma | EA
04.034.637S | 10886982095466 | 12MM TI CANN TIBIAL NAIL-EX W/PROX BEND 285MM-STERILE | Trauma | EA
04.034.640S | 10886982095473 | 12MM TI CANN TIBIAL NAIL-EX W/PROX BEND 300MM-STERILE | Trauma | EA
04.034.643S | 10886982095480 | 12MM TI CANN TIBIAL NAIL-EX W/PROX BEND 315MM-STERILE | Trauma | EA
04.034.646S | 10886982095497 | 12MM TI CANN TIBIAL NAIL-EX W/PROX BEND 330MM-STERILE | Trauma | EA
04.034.649S | 10886982095503 | 12MM TI CANN TIBIAL NAIL-EX W/PROX BEND 345MM-STERILE | Trauma | EA
04.034.652S | 10886982095510 | 12MM TI CANN TIBIAL NAIL-EX W/PROX BEND 360MM-STERILE | Trauma | EA
04.034.655S | 10886982095527 | 12MM TI CANN TIBIAL NAIL-EX W/PROX BEND 375MM-STERILE | Trauma | EA
04.034.658S | 10886982095534 | 12MM TI CANN TIBIAL NAIL-EX W/PROX BEND 390MM-STERILE | Trauma | EA
04.034.661S | 10886982095541 | 12MM TI CANN TIBIAL NAIL-EX W/PROX BEND 405MM-STERILE | Trauma | EA
04.034.664S | 10886982095558 | 12MM TI CANN TIBIAL NAIL-EX W/PROX BEND 420MM-STERILE | Trauma | EA
04.034.667S | 10886982095565 | 12MM TI CANN TIBIAL NAIL-EX W/PROX BEND 435MM-STERILE | Trauma | EA
04.034.731S | 10886982095572 | 13MM TI CANN TIBIAL NAIL-EX W/PROX BEND 255MM-STERILE | Trauma | EA
04.034.734S | 10886982095589 | 13MM TI CANN TIBIAL NAIL-EX W/PROX BEND 270MM-STERILE | Trauma | EA
04.034.737S | 10886982095596 | 13MM TI CANN TIBIAL NAIL-EX W/PROX BEND 285MM-STERILE | Trauma | EA
04.034.740S | 10886982095602 | 13MM TI CANN TIBIAL NAIL-EX W/PROX BEND 300MM-STERILE | Trauma | EA
04.034.743S | 10886982095619 | 13MM TI CANN TIBIAL NAIL-EX W/PROX BEND 315MM-STERILE | Trauma | EA
04.034.746S | 10886982095626 | 13MM TI CANN TIBIAL NAIL-EX W/PROX BEND 330MM-STERILE | Trauma | EA
04.034.749S | 10886982095633 | 13MM TI CANN TIBIAL NAIL-EX W/PROX BEND 345MM-STERILE | Trauma | EA
04.034.752S | 10886982095640 | 13MM TI CANN TIBIAL NAIL-EX W/PROX BEND 360MM-STERILE | Trauma | EA
04.034.755S | 10886982095657 | 13MM TI CANN TIBIAL NAIL-EX W/PROX BEND 375MM-STERILE | Trauma | EA
04.034.758S | 10886982095664 | 13MM TI CANN TIBIAL NAIL-EX W/PROX BEND 390MM-STERILE | Trauma | EA
04.034.761S | 10886982095671 | 13MM TI CANN TIBIAL NAIL-EX W/PROX BEND 405MM-STERILE | Trauma | EA
04.034.764S | 10886982095688 | 13MM TI CANN TIBIAL NAIL-EX W/PROX BEND 420MM-STERILE | Trauma | EA
04.034.767S | 10886982095695 | 13MM TI CANN TIBIAL NAIL-EX W/PROX BEND 435MM-STERILE | Trauma | EA
02.110.330 | 10886982030634 | LCP VOLAR COLUMN DISTAL RADIUS PL 9H HEAD/3H SHAFT/RT | Trauma | EA
02.110.331 | 10886982030641 | LCP VOLAR COLUMN DISTAL RADIUS PL 9H HEAD/3H SHAFT/LT | Trauma | EA
02.110.340 | 10886982030658 | LCP VOLAR COLUMN DISTAL RADIUS PL 9H HEAD/4H SHAFT/RT | Trauma | EA
02.110.341 | 10886982030665 | LCP VOLAR COLUMN DISTAL RADIUS PL 9H HEAD/4H SHAFT/LT | Trauma | EA
02.110.350 | 10886982030672 | LCP VOLAR COLUMN DISTAL RADIUS PL 9H HEAD/5H SHAFT/RT | Trauma | EA
02.110.351 | 10886982030689 | LCP VOLAR COLUMN DISTAL RADIUS PL 9H HEAD/5H SHAFT/LT | Trauma | EA
02.110.430 | 10886982030696 | LCP VOLAR COLUMN DISTAL RADIUS PL 8H HEAD/3H SHAFT/RT | Trauma | EA
02.110.431 | 10886982030702 | LCP VOLAR COLUMN DISTAL RADIUS PL 8H HEAD/3H SHAFT/LT | Trauma | EA
02.110.440 | 10886982030719 | LCP VOLAR COLUMN DISTAL RADIUS PL 8H HEAD/4H SHAFT/RT | Trauma | EA
02.110.441 | 10886982030726 | LCP VOLAR COLUMN DISTAL RADIUS PL 8H HEAD/4H SHAFT/LT | Trauma | EA
02.110.450 | 10886982030733 | LCP VOLAR COLUMN DISTAL RADIUS PL 8H HEAD/5H SHAFT/RT | Trauma | EA
02.110.451 | 10886982030740 | LCP VOLAR COLUMN DISTAL RADIUS PL 8H HEAD/5H SHAFT/LT | Trauma | EA
04.110.330 | 10886982100566 | TI LCP VOLAR COLUMN DISTAL RADIUS PL 9H HEAD/3H SHAFT/RT | Trauma | EA
04.110.331 | 10886982100573 | TI LCP VOLAR COLUMN DISTAL RADIUS PL 9H HEAD/3H SHAFT/LT | Trauma | EA
04.110.340 | 10886982100580 | TI LCP VOLAR COLUMN DISTAL RADIUS PL 9H HEAD/4H SHAFT/RT | Trauma | EA
04.110.341 | 10886982100597 | TI LCP VOLAR COLUMN DISTAL RADIUS PL 9H HEAD/4H SHAFT/LT | Trauma | EA
04.110.350 | 10886982100603 | TI LCP VOLAR COLUMN DISTAL RADIUS PL 9H HEAD/5H SHAFT/RT | Trauma | EA
04.110.351 | 10886982100610 | TI LCP VOLAR COLUMN DISTAL RADIUS PL 9H HEAD/5H SHAFT/LT | Trauma | EA
04.110.430 | 10886982100627 | TI LCP VOLAR COLUMN DISTAL RADIUS PL 8H HEAD/3H SHAFT/RT | Trauma | EA
04.110.431 | 10886982100634 | TI LCP VOLAR COLUMN DISTAL RADIUS PL 8H HEAD/3H SHAFT/LT | Trauma | EA
04.110.440 | 10886982100641 | TI LCP VOLAR COLUMN DISTAL RADIUS PL 8H HEAD/4H SHAFT/RT | Trauma | EA
04.110.441 | 10886982100658 | TI LCP VOLAR COLUMN DISTAL RADIUS PL 8H HEAD/4H SHAFT/LT | Trauma | EA
04.110.450 | 10886982100665 | TI LCP VOLAR COLUMN DISTAL RADIUS PL 8H HEAD/5H SHAFT/RT | Trauma | EA
04.110.451 | 10886982100672 | TI LCP VOLAR COLUMN DISTAL RADIUS PL 8H HEAD/5H SHAFT/LT | Trauma | EA
690.457 | 10886982253828 | GRAPHIC CASE F/DISTRACTION OSTEOGENESIS CF RINGS | Trauma | EA
690.458 | 10886982253835 | RING RACK FOR GRAPHIC CASE FOR CARBON FIBER RINGS | Trauma | EA
02.110.005 | 10886982030177 | LCP DIA-META VOLAR DISTAL RADIUS PL 5H SHAFT/RT | Trauma | EA
02.110.007 | 10886982030191 | LCP DIA-META VOLAR DISTAL RADIUS PL 7H SHAFT/RT | Trauma | EA
02.110.009 | 10886982030214 | LCP DIA-META VOLAR DISTAL RADIUS PL 9H SHAFT/RT | Trauma | EA
02.110.011 | 10886982030238 | LCP DIA-META VOLAR DISTAL RADIUS PL 11H SHAFT/RT | Trauma | EA
02.110.015 | 10886982030269 | LCP DIA-META VOLAR DISTAL RADIUS PL 15H SHAFT/RT | Trauma | EA
02.110.105 | 10886982030283 | LCP DIA-META VOLAR DISTAL RADIUS PL 5H SHAFT/LT | Trauma | EA
02.110.107 | 10886982030306 | LCP DIA-META VOLAR DISTAL RADIUS PL 7H SHAFT/LT | Trauma | EA
02.110.109 | 10886982030320 | LCP DIA-META VOLAR DISTAL RADIUS PL 9H SHAFT/LT | Trauma | EA
02.110.111 | 10886982030344 | LCP DIA-META VOLAR DISTAL RADIUS PL 11H SHAFT/LT | Trauma | EA
02.110.115 | 10886982030375 | LCP DIA-META VOLAR DISTAL RADIUS PL 15H SHAFT/LT | Trauma | EA
04.110.005 | 10886982100108 | TI LCP DIA-META VOLAR DISTAL RADIUS PL 5H SHAFT/RT | Trauma | EA
04.110.007 | 10886982100122 | TI LCP DIA-META VOLAR DISTAL RADIUS PL 7H SHAFT/RT | Trauma | EA
04.110.009 | 10886982100146 | TI LCP DIA-META VOLAR DISTAL RADIUS PL 9H SHAFT/RT | Trauma | EA
04.110.011 | 10886982100160 | TI LCP DIA-META VOLAR DISTAL RADIUS PL 11H SHAFT/RT | Trauma | EA
04.110.105 | 10886982100214 | TI LCP DIA-META VOLAR DISTAL RADIUS PL 5H SHAFT/LT | Trauma | EA
04.110.107 | 10886982100238 | TI LCP DIA-META VOLAR DISTAL RADIUS PL 7H SHAFT/LT | Trauma | EA
04.110.109 | 10886982100252 | TI LCP DIA-META VOLAR DISTAL RADIUS PL 9H SHAFT/LT | Trauma | EA
04.110.111 | 10886982100276 | TI LCP DIA-META VOLAR DISTAL RADIUS PL 11H SHAFT/LT | Trauma | EA
02.110.005S | 10886982030184 | LCP DIA-META VOLAR DISTAL RADIUS PL 5H SHAFT/RT-STERILE | Trauma | EA
02.110.007S | 10886982030207 | LCP DIA-META VOLAR DISTAL RADIUS PL 7H SHAFT/RT-STERILE | Trauma | EA
02.110.009S | 10886982030221 | LCP DIA-META VOLAR DISTAL RADIUS PL 9H SHAFT/RT-STERILE | Trauma | EA
02.110.011S | 10886982030245 | LCP DIA-META VOLAR DISTAL RADIUS PL 11H SHAFT/RT-STERILE | Trauma | EA
02.110.013S | 10886982030252 | LCP DIA-META VOLAR DISTAL RADIUS PL 13H SHAFT/RT-STERILE | Trauma | EA
02.110.015S | 10886982030276 | LCP DIA-META VOLAR DISTAL RADIUS PL 15H SHAFT/RT-STERILE | Trauma | EA
02.110.105S | 10886982030290 | LCP DIA-META VOLAR DISTAL RADIUS PL 5H SHAFT/LT-STERILE | Trauma | EA
02.110.107S | 10886982030313 | LCP DIA-META VOLAR DISTAL RADIUS PL 7H SHAFT/LT-STERILE | Trauma | EA
02.110.109S | 10886982030337 | LCP DIA-META VOLAR DISTAL RADIUS PL 9H SHAFT/LT-STERILE | Trauma | EA
02.110.111S | 10886982030351 | LCP DIA-META VOLAR DISTAL RADIUS PL 11H SHAFT/LT-STERILE | Trauma | EA
02.110.113S | 10886982030368 | LCP DIA-META VOLAR DISTAL RADIUS PL 13H SHAFT/LT-STERILE | Trauma | EA
02.110.115S | 10886982030382 | LCP DIA-META VOLAR DISTAL RADIUS PL 15H SHAFT/LT-STERILE | Trauma | EA
04.110.005S | 10886982100115 | TI LCP DIA-META VOLAR DISTAL RADIUS PL 5H SHAFT/RT-STERILE | Trauma | EA
04.110.007S | 10886982100139 | TI LCP DIA-META VOLAR DISTAL RADIUS PL 7H SHAFT/RT-STERILE | Trauma | EA
04.110.009S | 10886982100153 | TI LCP DIA-META VOLAR DISTAL RADIUS PL 9H SHAFT/RT-STERILE | Trauma | EA
04.110.011S | 10886982100177 | TI LCP DIA-META VOLAR DISTAL RADIUS PL 11H SHAFT/RT-STERILE | Trauma | EA
04.110.013S | 10886982100184 | TI LCP DIA-META VOLAR DISTAL RADIUS PL 13H SHAFT/RT-STERILE | Trauma | EA
04.110.015S | 10886982100207 | TI LCP DIA-META VOLAR DISTAL RADIUS PL 15H SHAFT/RT-STERILE | Trauma | EA
04.110.105S | 10886982100221 | TI LCP DIA-META VOLAR DISTAL RADIUS PL 5H SHAFT/LT-STERILE | Trauma | EA
04.110.107S | 10886982100245 | TI LCP DIA-META VOLAR DISTAL RADIUS PL 7H SHAFT/LT-STERILE | Trauma | EA
04.110.109S | 10886982100269 | TI LCP DIA-META VOLAR DISTAL RADIUS PL 9H SHAFT/LT-STERILE | Trauma | EA
04.110.111S | 10886982100283 | TI LCP DIA-META VOLAR DISTAL RADIUS PL 11H SHAFT/LT-STERILE | Trauma | EA
04.110.113S | 10886982100290 | TI LCP DIA-META VOLAR DISTAL RADIUS PL 13H SHAFT/LT-STERILE | Trauma | EA
04.110.115S | 10886982100313 | TI LCP DIA-META VOLAR DISTAL RADIUS PL 15H SHAFT/LT-STERILE | Trauma | EA
05.001.103 | 10886982129260 | ADAPTOR FOR INTRA-COUPLING FOR PEN DRIVE | Trauma | EA
04.025.668S | 10886982091154 | 6.0MM TI ANGULAR STABLE LCKNG SCR T25 78MM F/IM NAILS-STER | Trauma | EA
04.025.670S | 10886982091161 | 6.0MM TI ANGULAR STABLE LCKNG SCR T25 80MM F/IM NAILS-STER | Trauma | EA
04.025.675S | 10886982091178 | 6.0MM TI ANGULAR STABLE LCKNG SCR T25 85MM F/IM NAILS-STER | Trauma | EA
04.025.680S | 10886982091185 | 6.0MM TI ANGULAR STABLE LCKNG SCR T25 90MM F/IM NAILS-STER | Trauma | EA
04.025.570S | 10886982090874 | 5.0MM TI ANGULAR STABLE LCKNG SCR T25 80MM F/IM NAILS-STER | Trauma | EA
04.025.685S | 10886982091192 | 6.0MM TI ANGULAR STABLE LCKNG SCR T25 95MM F/IM NAILS-STER | Trauma | EA
04.025.690S | 10886982091208 | 6.0MM TI ANGULAR STABLE LCKNG SCR T25 100MM F/IM NAILS-STER | Trauma | EA
04.025.695S | 10886982091215 | 6.0MM TI ANGULAR STABLE LCKNG SCR T25 105MM F/IM NAILS-STER | Trauma | EA
04.025.700S | 10886982091222 | 6.0MM TI ANGULAR STABLE LCKNG SCR T25 110MM F/IM NAILS-STER | Trauma | EA
04.025.705S | 10886982091239 | 6.0MM TI ANGULAR STABLE LCKNG SCR T25 115MM F/IM NAILS-STER | Trauma | EA
04.025.575S | 10886982090881 | 5.0MM TI ANGULAR STABLE LCKNG SCR T25 85MM F/IM NAILS-STER | Trauma | EA
04.025.710S | 10886982091246 | 6.0MM TI ANGULAR STABLE LCKNG SCR T25 120MM F/IM NAILS-STER | Trauma | EA
04.025.715S | 10886982091253 | 6.0MM TI ANGULAR STABLE LCKNG SCR T25 125MM F/IM NAILS-STER | Trauma | EA
04.025.580S | 10886982090898 | 5.0MM TI ANGULAR STABLE LCKNG SCR T25 90MM F/IM NAILS-STER | Trauma | EA
04.025.585S | 10886982090904 | 5.0MM TI ANGULAR STABLE LCKNG SCR T25 95MM F/IM NAILS-STER | Trauma | EA
04.025.590S | 10886982090911 | 5.0MM TI ANGULAR STABLE LCKNG SCR T25 100MM F/IM NAILS-STER | Trauma | EA
08.025.032S | 20886982131901 | RESORBABLE SLEEVE FOR 4.0MM ANGULAR STABLE LCKNG SCR-STER | Trauma | OP
08.025.044S | 20886982131918 | RESORBABLE SLEEVE FOR 5.0MM ANGULAR STABLE LCKNG SCR-STER | Trauma | OP
08.025.057S | 20886982131925 | RESORBABLE SLEEVE FOR 6.0MM ANGULAR STABLE LCKNG SCR-STER | Trauma | OP
04.025.422S | 10886982090379 | 4.0MM TI ANGULAR STABLE LCKNG SCR T25 32MM F/IM NAILS-STER | Trauma | EA
04.025.424S | 10886982090386 | 4.0MM TI ANGULAR STABLE LCKNG SCR T25 34MM F/IM NAILS-STER | Trauma | EA
04.025.426S | 10886982090393 | 4.0MM TI ANGULAR STABLE LCKNG SCR T25 36MM F/IM NAILS-STER | Trauma | EA
04.025.428S | 10886982090409 | 4.0MM TI ANGULAR STABLE LCKNG SCR T25 38MM F/IM NAILS-STER | Trauma | EA
04.025.430S | 10886982090416 | 4.0MM TI ANGULAR STABLE LCKNG SCR T25 40MM F/IM NAILS-STER | Trauma | EA
04.025.432S | 10886982090423 | 4.0MM TI ANGULAR STABLE LCKNG SCR T25 42MM F/IM NAILS-STER | Trauma | EA
04.025.434S | 10886982090430 | 4.0MM TI ANGULAR STABLE LCKNG SCR T25 44MM F/IM NAILS-STER | Trauma | EA
04.025.436S | 10886982090447 | 4.0MM TI ANGULAR STABLE LCKNG SCR T25 46MM F/IM NAILS-STER | Trauma | EA
04.025.438S | 10886982090454 | 4.0MM TI ANGULAR STABLE LCKNG SCR T25 48MM F/IM NAILS-STER | Trauma | EA
04.025.440S | 10886982090461 | 4.0MM TI ANGULAR STABLE LCKNG SCR T25 50MM F/IM NAILS-STER | Trauma | EA
04.025.442S | 10886982090478 | 4.0MM TI ANGULAR STABLE LCKNG SCR T25 52MM F/IM NAILS-STER | Trauma | EA
04.025.444S | 10886982090485 | 4.0MM TI ANGULAR STABLE LCKNG SCR T25 54MM F/IM NAILS-STER | Trauma | EA
04.025.446S | 10886982090492 | 4.0MM TI ANGULAR STABLE LCKNG SCR T25 56MM F/IM NAILS-STER | Trauma | EA
04.025.448S | 10886982090508 | 4.0MM TI ANGULAR STABLE LCKNG SCR T25 58MM F/IM NAILS-STER | Trauma | EA
04.025.450S | 10886982090515 | 4.0MM TI ANGULAR STABLE LCKNG SCR T25 60MM F/IM NAILS-STER | Trauma | EA
04.025.452S | 10886982090522 | 4.0MM TI ANGULAR STABLE LCKNG SCR T25 62MM F/IM NAILS-STER | Trauma | EA
04.025.454S | 10886982090539 | 4.0MM TI ANGULAR STABLE LCKNG SCR T25 64MM F/IM NAILS-STER | Trauma | EA
04.025.456S | 10886982090546 | 4.0MM TI ANGULAR STABLE LCKNG SCR T25 66MM F/IM NAILS-STER | Trauma | EA
04.025.458S | 10886982090553 | 4.0MM TI ANGULAR STABLE LCKNG SCR T25 68MM F/IM NAILS-STER | Trauma | EA
04.025.460S | 10886982090560 | 4.0MM TI ANGULAR STABLE LCKNG SCR T25 70MM F/IM NAILS-STER | Trauma | EA
60.110.032 | 10886982242662 | LCP DIA-META VOLAR DISTAL RADIUS PLATE IMPLANT MODULE | Trauma | EA
04.025.462S | 10886982090577 | 4.0MM TI ANGULAR STABLE LCKNG SCR T25 72MM F/IM NAILS-STER | Trauma | EA
04.025.464S | 10886982090584 | 4.0MM TI ANGULAR STABLE LCKNG SCR T25 74MM F/IM NAILS-STER | Trauma | EA
04.025.466S | 10886982090591 | 4.0MM TI ANGULAR STABLE LCKNG SCR T25 76MM F/IM NAILS-STER | Trauma | EA
04.025.468S | 10886982090607 | 4.0MM TI ANGULAR STABLE LCKNG SCR T25 78MM F/IM NAILS-STER | Trauma | EA
04.025.470S | 10886982090614 | 4.0MM TI ANGULAR STABLE LCKNG SCR T25 80MM F/IM NAILS-STER | Trauma | EA
SD314.123 | 10886982004765 | SCREWDRIVER SHAFT WITH QC SELF RETAINING/T25 STARDRIVE | Trauma | EA
6503 | 20886982251227 | SURELOCK LABEL FOR C-ARM | Trauma | OP
6504 | 20886982251234 | SURELOCK TEMPLATE FOR SCREEN | Trauma | OP
SD294.008 | 10886982003744 | 6.0MM SELF-DRILLING SCHANZ SCREW 80MM THRD/300MM | Trauma | EA
SD394.870 | 10886982006653 | 11.0MM CARBON FIBER ROD 700MM | Trauma | EA
SD357.505 | 10886982006202 | 5MM PLUNGER BIOPSY DRILL | Trauma | EA
SD357.500 | 10886982006158 | DRILL COUPLING BIOPSY DRILL | Trauma | EA
SD357.501 | 10886982006165 | 8MM DRILL TIP BIOPSY DRILL | Trauma | EA
SD357.502 | 10886982006172 | 5MM DRILL TIP BIOPSY DRILL | Trauma | EA
SD357.503 | 10886982006189 | DRILL COUPLING/CALIBRATED BIOPSY DRILL | Trauma | EA
SD357.504 | 10886982006196 | 8MM PLUNGER BIOPSY DRILL | Trauma | EA
02.113.001 | 10886982034717 | 1.6MM DRILL TIP GUIDE WIRE 200MM | Trauma | EA
60.112.042.10 | 10886982243430 | LABEL SHEET SMALL FRAGMENT LCP MPE | Trauma | EA
SD398.002 | 10886982006721 | 6.5MM BENT BALL SPIKE 420MM LENGTH | Trauma | EA
SD399.098 | 10886982007070 | OFFSET REDUCTION FORCEPS WITH 60 DEGREE BEND | Trauma | EA
SD357.371 | 10886982006035 | LARGE BUTTRESS/COMPRESSION NUT FOR BLADE GUIDE SLEEVE TFN | Trauma | EA
04.113.103S | 10886982104311 | 3.5MM TI LCP HOOK PLATE 3 HOLE STERILE | Trauma | EA
04.113.103 | 10886982104304 | 3.5MM TI LCP HOOK PLATE 3 HOLE | Trauma | EA
02.113.103S | 10886982034731 | 3.5MM LCP HOOK PLATE 3 HOLE STERILE | Trauma | EA
02.113.103 | 10886982034724 | 3.5MM LCP HOOK PLATE 3 HOLE | Trauma | EA
690.301.70 | 10886982252043 | SCREW RACK FOR 7.3MM CANNULATED CONICAL SCREWS | Trauma | EA
690.301.30 | 10886982252012 | SCREW RACK FOR 4.0MM LOCKING SCREWS | Trauma | EA
690.301.40 | 10886982252029 | SCREW RACK F/5.0MM CANNULATED LOCKING AND CONICAL SCREWS | Trauma | EA
392.965 | 10886982198907 | COMBINATION T-WRENCH 5MM | Trauma | EA
314.466 | 10886982188915 | CANNULATED STARDRIVE SCREWDRIVER SHAFT T8 | Trauma | EA
690.343 | 10886982252661 | DISTAL RADIUS PLATE SET GRAPHIC CASE | Trauma | EA
690.342 | 10886982252654 | TI DISTAL RADIUS PLATE SET GRAPHIC CASE | Trauma | EA
323.023 | 10886982190567 | 1.6MM WIRE SLEEVE | Trauma | EA
323.025 | 10886982190574 | DIRECT MEASURING DEVICE | Trauma | EA
413.026 | 10886982211781 | 3.5MM TI LOCKING SCREW SELF-TAPPING 26MM | Trauma | EA
413.028 | 10886982211798 | 3.5MM TI LOCKING SCREW SELF-TAPPING 28MM | Trauma | EA
413.030 | 10886982211804 | 3.5MM TI LOCKING SCREW SELF-TAPPING 30MM | Trauma | EA
413.032 | 10886982211811 | 3.5MM TI LOCKING SCREW SELF-TAPPING 32MM | Trauma | EA
413.038 | 10886982211859 | 3.5MM TI LOCKING SCREW SELF-TAPPING 38MM | Trauma | EA
413.040 | 10886982211866 | 3.5MM TI LOCKING SCREW SELF-TAPPING 40MM | Trauma | EA
413.045 | 10886982211880 | 3.5MM TI LOCKING SCREW SELF-TAPPING 45MM | Trauma | EA
413.050 | 10886982211903 | 3.5MM TI LOCKING SCREW SELF-TAPPING 50MM | Trauma | EA
413.055 | 10886982211927 | 3.5MM TI LOCKING SCREW SELF-TAPPING 55MM | Trauma | EA
413.060 | 10886982211934 | 3.5MM TI LOCKING SCREW SELF-TAPPING 60MM | Trauma | EA
324.024 | 10886982190963 | PUSH-PULL REDUCTION DEVICE | Trauma | EA
690.301 | 10886982252005 | LOCKING PERIARTICULAR PLATING SYSTEM GRAPHIC CASE | Trauma | EA
329.721 | 10886982192165 | BENDING TEMPLATE FOR LC-DCPÂ® LATERAL TIBIA HEAD BUTTRESS PL | Trauma | EA
329.917 | 10886982192288 | BENDING TEMPLATE FOR CONDYLAR BUTTRESS PLATES | Trauma | EA
690.301.60 | 10886982252036 | SCREW RACK F/7.3 CANN LCKNG & 7.3 CANN CONICAL PART THRD SCR | Trauma | EA
222.656 | 10886982157287 | 4.5MM LCPÂ® CONDYLAR PLATE 6 HOLES/170MM-RIGHT | Trauma | EA
222.657 | 10886982157300 | 4.5MM LCPÂ® CONDYLAR PLATE 6 HOLES/170MM-LEFT | Trauma | EA
222.658 | 10886982157324 | 4.5MM LCPÂ® CONDYLAR PLATE 8 HOLES/206MM-RIGHT | Trauma | EA
222.659 | 10886982157348 | 4.5MM LCPÂ® CONDYLAR PLATE 8 HOLES/206MM-LEFT | Trauma | EA
222.660 | 10886982157362 | 4.5MM LCPÂ® CONDYLAR PLATE 10 HOLES/242MM-RIGHT | Trauma | EA
222.661 | 10886982157386 | 4.5MM LCPÂ® CONDYLAR PLATE 10 HOLES/242MM-LEFT | Trauma | EA
222.662 | 10886982157409 | 4.5MM LCPÂ® CONDYLAR PLATE 12 HOLES/278MM-RIGHT | Trauma | EA
222.663 | 10886982157423 | 4.5MM LCPÂ® CONDYLAR PLATE 12 HOLES/278MM-LEFT | Trauma | EA
222.664 | 10886982157447 | 4.5MM LCPÂ® CONDYLAR PLATE 14 HOLES/314MM-RIGHT | Trauma | EA
222.665 | 10886982157461 | 4.5MM LCPÂ® CONDYLAR PLATE 14 HOLES/314MM-LEFT | Trauma | EA
222.666 | 10886982157485 | 4.5MM LCPÂ® CONDYLAR PLATE 16 HOLES/350MM-RIGHT | Trauma | EA
222.667 | 10886982157508 | 4.5MM LCPÂ® CONDYLAR PLATE 16 HOLES/350MM-LEFT | Trauma | EA
222.668 | 10886982157522 | 4.5MM LCPÂ® CONDYLAR PLATE 18 HOLES/386MM-RIGHT | Trauma | EA
222.669 | 10886982157546 | 4.5MM LCPÂ® CONDYLAR PLATE 18 HOLES/386MM-LEFT | Trauma | EA
236.101 | 10886982160331 | 100 DEG TODDLER OSTEOTOMY PLATE 26MM/4MM | Trauma | EA
236.102 | 10886982160355 | 100 DEG TODDLER OSTEOTOMY PLATE 32MM/4MM | Trauma | EA
236.103 | 10886982160379 | 100 DEG TODDLER OSTEOTOMY PLATE 38MM/4MM | Trauma | EA
236.104 | 10886982160393 | 100 DEG TODDLER OSTEOTOMY PLATE 44MM/4MM | Trauma | EA
236.111 | 10886982160416 | 100 DEG TODDLER OSTEOTOMY PLATE 26MM/8MM | Trauma | EA
236.112 | 10886982160430 | 100 DEG TODDLER OSTEOTOMY PLATE 32MM/8MM | Trauma | EA
236.113 | 10886982160454 | 100 DEG TODDLER OSTEOTOMY PLATE 38MM/8MM | Trauma | EA
236.114 | 10886982160478 | 100 DEG TODDLER OSTEOTOMY PLATE 44MM/8MM | Trauma | EA
225.007 | 10886982158789 | 3.5MM BROAD LC-DCPÂ® PLATE 7 HOLES/90MM | Trauma | EA
225.008 | 10886982158796 | 3.5MM BROAD LC-DCPÂ® PLATE 8 HOLES/103MM | Trauma | EA
225.009 | 10886982158802 | 3.5MM BROAD LC-DCPÂ® PLATE 9 HOLES/116MM | Trauma | EA
225.010 | 10886982158819 | 3.5MM BROAD LC-DCPÂ® PLATE 10 HOLES/129MM | Trauma | EA
225.011 | 10886982158826 | 3.5MM BROAD LC-DCPÂ® PLATE 11 HOLES/142MM | Trauma | EA
225.012 | 10886982158833 | O.5MM BROAD LC-DCPÂ® PLATE 12 HOLES/155MM | Trauma | EA
225.013 | 10886982158840 | 3.5MM BROAD LC-DCPÂ® PLATE 13 HOLES/168MM | Trauma | EA
225.014 | 10886982158857 | 3.5MM BROAD LC-DCPÂ® PLATE 14 HOLES/181MM | Trauma | EA
225.015 | 10886982158864 | 3.5MM BROAD LC-DCPÂ® PLATE 15 HOLES/194MM | Trauma | EA
225.016 | 10886982158871 | 3.5MM BROAD LC-DCPÂ® PLATE 16 HOLES/207MM | Trauma | EA
225.017 | 10886982158888 | 3.5MM BROAD LC-DCPÂ® PLATE 17 HOLES/220MM | Trauma | EA
225.018 | 10886982158895 | 3.5MM BROAD LC-DCPÂ® PLATE 18 HOLES/233MM | Trauma | EA
225.020 | 10886982158918 | 3.5MM BROAD LC-DCPÂ® PLATE 20 HOLES/259MM | Trauma | EA
225.022 | 10886982158932 | 3.5MM BROAD LC-DCPÂ® PLATE 22 HOLES/285MM | Trauma | EA
304.066 | 10886982183040 | 2.0MM/2.4MM MODULAR FOOT MODULE CASE | Trauma | EA
310.401 | 10886982186607 | 4.0MM DRILL BIT/QC/160MM | Trauma | EA
690.347 | 10886982252692 | SMALL FRAGMENT LCP INSTRUMENT & IMPLANT SET GRAPHIC CASE | Trauma | EA
394.182 | 10886982199638 | 3.5MM TROCAR-LONG | Trauma | EA
395.913 | 10886982200914 | 5.0MM/3.5MM DRILL SLEEVE-LONG | Trauma | EA
395.923 | 10886982200945 | 6.0MM/5.0MM THREADED DRILL SLEEVE-LONG | Trauma | EA
394.181 | 10886982199621 | 3.5MM TROCAR-SHORT | Trauma | EA
395.912 | 10886982200907 | 5.0MM/3.5MM DRILL SLEEVE-SHORT | Trauma | EA
395.921 | 10886982200921 | 6.0MM/5.0MM THREADED DRILL SLEEVE-SHORT | Trauma | EA
304.389.60 | 10886982183743 | LABEL SHEET PACK FOR MINI SUPPLEMENTAL SCREW RACK | Trauma | EA
304.389 | 10886982183736 | SUPPLEMENTAL SCREW RACK W/LID FOR 1.5MM/2.0MM/2.4MM SCREWS | Trauma | EA
241.031 | 10886982165572 | 3.5MM LCP T-PLATE 3H HEAD/ 3H SHAFT/52MM-OBLIQUE RIGHT | Trauma | EA
241.041 | 10886982165589 | 3.5MM LCP T-PLATE 3H HEAD/ 4H SHAFT/63MM-OBLIQUE RIGHT | Trauma | EA
241.051 | 10886982165596 | 3.5MM LCP T-PLATE 3H HEAD/ 5H SHAFT/74MM-OBLIQUE RIGHT | Trauma | EA
241.061 | 10886982165602 | 3.5MM LCP T-PLATE 3H HEAD/ 6H SHAFT/85MM-OBLIQUE RIGHT | Trauma | EA
241.071 | 10886982165695 | 3.5MM LCP T-PLATE 3H HEAD/ 7H SHAFT/96MM-OBLIQUE RIGHT | Trauma | EA
241.081 | 10886982165763 | 3.5MM LCP T-PLATE 3H HEAD/ 8H SHAFT/107MM-OBLIQUE RIGHT | Trauma | EA
441.031 | 10886982220837 | 3.5MM TI LCPÂ® T-PLATE 3H HEAD/ 3H SHAFT/52MM-OBLIQUE RIGHT | Trauma | EA
441.041 | 10886982220844 | 3.5MM TI LCPÂ® T-PLATE 3H HEAD/ 4H SHAFT/63MM-OBLIQUE RIGHT | Trauma | EA
441.051 | 10886982220851 | 3.5MM TI LCPÂ® T-PLATE 3H HEAD/ 5H SHAFT/74MM-OBLIQUE RIGHT | Trauma | EA
441.061 | 10886982220868 | 3.5MM TI LCPÂ® T-PLATE 3H HEAD/ 6H SHAFT/85MM-OBLIQUE RIGHT | Trauma | EA
441.071 | 10886982220950 | 3.5MM TI LCPÂ® T-PLATE 3H HEAD/ 7H SHAFT/96MM-OBLIQUE RIGHT | Trauma | EA
441.081 | 10886982221025 | 3.5MM TI LCPÂ® T-PLATE 3H HEAD/ 8H SHAFT/107MM-OBLIQUE RIGHT | Trauma | EA
690.321 | 10886982252357 | TI LC-DCPÂ® LATERAL TIBIAL HEAD BUTTRESS PL IMPL GRAPHIC CASE | Trauma | EA
224.041 | 10886982158185 | 4.5MM DCPÂ® PLATE 4 HOLES/61MM 14MM HOLE SPACING | Trauma | EA
312.449 | 10886982187765 | 4.3MM THREADED DRILL GUIDE | Trauma | EA
394.183 | 10886982199645 | 2.5MM TROCAR | Trauma | EA
395.911 | 10886982200891 | DRILL SLEEVE HANDLE | Trauma | EA
395.922 | 10886982200938 | 4.0MM THREADED DRILL SLEEVE | Trauma | EA
392.955 | 10886982198846 | 4.0MM/2.5MM DRILL SLEEVE | Trauma | EA
358.686 | 10886982196774 | 2.0MM TROCAR | Trauma | EA
358.688 | 10886982196781 | 14.0MM/4.5MM DRILL SLEEVE | Trauma | EA
358.694 | 10886982196828 | 4.5MM/2.0MM WIRE SLEEVE | Trauma | EA
219.931 | 10886982156204 | SPIKED WASHER 8.0MM/3.2MM | Trauma | EA
219.941 | 10886982156211 | SPIKED WASHER 13.5MM/4.0MM | Trauma | EA
219.951 | 10886982156228 | SPIKED WASHER 13.5MM/6.5MM | Trauma | EA
530.605 | 10886982239969 | BATTERY REAMER/DRILL | Trauma | EA
530.610 | 10886982239983 | BATTERY OSCILLATOR | Trauma | EA
530.615 | 10886982240002 | BATTERY RECIPROCATOR | Trauma | EA
530.620 | 10886982240026 | BATTERY FOR BATTERY POWER LINE | Trauma | EA
530.680 | 10886982240088 | BATTERY CASING FOR BATTERY POWER LINE | Trauma | EA
530.650 | 10886982240064 | BATTERY INSERTION SHIELD FOR BATTERY POWER LINE | Trauma | EA
530.750 | 10886982240194 | QUICK COUPLING FOR DRILL BITS FOR BATTERY POWER LINE | Trauma | EA
530.760 | 10886982240200 | LARGE QUICK COUPLING FOR BATTERY POWER LINE | Trauma | EA
530.783 | 10886982240231 | MODIFIED TRINKLE REAMING ATTACHMENT F/BATTERY POWER LN | Trauma | EA
530.780 | 10886982240217 | AO/ASIFÂ® REAMING ATTACHMENT FOR BATTERY POWER LINE | Trauma | EA
530.784 | 10886982240248 | TRINKLE REAMING ATTACHMENT FOR BATTERY POWER LINE | Trauma | EA
530.782 | 10886982240224 | HUDSON REAMING ATTACHMENT FOR BATTERY POWER LINE | Trauma | EA
530.790 | 10886982240255 | QUICK COUPLING FOR K-WIRES FOR BATTERY POWER LINE | Trauma | EA
305.068 | 10886982184481 | 3.5MM/4.0MM FOOT MODULE CASE | Trauma | EA
338.047 | 10886982193100 | VARIABLE ANGLE GUIDE FOR DHSÂ® | Trauma | EA
305.067 | 10886982184474 | 2.7MM FOOT MODULE CASE | Trauma | EA
395.796 | 10886982200808 | 8.0MM CARBON FIBER ROD 360MM | Trauma | EA
395.797 | 10886982200815 | 8.0MM CARBON FIBER ROD 400MM | Trauma | EA
395.798 | 10886982200822 | 8.0MM CARBON FIBER ROD 460MM | Trauma | EA
394.184 | 10886982199652 | 2.5MM TROCAR-LONG | Trauma | EA
395.931 | 10886982200952 | 4.0MM THREADED DRILL SLEEVE- LONG | Trauma | EA
392.956 | 10886982198853 | 4.0MM/2.5MM DRILL SLEEVE- LONG | Trauma | EA
323.029 | 10886982190598 | THREADED LCP(TM) DRILL GUIDE F/LCP(TM) DISTAL RADIUS PLATES | Trauma | EA
319.289 | 10886982190123 | 1.0MM CLEANING BRUSH | Trauma | EA
319.293 | 10886982190154 | 0.8MM CLEANING STYLET | Trauma | EA
690.348 | 10886982252746 | DHSÂ®/DCSÂ® ONE-STEP BASIC SET GRAPHIC CASE | Trauma | EA
690.364 | 10886982252968 | CANN PEDIATRIC OSTEOTOMY SYS INSTRUMENT GRAPHIC CASE | Trauma | EA
690.367 | 10886982252975 | 4.5MM LCPÂ® PROXIMAL TIBIA PLATE SET GRAPHIC CASE | Trauma | EA
281.021S | 10886982176479 | 130 DEG DHS PLATE-STD BARREL 2 HOLES/46MM-STERILE | Trauma | EA
281.031S | 10886982176493 | 130 DEG DHS PLATE-STD BARREL 3 HOLES/62MM-STERILE | Trauma | EA
281.081S | 10886982176578 | 130 DEG DHS PLATE-STD BARREL 8 HOLES/142MM-STERILE | Trauma | EA
281.010S | 10886982176394 | 130 DEG DHS PLATE-STD BARREL 10 HOLES/174MM-STERILE | Trauma | EA
281.012S | 10886982176417 | 130 DEG DHS PLATE-STD BARREL 12 HOLES/206MM-STERILE | Trauma | EA
281.014S | 10886982176431 | 130 DEG DHS PLATE-STD BARREL 14 HOLES/238MM-STERILE | Trauma | EA
281.131S | 10886982176677 | 135 DEG DHS PLATE-STD BARREL 3 HOLES/62MM-STERILE | Trauma | EA
281.230S | 10886982176912 | 140 DEG DHS PLATE-STD BARREL 3 HOLES/62MM-STERILE | Trauma | EA
281.330S | 10886982177131 | 145 DEG DHS PLATE-STD BARREL 3 HOLES/62MM-STERILE | Trauma | EA
281.430S | 10886982177353 | 150 DEG DHS PLATE-STD BARREL 3 HOLES/62MM-STERILE | Trauma | EA
281.502S | 10886982177452 | 130 DEG DHS PLATE-SHORT BARREL 2 HOLES/46MM-STERILE | Trauma | EA
281.503S | 10886982177476 | 130 DEG DHS PLATE-SHORT BARREL 3 HOLES/62MM-STERILE | Trauma | EA
511.773 | 10886982237804 | TORQUE LIMITING ATTACHMENT 1.5NM/QUICK COUPLING | Trauma | EA
281.504S | 10886982177490 | 130 DEG DHS PLATE-SHORT BARREL 4 HOLES/78MM-STERILE | Trauma | EA
281.505S | 10886982177513 | 130 DEG DHS PLATE-SHORT BARREL 5 HOLES/94MM-STERILE | Trauma | EA
281.506S | 10886982177537 | 130 DEG DHS PLATE-SHORT BARREL 6 HOLES/110MM-STERILE | Trauma | EA
281.520S | 10886982177551 | 135 DEG DHS PLATE-SHORT BARREL 2 HOLES/46MM-STERILE | Trauma | EA
281.530S | 10886982177575 | 135 DEG DHS PLATE-SHORT BARREL 3 HOLES/62MM-STERILE | Trauma | EA
281.620S | 10886982177650 | 140 DEG DHS PLATE-SHORT BARREL 2 HOLES/46MM-STERILE | Trauma | EA
281.630S | 10886982177674 | 140 DEG DHS PLATE-SHORT BARREL 3 HOLES/62MM-STERILE | Trauma | EA
281.720S | 10886982177759 | 145 DEG DHS PLATE-SHORT BARREL 2 HOLES/46MM-STERILE | Trauma | EA
281.730S | 10886982177773 | 145 DEG DHS PLATE-SHORT BARREL 3 HOLES/62MM-STERILE | Trauma | EA
281.820S | 10886982177858 | 150 DEG DHS PLATE-SHORT BARREL 2 HOLES/46MM-STERILE | Trauma | EA
281.830S | 10886982177872 | 150 DEG DHS PLATE-SHORT BARREL 3 HOLES/62MM-STERILE | Trauma | EA
530.731 | 10886982240163 | CHUCK-KEYLESS FOR BATTERY POWER LINE | Trauma | EA
530.730 | 10886982240156 | CHUCK WITH KEY FOR BATTERY POWER LINE | Trauma | EA
399.197 | 10886982202543 | HOHMANN RETRACTOR 8MM NARROW TIP 215MM | Trauma | EA
399.195 | 10886982202536 | HOHMANN RETRACTOR 8MM ROUND TIP 215MM | Trauma | EA
319.391 | 10886982190277 | SHARP HOOK-SMALL TAPER | Trauma | EA
BBM1 | 10886982000071 | BONE VOID MODEL | Trauma | EA
323.021 | 10886982190550 | DIRECT MEASURING DEVICE FOR 5.0MM LOCKING SCREWS | Trauma | EA
ANA-001 | 20886982000016 | ANALOG NORIANÂ® PASTE DEMONSTRATION PACK | Trauma | P4
399.361 | 10886982202741 | PERIOSTEAL ELEVATOR 90 DEG BLADE | Trauma | EA
690.371 | 10886982253026 | DHSÂ® SUPPLEMENTAL IMPLANT SET GRAPHIC CASE | Trauma | EA
690.371LBL | 10886982253033 | LABEL SHEET PACK FOR DHSÂ® SUPPLEMENTAL IMPLANT SET CASE | Trauma | EA
357.374 | 10886982196071 | BUTTRESS/COMPRESSION NUT FOR OVER-INSERTION F/USE W/357.416 | Trauma | EA
357.416 | 10886982196392 | BLD GUIDE SLV F/OVER-INSERTION F/USE W/TROCH FIXATION NAILS | Trauma | EA
288 | 10886982180056 | SETSCREW FOR ADJUSTABLE DISTAL RADIUS FIXATOR (394.050) | Trauma | EA
690.349.13 | 20886982252767 | CASE BRACKETS FOR SHORTER SCHANZ SCREWS | Trauma | P4
323.046 | 10886982190666 | 2.0MM WIRE SLEEVE | Trauma | EA
324.075 | 10886982191106 | THREADED PLATE HOLDER | Trauma | EA
413.340 | 10886982212030 | 5.0MM TI LOCKING HEAD SCREW SELF-TAPPING 40MM | Trauma | EA
413.344 | 10886982212054 | 5.0MM TI LOCKING HEAD SCREW SELF-TAPPING 44MM | Trauma | EA
413.350 | 10886982212085 | 5.0MM TI LOCKING HEAD SCREW SELF-TAPPING 50MM | Trauma | EA
413.355 | 10886982212092 | 5.0MM TI LOCKING HEAD SCREW SELF-TAPPING 55MM | Trauma | EA
413.360 | 10886982212108 | 5.0MM TI LOCKING HEAD SCREW SELF-TAPPING 60MM | Trauma | EA
413.365 | 10886982212115 | 5.0MM TI LOCKING HEAD SCREW SELF-TAPPING 65MM | Trauma | EA
413.370 | 10886982212122 | 5.0MM TI LOCKING HEAD SCREW SELF-TAPPING 70MM | Trauma | EA
413.375 | 10886982212139 | 5.0MM TI LOCKING HEAD SCREW SELF-TAPPING 75MM | Trauma | EA
413.380 | 10886982212146 | 5.0MM TI LOCKING HEAD SCREW SELF-TAPPING 80MM | Trauma | EA
413.385 | 10886982212153 | 5.0MM TI LOCKING HEAD SCREW SELF-TAPPING 85MM | Trauma | EA
MXR-US-2000 | 10886982001979 | ROTARY MIXER | Trauma | EA
310.509 | 10886982186744 | 1.8MM DRILL BIT WITH DEPTH MARK/QC/110MM | Trauma | EA
393.101 | 10886982198990 | DRIVE ADAPTOR WITH QC FOR 4.0MM SCHANZ SCREWS | Trauma | EA
393.102 | 10886982199003 | DRIVE ADAPTOR WITH QC FOR 4.5MM SCHANZ SCREWS | Trauma | EA
393.103 | 10886982199010 | DRIVE ADAPTOR WITH QC FOR 5.0MM SCHANZ SCREWS | Trauma | EA
393.104 | 10886982199027 | DRIVE ADAPTOR WITH QC FOR 6.0MM SCHANZ SCREWS | Trauma | EA
314.092 | 10886982188496 | HOLDING SLEEVE FOR STARDRIVE T8 SCREWDRIVER SHAFT | Trauma | EA
442.479 | 10886982222848 | 2.4MM TI LCP(TM) DISTAL RADIUS PLATE-STRAIGHT/SHORT | Trauma | EA
314.152 | 10886982188601 | 3.5MM HEXAGONAL SCREWDRIVER SHAFT SELF-RETAINING | Trauma | EA
310.430 | 10886982186621 | 4.3MM DRILL BIT QC/221MM | Trauma | EA
323.042 | 10886982190659 | 4.3MM THREADED LCP(TM) DRILL GUIDE | Trauma | EA
323.500 | 10886982190864 | 5.0MM/4.5MM LCP(TM) UNIVERSAL DRILL SLEEVE | Trauma | EA
324.168 | 10886982191120 | 2.0MM TOMOFIX(TM) GUIDE SLEEVE | Trauma | EA
413.309 | 10886982211941 | 5.0MM TI SPACER 2MM | Trauma | EA
690.354.60 | 10886982252852 | SCREW RACK FOR MODULAR FOOT SET | Trauma | EA
212.806 | 10886982152763 | 2.4MM LOCKING SCREW SLF-TPNG WITH STARDRIVE RECESS 6MM | Trauma | EA
212.808 | 10886982152787 | 2.4MM LOCKING SCREW SLF-TPNG WITH STARDRIVE RECESS 8MM | Trauma | EA
212.810 | 10886982152800 | 2.4MM LOCKING SCREW SLF-TPNG WITH STARDRIVE RECESS 10MM | Trauma | EA
212.812 | 10886982152824 | 2.4MM LOCKING SCREW SLF-TPNG WITH STARDRIVE RECESS 12MM | Trauma | EA
212.814 | 10886982152848 | 2.4MM LOCKING SCREW SLF-TPNG WITH STARDRIVE RECESS 14MM | Trauma | EA
212.816 | 10886982152855 | 2.4MM LOCKING SCREW SLF-TPNG WITH STARDRIVE RECESS 16MM | Trauma | EA
212.818 | 10886982152862 | 2.4MM LOCKING SCREW SLF-TPNG WITH STARDRIVE RECESS 18MM | Trauma | EA
212.820 | 10886982152879 | 2.4MM LOCKING SCREW SLF-TPNG WITH STARDRIVE RECESS 20MM | Trauma | EA
212.822 | 10886982152886 | 2.4MM LOCKING SCREW SLF-TPNG WITH STARDRIVE RECESS 22MM | Trauma | EA
212.824 | 10886982152893 | 2.4MM LOCKING SCREW SLF-TPNG WITH STARDRIVE RECESS 24MM | Trauma | EA
212.826 | 10886982152909 | 2.4MM LOCKING SCREW SLF-TPNG WITH STARDRIVE RECESS 26MM | Trauma | EA
212.828 | 10886982152916 | 2.4MM LOCKING SCREW SLF-TPNG WITH STARDRIVE RECESS 28MM | Trauma | EA
212.830 | 10886982152923 | 2.4MM LOCKING SCREW SLF-TPNG WITH STARDRIVE RECESS 30MM | Trauma | EA
312.445 | 10886982187758 | 3.2MM THREADED DRILL GUIDE | Trauma | EA
690.347.30 | 10886982252722 | SMALL FRAG LCP(TM) SET SCREW RACK | Trauma | EA
690.347.34 | 10886982252739 | SMALL FRAG LCP(TM) SET SCREW RACK LID | Trauma | EA
690.347.11 | 10886982252715 | SMALL FRAG LCP(TM) SET GRAPHIC CASE LID | Trauma | EA
312.931 | 10886982188076 | TOMOFIX(TM) GUIDING BLOCK FOR LATERAL HIGH TIBIA-LEFT | Trauma | EA
690.340.30 | 10886982252630 | HELICAL BLADE/END CAP TRAY | Trauma | EA
312.930 | 10886982188069 | TOMOFIX(TM) GUIDING BLOCK FOR LATERAL HIGH TIBIA-RIGHT | Trauma | EA
312.926 | 10886982188052 | TOMOFIX(TM) GUIDING BLOCK FOR MEDIAL HIGH TIBIA | Trauma | EA
312.932 | 10886982188083 | TOMOFIX(TM) GUIDING BLOCK FOR LATERAL DISTAL FEMUR-RIGHT | Trauma | EA
312.933 | 10886982188090 | TOMOFIX(TM) GUIDING BLOCK FOR LATERAL DISTAL FEMUR-LEFT | Trauma | EA
690.396 | 10886982253378 | BASIC PERCUTANEOUS INSTRUMENT SET GRAPHIC CASE | Trauma | EA
294.455 | 10886982181459 | 4.0MM SCHANZ SCREW-SPADE POINT 38MM THREAD/100MM | Trauma | EA
321.158 | 10886982190390 | COMBINATION WRENCH-8MM WIDTH ACROSS FLATS | Trauma | EA
04.003.023 | 10886982081490 | 6.5MM TI RECON SCREW WITH T25 STARDRIVE 65MM | Trauma | EA
04.003.024 | 10886982081513 | 6.5MM TI RECON SCREW WITH T25 STARDRIVE 70MM | Trauma | EA
04.003.025 | 10886982081537 | 6.5MM TI RECON SCREW WITH T25 STARDRIVE 75MM | Trauma | EA
04.003.026 | 10886982081551 | 6.5MM TI RECON SCREW WITH T25 STARDRIVE 80MM | Trauma | EA
04.003.027 | 10886982081575 | 6.5MM TI RECON SCREW WITH T25 STARDRIVE 85MM | Trauma | EA
04.003.028 | 10886982081599 | 6.5MM TI RECON SCREW WITH T25 STARDRIVE 90MM | Trauma | EA
04.003.029 | 10886982081612 | 6.5MM TI RECON SCREW WITH T25 STARDRIVE 95MM | Trauma | EA
04.003.030 | 10886982081636 | 6.5MM TI RECON SCREW WITH T25 STARDRIVE 100MM | Trauma | EA
04.003.031 | 10886982081650 | 6.5MM TI RECON SCREW WITH T25 STARDRIVE 105MM | Trauma | EA
04.003.032 | 10886982081674 | 6.5MM TI RECON SCREW WITH T25 STARDRIVE 110MM | Trauma | EA
04.003.033 | 10886982081698 | 6.5MM TI RECON SCREW WITH T25 STARDRIVE 115MM | Trauma | EA
04.003.034 | 10886982081711 | 6.5MM TI RECON SCREW WITH T25 STARDRIVE 120MM | Trauma | EA
04.003.035 | 10886982081735 | 6.5MM TI RECON SCREW WITH T25 STARDRIVE 125MM | Trauma | EA
04.003.036 | 10886982081759 | 6.5MM TI RECON SCREW WITH T25 STARDRIVE 130MM | Trauma | EA
04.003.023S | 10886982081506 | 6.5MM TI RECON SCREW WITH T25 STARDRIVE 65MM-STERILE | Trauma | EA
04.003.024S | 10886982081520 | 6.5MM TI RECON SCREW WITH T25 STARDRIVE 70MM-STERILE | Trauma | EA
04.003.025S | 10886982081544 | 6.5MM TI RECON SCREW WITH T25 STARDRIVE 75MM-STERILE | Trauma | EA
04.003.026S | 10886982081568 | 6.5MM TI RECON SCREW WITH T25 STARDRIVE 80MM-STERILE | Trauma | EA
04.003.027S | 10886982081582 | 6.5MM TI RECON SCREW WITH T25 STARDRIVE 85MM-STERILE | Trauma | EA
04.003.028S | 10886982081605 | 6.5MM TI RECON SCREW WITH T25 STARDRIVE 90MM-STERILE | Trauma | EA
04.003.029S | 10886982081629 | 6.5MM TI RECON SCREW WITH T25 STARDRIVE 95MM-STERILE | Trauma | EA
04.003.030S | 10886982081643 | 6.5MM TI RECON SCREW WITH T25 STARDRIVE 100MM-STERILE | Trauma | EA
04.003.031S | 10886982081667 | 6.5MM TI RECON SCREW WITH T25 STARDRIVE 105MM-STERILE | Trauma | EA
04.003.032S | 10886982081681 | 6.5MM TI RECON SCREW WITH T25 STARDRIVE 110MM-STERILE | Trauma | EA
04.003.033S | 10886982081704 | 6.5MM TI RECON SCREW WITH T25 STARDRIVE 115MM-STERILE | Trauma | EA
04.003.034S | 10886982081728 | 6.5MM TI RECON SCREW WITH T25 STARDRIVE 120MM-STERILE | Trauma | EA
04.003.035S | 10886982081742 | 6.5MM TI RECON SCREW WITH T25 STARDRIVE 125MM-STERILE | Trauma | EA
04.003.036S | 10886982081766 | 6.5MM TI RECON SCREW WITH T25 STARDRIVE 130MM-STERILE | Trauma | EA
690.420 | 10886982253514 | TI LARGE FRAGMENT LCPÂ® IMPLANT SET GRAPHIC CASE | Trauma | EA
202.870 | 10886982145048 | 2.7MM CORTEX SCREW SLF-TPNG WITH T8 STARDRIVE RECESS 10MM | Trauma | EA
202.872 | 10886982145055 | 2.7MM CORTEX SCREW SLF-TPNG WITH T8 STARDRIVE RECESS 12MM | Trauma | EA
202.874 | 10886982145062 | 2.7MM CORTEX SCREW SLF-TPNG WITH T8 STARDRIVE RECESS 14MM | Trauma | EA
202.876 | 10886982145079 | 2.7MM CORTEX SCREW SLF-TPNG WITH T8 STARDRIVE RECESS 16MM | Trauma | EA
202.878 | 10886982145086 | 2.7MM CORTEX SCREW SLF-TPNG WITH T8 STARDRIVE RECESS 18MM | Trauma | EA
202.880 | 10886982145093 | 2.7MM CORTEX SCREW SLF-TPNG WITH T8 STARDRIVE RECESS 20MM | Trauma | EA
202.882 | 10886982145109 | 2.7MM CORTEX SCREW SLF-TPNG WITH T8 STARDRIVE RECESS 22MM | Trauma | EA
202.884 | 10886982145116 | 2.7MM CORTEX SCREW SLF-TPNG WITH T8 STARDRIVE RECESS 24MM | Trauma | EA
202.886 | 10886982145123 | 2.7MM CORTEX SCREW SLF-TPNG WITH T8 STARDRIVE RECESS 26MM | Trauma | EA
202.888 | 10886982145130 | 2.7MM CORTEX SCREW SLF-TPNG WITH T8 STARDRIVE RECESS 28MM | Trauma | EA
202.890 | 10886982145147 | 2.7MM CORTEX SCREW SLF-TPNG WITH T8 STARDRIVE RECESS 30MM | Trauma | EA
402.870 | 10886982206695 | 2.7MM TI CORTEX SCREW SLF-TPNG WITH T8 STARDRIVE RECESS 10MM | Trauma | EA
402.872 | 10886982206701 | 2.7MM TI CORTEX SCREW SLF-TPNG WITH T8 STARDRIVE RECESS 12MM | Trauma | EA
402.874 | 10886982206718 | 2.7MM TI CORTEX SCREW SLF-TPNG WITH T8 STARDRIVE RECESS 14MM | Trauma | EA
402.876 | 10886982206725 | 2.7MM TI CORTEX SCREW SLF-TPNG WITH T8 STARDRIVE RECESS 16MM | Trauma | EA
402.878 | 10886982206732 | 2.7MM TI CORTEX SCREW SLF-TPNG WITH T8 STARDRIVE RECESS 18MM | Trauma | EA
402.880 | 10886982206749 | 2.7MM TI CORTEX SCREW SLF-TPNG WITH T8 STARDRIVE RECESS 20MM | Trauma | EA
402.882 | 10886982206756 | 2.7MM TI CORTEX SCREW SLF-TPNG WITH T8 STARDRIVE RECESS 22MM | Trauma | EA
402.884 | 10886982206763 | 2.7MM TI CORTEX SCREW SLF-TPNG WITH T8 STARDRIVE RECESS 24MM | Trauma | EA
402.886 | 10886982206770 | 2.7MM TI CORTEX SCREW SLF-TPNG WITH T8 STARDRIVE RECESS 26MM | Trauma | EA
402.888 | 10886982206787 | 2.7MM TI CORTEX SCREW SLF-TPNG WITH T8 STARDRIVE RECESS 28MM | Trauma | EA
402.890 | 10886982206794 | 2.7MM TI CORTEX SCREW SLF-TPNG WITH T8 STARDRIVE RECESS 30MM | Trauma | EA
04.001.210S | 10886982080844 | 7MM TI CANNULATED PROXIMAL HUMERAL NAIL-EX/150MM-STERILE | Trauma | EA
04.001.410S | 10886982080998 | 9MM TI CANNULATED PROXIMAL HUMERAL NAIL-EX/150MM-STERILE | Trauma | EA
04.001.610S | 10886982081148 | 11MM TI CANNULATED PROXIMAL HUMERAL NAIL-EX/150MM-STERILE | Trauma | EA
04.001.218S | 10886982080851 | 7MM TI CANNULATED HUMERAL NAIL-EX/190MM-STERILE | Trauma | EA
04.001.220S | 10886982080868 | 7MM TI CANNULATED HUMERAL NAIL-EX/200MM-STERILE | Trauma | EA
04.001.222S | 10886982080875 | 7MM TI CANNULATED HUMERAL NAIL-EX/210MM-STERILE | Trauma | EA
04.001.224S | 10886982080882 | 7MM TI CANNULATED HUMERAL NAIL-EX/220MM-STERILE | Trauma | EA
04.001.226S | 10886982080899 | 7MM TI CANNULATED HUMERAL NAIL-EX/230MM-STERILE | Trauma | EA
04.001.228S | 10886982080905 | 7MM TI CANNULATED HUMERAL NAIL-EX/240MM-STERILE | Trauma | EA
04.001.230S | 10886982080912 | 7MM TI CANNULATED HUMERAL NAIL-EX/250MM-STERILE | Trauma | EA
04.001.232S | 10886982080929 | 7MM TI CANNULATED HUMERAL NAIL-EX/260MM-STERILE | Trauma | EA
04.001.234S | 10886982080936 | 7MM TI CANNULATED HUMERAL NAIL-EX/270MM-STERILE | Trauma | EA
04.001.236S | 10886982080943 | 7MM TI CANNULATED HUMERAL NAIL-EX/280MM-STERILE | Trauma | EA
04.001.238S | 10886982080950 | 7MM TI CANNULATED HUMERAL NAIL-EX/290MM-STERILE | Trauma | EA
04.001.240S | 10886982080967 | 7MM TI CANNULATED HUMERAL NAIL-EX/300MM-STERILE | Trauma | EA
04.001.242S | 10886982080974 | 7MM TI CANNULATED HUMERAL NAIL-EX/310MM-STERILE | Trauma | EA
04.001.244S | 10886982080981 | 7MM TI CANNULATED HUMERAL NAIL-EX/320MM-STERILE | Trauma | EA
04.001.418S | 10886982081001 | 9MM TI CANNULATED HUMERAL NAIL-EX/190MM-STERILE | Trauma | EA
04.001.420S | 10886982081018 | 9MM TI CANNULATED HUMERAL NAIL-EX/200MM-STERILE | Trauma | EA
04.001.422S | 10886982081025 | 9MM TI CANNULATED HUMERAL NAIL-EX/210MM-STERILE | Trauma | EA
04.001.424S | 10886982081032 | 9MM TI CANNULATED HUMERAL NAIL-EX/220MM-STERILE | Trauma | EA
04.001.426S | 10886982081049 | 9MM TI CANNULATED HUMERAL NAIL-EX/230MM-STERILE | Trauma | EA
04.001.428S | 10886982081056 | 9MM TI CANNULATED HUMERAL NAIL-EX/240MM-STERILE | Trauma | EA
04.001.430S | 10886982081063 | 9MM TI CANNULATED HUMERAL NAIL-EX/250MM-STERILE | Trauma | EA
04.001.432S | 10886982081070 | 9MM TI CANNULATED HUMERAL NAIL-EX/260MM-STERILE | Trauma | EA
04.001.434S | 10886982081087 | 9MM TI CANNULATED HUMERAL NAIL-EX/270MM-STERILE | Trauma | EA
04.001.436S | 10886982081094 | 9MM TI CANNULATED HUMERAL NAIL-EX/280MM-STERILE | Trauma | EA
04.001.438S | 10886982081100 | 9MM TI CANNULATED HUMERAL NAIL-EX/290MM-STERILE | Trauma | EA
04.001.440S | 10886982081117 | 9MM TI CANNULATED HUMERAL NAIL-EX/300MM-STERILE | Trauma | EA
04.001.442S | 10886982081124 | 9MM TI CANNULATED HUMERAL NAIL-EX/310MM-STERILE | Trauma | EA
04.001.444S | 10886982081131 | 9MM TI CANNULATED HUMERAL NAIL-EX/320MM-STERILE | Trauma | EA
04.001.618S | 10886982081155 | 11MM TI CANNULATED HUMERAL NAIL-EX/190MM-STERILE | Trauma | EA
04.001.620S | 10886982081162 | 11MM TI CANNULATED HUMERAL NAIL-EX/200MM-STERILE | Trauma | EA
04.001.622S | 10886982081179 | 11MM TI CANNULATED HUMERAL NAIL-EX/210MM-STERILE | Trauma | EA
04.001.624S | 10886982081186 | 11MM TI CANNULATED HUMERAL NAIL-EX/220MM-STERILE | Trauma | EA
04.001.626S | 10886982081193 | 11MM TI CANNULATED HUMERAL NAIL-EX/230MM-STERILE | Trauma | EA
04.001.628S | 10886982081209 | 11MM TI CANNULATED HUMERAL NAIL-EX/240MM-STERILE | Trauma | EA
04.001.630S | 10886982081216 | 11MM TI CANNULATED HUMERAL NAIL-EX/250MM-STERILE | Trauma | EA
04.001.632S | 10886982081223 | 11MM TI CANNULATED HUMERAL NAIL-EX/260MM-STERILE | Trauma | EA
04.001.634S | 10886982081230 | 11MM TI CANNULATED HUMERAL NAIL-EX/270MM-STERILE | Trauma | EA
04.001.636S | 10886982081247 | 11MM TI CANNULATED HUMERAL NAIL-EX/280MM-STERILE | Trauma | EA
04.001.638S | 10886982081254 | 11MM TI CANNULATED HUMERAL NAIL-EX/290MM-STERILE | Trauma | EA
04.001.640S | 10886982081261 | 11MM TI CANNULATED HUMERAL NAIL-EX/300MM-STERILE | Trauma | EA
04.001.642S | 10886982081278 | 11MM TI CANNULATED HUMERAL NAIL-EX/310MM-STERILE | Trauma | EA
04.001.644S | 10886982081285 | 11MM TI CANNULATED HUMERAL NAIL-EX/320MM-STERILE | Trauma | EA
242.478 | 10886982168504 | 2.4MM LCPÂ® DISTAL RADIUS T-PLATE 3H HEAD/4H SHAFT | Trauma | EA
442.478 | 10886982222831 | 2.4MM TI LCPÂ® DISTAL RADIUS T-PLATE 3H HEAD/4H SHAFT | Trauma | EA
242.477 | 10886982168498 | 2.4MM LCPÂ® DISTAL RADIUS T-PLATE 3H HEAD/3H SHAFT | Trauma | EA
442.477 | 10886982222824 | 2.4MM TI LCPÂ® DISTAL RADIUS T-PLATE 3H HEAD/3H SHAFT | Trauma | EA
04.005.408S | 10886982085214 | 4.0MM TI LOCKING SCREW W/T25 STARDRIVE 18MM F/IM NAILS-STER | Trauma | EA
04.005.410S | 10886982085238 | 4.0MM TI LOCKING SCREW W/T25 STARDRIVE 20MM F/IM NAILS-STER | Trauma | EA
04.005.412S | 10886982085252 | 4.0MM TI LOCKING SCREW W/T25 STARDRIVE 22MM F/IM NAILS-STER | Trauma | EA
04.005.414S | 10886982085276 | 4.0MM TI LOCKING SCREW W/T25 STARDRIVE 24MM F/IM NAILS-STER | Trauma | EA
04.005.416S | 10886982085290 | 4.0MM TI LOCKING SCREW W/T25 STARDRIVE 26MM F/IM NAILS-STER | Trauma | EA
04.005.418S | 10886982085313 | 4.0MM TI LOCKING SCREW W/T25 STARDRIVE 28MM F/IM NAILS-STER | Trauma | EA
04.005.420S | 10886982085337 | 4.0MM TI LOCKING SCREW W/T25 STARDRIVE 30MM F/IM NAILS-STER | Trauma | EA
04.005.422S | 10886982085351 | 4.0MM TI LOCKING SCREW W/T25 STARDRIVE 32MM F/IM NAILS-STER | Trauma | EA
04.005.424S | 10886982085375 | 4.0MM TI LOCKING SCREW W/T25 STARDRIVE 34MM F/IM NAILS-STER | Trauma | EA
04.005.426S | 10886982085399 | 4.0MM TI LOCKING SCREW W/T25 STARDRIVE 36MM F/IM NAILS-STER | Trauma | EA
04.005.428S | 10886982085412 | 4.0MM TI LOCKING SCREW W/T25 STARDRIVE 38MM F/IM NAILS-STER | Trauma | EA
04.005.430S | 10886982085436 | 4.0MM TI LOCKING SCREW W/T25 STARDRIVE 40MM F/IM NAILS-STER | Trauma | EA
04.005.432S | 10886982085450 | 4.0MM TI LOCKING SCREW W/T25 STARDRIVE 42MM F/IM NAILS-STER | Trauma | EA
04.005.434S | 10886982085474 | 4.0MM TI LOCKING SCREW W/T25 STARDRIVE 44MM F/IM NAILS-STER | Trauma | EA
04.005.436S | 10886982085498 | 4.0MM TI LOCKING SCREW W/T25 STARDRIVE 46MM F/IM NAILS-STER | Trauma | EA
04.005.438S | 10886982085511 | 4.0MM TI LOCKING SCREW W/T25 STARDRIVE 48MM F/IM NAILS-STER | Trauma | EA
04.005.440S | 10886982085535 | 4.0MM TI LOCKING SCREW W/T25 STARDRIVE 50MM F/IM NAILS-STER | Trauma | EA
04.005.442S | 10886982085559 | 4.0MM TI LOCKING SCREW W/T25 STARDRIVE 52MM F/IM NAILS-STER | Trauma | EA
04.005.444S | 10886982085573 | 4.0MM TI LOCKING SCREW W/T25 STARDRIVE 54MM F/IM NAILS-STER | Trauma | EA
04.005.446S | 10886982085597 | 4.0MM TI LOCKING SCREW W/T25 STARDRIVE 56MM F/IM NAILS-STER | Trauma | EA
04.005.448S | 10886982085610 | 4.0MM TI LOCKING SCREW W/T25 STARDRIVE 58MM F/IM NAILS-STER | Trauma | EA
04.005.450S | 10886982085634 | 4.0MM TI LOCKING SCREW W/T25 STARDRIVE 60MM F/IM NAILS-STER | Trauma | EA
04.005.452S | 10886982085658 | 4.0MM TI LOCKING SCREW W/T25 STARDRIVE 62MM F/IM NAILS-STER | Trauma | EA
04.005.454S | 10886982085672 | 4.0MM TI LOCKING SCREW W/T25 STARDRIVE 64MM F/IM NAILS-STER | Trauma | EA
04.005.456S | 10886982085696 | 4.0MM TI LOCKING SCREW W/T25 STARDRIVE 66MM F/IM NAILS-STER | Trauma | EA
04.005.458S | 10886982085719 | 4.0MM TI LOCKING SCREW W/T25 STARDRIVE 68MM F/IM NAILS-STER | Trauma | EA
04.005.460S | 10886982085733 | 4.0MM TI LOCKING SCREW W/T25 STARDRIVE 70MM F/IM NAILS-STER | Trauma | EA
306.001 | 10886982185259 | CARRYING CASE F/COMPARTMENTAL PRESSURE MONITORING SYSTEM | Trauma | EA
04.005.462S | 10886982085757 | 4.0MM TI LOCKING SCREW W/T25 STARDRIVE 72MM F/IM NAILS-STER | Trauma | EA
04.005.464S | 10886982085771 | 4.0MM TI LOCKING SCREW W/T25 STARDRIVE 74MM F/IM NAILS-STER | Trauma | EA
04.005.466S | 10886982085795 | 4.0MM TI LOCKING SCREW W/T25 STARDRIVE 76MM F/IM NAILS-STER | Trauma | EA
04.005.468S | 10886982085818 | 4.0MM TI LOCKING SCREW W/T25 STARDRIVE 78MM F/IM NAILS-STER | Trauma | EA
04.005.470S | 10886982085832 | 4.0MM TI LOCKING SCREW W/T25 STARDRIVE 80MM F/IM NAILS-STER | Trauma | EA
04.005.408 | 10886982085207 | 4.0MM TI LOCKING SCREW W/T25 STARDRIVE 18MM FOR IM NAILS | Trauma | EA
04.005.410 | 10886982085221 | 4.0MM TI LOCKING SCREW W/T25 STARDRIVE 20MM FOR IM NAILS | Trauma | EA
04.005.412 | 10886982085245 | 4.0MM TI LOCKING SCREW W/T25 STARDRIVE 22MM FOR IM NAILS | Trauma | EA
04.005.414 | 10886982085269 | 4.0MM TI LOCKING SCREW W/T25 STARDRIVE 24MM FOR IM NAILS | Trauma | EA
04.005.416 | 10886982085283 | 4.0MM TI LOCKING SCREW W/T25 STARDRIVE 26MM FOR IM NAILS | Trauma | EA
04.005.418 | 10886982085306 | 4.0MM TI LOCKING SCREW W/T25 STARDRIVE 28MM FOR IM NAILS | Trauma | EA
04.005.420 | 10886982085320 | 4.0MM TI LOCKING SCREW W/T25 STARDRIVE 30MM FOR IM NAILS | Trauma | EA
04.005.422 | 10886982085344 | 4.0MM TI LOCKING SCREW W/T25 STARDRIVE 32MM FOR IM NAILS | Trauma | EA
04.005.424 | 10886982085368 | 4.0MM TI LOCKING SCREW W/T25 STARDRIVE 34MM FOR IM NAILS | Trauma | EA
04.005.426 | 10886982085382 | 4.0MM TI LOCKING SCREW W/T25 STARDRIVE 36MM FOR IM NAILS | Trauma | EA
04.005.428 | 10886982085405 | 4.0MM TI LOCKING SCREW W/T25 STARDRIVE 38MM FOR IM NAILS | Trauma | EA
04.005.430 | 10886982085429 | 4.0MM TI LOCKING SCREW W/T25 STARDRIVE 40MM FOR IM NAILS | Trauma | EA
04.005.432 | 10886982085443 | 4.0MM TI LOCKING SCREW W/T25 STARDRIVE 42MM FOR IM NAILS | Trauma | EA
04.005.434 | 10886982085467 | 4.0MM TI LOCKING SCREW W/T25 STARDRIVE 44MM FOR IM NAILS | Trauma | EA
04.005.436 | 10886982085481 | 4.0MM TI LOCKING SCREW W/T25 STARDRIVE 46MM FOR IM NAILS | Trauma | EA
04.005.440 | 10886982085528 | 4.0MM TI LOCKING SCREW W/T25 STARDRIVE 50MM FOR IM NAILS | Trauma | EA
04.005.442 | 10886982085542 | 4.0MM TI LOCKING SCREW W/T25 STARDRIVE 52MM FOR IM NAILS | Trauma | EA
04.005.444 | 10886982085566 | 4.0MM TI LOCKING SCREW W/T25 STARDRIVE 54MM FOR IM NAILS | Trauma | EA
04.005.446 | 10886982085580 | 4.0MM TI LOCKING SCREW W/T25 STARDRIVE 56MM FOR IM NAILS | Trauma | EA
04.005.448 | 10886982085603 | 4.0MM TI LOCKING SCREW W/T25 STARDRIVE 58MM FOR IM NAILS | Trauma | EA
04.005.450 | 10886982085627 | 4.0MM TI LOCKING SCREW W/T25 STARDRIVE 60MM FOR IM NAILS | Trauma | EA
04.005.452 | 10886982085641 | 4.0MM TI LOCKING SCREW W/T25 STARDRIVE 62MM FOR IM NAILS | Trauma | EA
04.005.454 | 10886982085665 | 4.0MM TI LOCKING SCREW W/T25 STARDRIVE 64MM FOR IM NAILS | Trauma | EA
04.005.456 | 10886982085689 | 4.0MM TI LOCKING SCREW W/T25 STARDRIVE 66MM FOR IM NAILS | Trauma | EA
04.005.458 | 10886982085702 | 4.0MM TI LOCKING SCREW W/T25 STARDRIVE 68MM FOR IM NAILS | Trauma | EA
04.005.460 | 10886982085726 | 4.0MM TI LOCKING SCREW W/T25 STARDRIVE 70MM FOR IM NAILS | Trauma | EA
04.005.462 | 10886982085740 | 4.0MM TI LOCKING SCREW W/T25 STARDRIVE 72MM FOR IM NAILS | Trauma | EA
04.005.464 | 10886982085764 | 4.0MM TI LOCKING SCREW W/T25 STARDRIVE 74MM FOR IM NAILS | Trauma | EA
04.005.466 | 10886982085788 | 4.0MM TI LOCKING SCREW W/T25 STARDRIVE 76MM FOR IM NAILS | Trauma | EA
04.005.468 | 10886982085801 | 4.0MM TI LOCKING SCREW W/T25 STARDRIVE 78MM FOR IM NAILS | Trauma | EA
04.005.470 | 10886982085825 | 4.0MM TI LOCKING SCREW W/T25 STARDRIVE 80MM FOR IM NAILS | Trauma | EA
04.005.438 | 10886982085504 | 4.0MM TI LOCKING SCREW W/T25 STARDRIVE 48MM FOR IM NAILS | Trauma | EA
04.005.516S | 10886982085856 | 5.0MM TI LOCKING SCREW W/T25 STARDRIVE 26MM F/IM NAIL-STER | Trauma | EA
04.005.518S | 10886982085870 | 5.0MM TI LOCKING SCREW W/T25 STARDRIVE 28MM F/IM NAIL-STER | Trauma | EA
04.005.520S | 10886982085894 | 5.0MM TI LOCKING SCREW W/T25 STARDRIVE 30MM F/IM NAIL-STER | Trauma | EA
04.005.522S | 10886982085917 | 5.0MM TI LOCKING SCREW W/T25 STARDRIVE 32MM F/IM NAIL-STER | Trauma | EA
04.005.524S | 10886982085931 | 5.0MM TI LOCKING SCREW W/T25 STARDRIVE 34MM F/IM NAIL-STER | Trauma | EA
04.005.526S | 10886982085955 | 5.0MM TI LOCKING SCREW W/T25 STARDRIVE 36MM F/IM NAIL-STER | Trauma | EA
04.005.528S | 10886982085979 | 5.0MM TI LOCKING SCREW W/T25 STARDRIVE 38MM F/IM NAIL-STER | Trauma | EA
04.005.530S | 10886982085993 | 5.0MM TI LOCKING SCREW W/T25 STARDRIVE 40MM F/IM NAIL-STER | Trauma | EA
04.005.532S | 10886982086013 | 5.0MM TI LOCKING SCREW W/T25 STARDRIVE 42MM F/IM NAIL-STER | Trauma | EA
04.005.534S | 10886982086037 | 5.0MM TI LOCKING SCREW W/T25 STARDRIVE 44MM F/IM NAIL-STER | Trauma | EA
04.005.536S | 10886982086051 | 5.0MM TI LOCKING SCREW W/T25 STARDRIVE 46MM F/IM NAIL-STER | Trauma | EA
04.005.538S | 10886982086075 | 5.0MM TI LOCKING SCREW W/T25 STARDRIVE 48MM F/IM NAIL-STER | Trauma | EA
04.005.540S | 10886982086099 | 5.0MM TI LOCKING SCREW W/T25 STARDRIVE 50MM F/IM NAIL-STER | Trauma | EA
04.005.542S | 10886982086112 | 5.0MM TI LOCKING SCREW W/T25 STARDRIVE 52MM F/IM NAIL-STER | Trauma | EA
04.005.616S | 10886982086495 | 6.0MM TI LOCKING SCREW W/T25 STARDRIVE 26MM F/IM NAIL-STER | Trauma | EA
04.005.618S | 10886982086518 | 6.0MM TI LOCKING SCREW W/T25 STARDRIVE 28MM F/IM NAIL-STER | Trauma | EA
04.005.620S | 10886982086532 | 6.0MM TI LOCKING SCREW W/T25 STARDRIVE 30MM F/IM NAIL-STER | Trauma | EA
04.005.544S | 10886982086136 | 5.0MM TI LOCKING SCREW W/T25 STARDRIVE 54MM F/IM NAIL-STER | Trauma | EA
04.005.622S | 10886982086556 | 6.0MM TI LOCKING SCREW W/T25 STARDRIVE 32MM F/IM NAIL-STER | Trauma | EA
04.005.624S | 10886982086570 | 6.0MM TI LOCKING SCREW W/T25 STARDRIVE 34MM F/IM NAIL-STER | Trauma | EA
04.005.546S | 10886982086150 | 5.0MM TI LOCKING SCREW W/T25 STARDRIVE 56MM F/IM NAIL-STER | Trauma | EA
04.005.548S | 10886982086174 | 5.0MM TI LOCKING SCREW W/T25 STARDRIVE 58MM F/IM NAIL-STER | Trauma | EA
04.005.626S | 10886982086594 | 6.0MM TI LOCKING SCREW W/T25 STARDRIVE 36MM F/IM NAIL-STER | Trauma | EA
04.005.550S | 10886982086198 | 5.0MM TI LOCKING SCREW W/T25 STARDRIVE 60MM F/IM NAIL-STER | Trauma | EA
04.005.628S | 10886982086617 | 6.0MM TI LOCKING SCREW W/T25 STARDRIVE 38MM F/IM NAIL-STER | Trauma | EA
04.005.552S | 10886982086211 | 5.0MM TI LOCKING SCREW W/T25 STARDRIVE 62MM F/IM NAIL-STER | Trauma | EA
04.005.630S | 10886982086631 | 6.0MM TI LOCKING SCREW W/T25 STARDRIVE 40MM F/IM NAIL-STER | Trauma | EA
04.005.554S | 10886982086235 | 5.0MM TI LOCKING SCREW W/T25 STARDRIVE 64MM F/IM NAIL-STER | Trauma | EA
04.005.632S | 10886982086655 | 6.0MM TI LOCKING SCREW W/T25 STARDRIVE 42MM F/IM NAIL-STER | Trauma | EA
04.005.556S | 10886982086259 | 5.0MM TI LOCKING SCREW W/T25 STARDRIVE 66MM F/IM NAIL-STER | Trauma | EA
04.005.634S | 10886982086679 | 6.0MM TI LOCKING SCREW W/T25 STARDRIVE 44MM F/IM NAIL-STER | Trauma | EA
04.005.558S | 10886982086273 | 5.0MM TI LOCKING SCREW W/T25 STARDRIVE 68MM F/IM NAIL-STER | Trauma | EA
04.005.636S | 10886982086693 | 6.0MM TI LOCKING SCREW W/T25 STARDRIVE 46MM F/IM NAIL-STER | Trauma | EA
04.005.638S | 10886982086716 | 6.0MM TI LOCKING SCREW W/T25 STARDRIVE 48MM F/IM NAIL-STER | Trauma | EA
04.005.560S | 10886982086297 | 5.0MM TI LOCKING SCREW W/T25 STARDRIVE 70MM F/IM NAIL-STER | Trauma | EA
04.005.562S | 10886982086310 | 5.0MM TI LOCKING SCREW W/T25 STARDRIVE 72MM F/IM NAIL-STER | Trauma | EA
04.005.640S | 10886982086730 | 6.0MM TI LOCKING SCREW W/T25 STARDRIVE 50MM F/IM NAIL-STER | Trauma | EA
04.005.564S | 10886982086334 | 5.0MM TI LOCKING SCREW W/T25 STARDRIVE 74MM F/IM NAIL-STER | Trauma | EA
04.005.642S | 10886982086754 | 6.0MM TI LOCKING SCREW W/T25 STARDRIVE 52MM F/IM NAIL-STER | Trauma | EA
04.005.644S | 10886982086778 | 6.0MM TI LOCKING SCREW W/T25 STARDRIVE 54MM F/IM NAIL-STER | Trauma | EA
04.005.646S | 10886982086792 | 6.0MM TI LOCKING SCREW W/T25 STARDRIVE 56MM F/IM NAIL-STER | Trauma | EA
04.005.648S | 10886982086815 | 6.0MM TI LOCKING SCREW W/T25 STARDRIVE 58MM F/IM NAIL-STER | Trauma | EA
04.005.566S | 10886982086358 | 5.0MM TI LOCKING SCREW W/T25 STARDRIVE 76MM F/IM NAIL-STER | Trauma | EA
04.005.568S | 10886982086372 | 5.0MM TI LOCKING SCREW W/T25 STARDRIVE 78MM F/IM NAIL-STER | Trauma | EA
04.005.570S | 10886982086396 | 5.0MM TI LOCKING SCREW W/T25 STARDRIVE 80MM F/IM NAIL-STER | Trauma | EA
04.005.650S | 10886982086839 | 6.0MM TI LOCKING SCREW W/T25 STARDRIVE 60MM F/IM NAIL-STER | Trauma | EA
04.003.007S | 10886982081421 | 16MM TI END CAP T40 STARDRIVE 10MM EXT-STER/FEMORAL NAILS-EX | Trauma | EA
04.005.654S | 10886982086853 | 6.0MM TI LOCKING SCREW W/T25 STARDRIVE 64MM F/IM NAIL-STER | Trauma | EA
04.005.575S | 10886982086419 | 5.0MM TI LOCKING SCREW W/T25 STARDRIVE 85MM F/IM NAIL-STER | Trauma | EA
04.005.580S | 10886982086433 | 5.0MM TI LOCKING SCREW W/T25 STARDRIVE 90MM F/IM NAIL-STER | Trauma | EA
04.005.658S | 10886982086877 | 6.0MM TI LOCKING SCREW W/T25 STARDRIVE 68MM F/IM NAIL-STER | Trauma | EA
04.005.585S | 10886982086457 | 5.0MM TI LOCKING SCREW W/T25 STARDRIVE 95MM F/IM NAIL-STER | Trauma | EA
04.005.662S | 10886982086891 | 6.0MM TI LOCKING SCREW W/T25 STARDRIVE 72MM F/IM NAIL-STER | Trauma | EA
04.005.666S | 10886982086914 | 6.0MM TI LOCKING SCREW W/T25 STARDRIVE 76MM F/IM NAIL-STER | Trauma | EA
04.005.590S | 10886982086471 | 5.0MM TI LOCKING SCREW W/T25 STARDRIVE 100MM F/IM NAIL-STER | Trauma | EA
04.005.670S | 10886982086938 | 6.0MM TI LOCKING SCREW W/T25 STARDRIVE 80MM F/IM NAIL-STER | Trauma | EA
04.005.675S | 10886982086952 | 6.0MM TI LOCKING SCREW W/T25 STARDRIVE 85MM F/IM NAIL-STER | Trauma | EA
04.005.680S | 10886982086976 | 6.0MM TI LOCKING SCREW W/T25 STARDRIVE 90MM F/IM NAIL-STER | Trauma | EA
04.005.685S | 10886982086990 | 6.0MM TI LOCKING SCREW W/T25 STARDRIVE 95MM F/IM NAIL-STER | Trauma | EA
04.005.690S | 10886982087010 | 6.0MM TI LOCKING SCREW W/T25 STARDRIVE 100MM F/IM NAIL-STER | Trauma | EA
04.005.516 | 10886982085849 | 5.0MM TI LOCKING SCREW W/T25 STARDRIVE 26MM FOR IM NAILS | Trauma | EA
04.005.616 | 10886982086488 | 6.0MM TI LOCKING SCREW W/T25 STARDRIVE 26MM FOR IM NAILS | Trauma | EA
04.005.618 | 10886982086501 | 6.0MM TI LOCKING SCREW W/T25 STARDRIVE 28MM FOR IM NAILS | Trauma | EA
04.005.620 | 10886982086525 | 6.0MM TI LOCKING SCREW W/T25 STARDRIVE 30MM FOR IM NAILS | Trauma | EA
04.005.622 | 10886982086549 | 6.0MM TI LOCKING SCREW W/T25 STARDRIVE 32MM FOR IM NAILS | Trauma | EA
04.005.624 | 10886982086563 | 6.0MM TI LOCKING SCREW W/T25 STARDRIVE 34MM FOR IM NAILS | Trauma | EA
04.005.626 | 10886982086587 | 6.0MM TI LOCKING SCREW W/T25 STARDRIVE 36MM FOR IM NAILS | Trauma | EA
04.005.628 | 10886982086600 | 6.0MM TI LOCKING SCREW W/T25 STARDRIVE 38MM FOR IM NAILS | Trauma | EA
04.005.630 | 10886982086624 | 6.0MM TI LOCKING SCREW W/T25 STARDRIVE 40MM FOR IM NAILS | Trauma | EA
04.005.518 | 10886982085863 | 5.0MM TI LOCKING SCREW W/T25 STARDRIVE 28MM FOR IM NAILS | Trauma | EA
04.005.632 | 10886982086648 | 6.0MM TI LOCKING SCREW W/T25 STARDRIVE 42MM FOR IM NAILS | Trauma | EA
04.005.520 | 10886982085887 | 5.0MM TI LOCKING SCREW W/T25 STARDRIVE 30MM FOR IM NAILS | Trauma | EA
04.005.634 | 10886982086662 | 6.0MM TI LOCKING SCREW W/T25 STARDRIVE 44MM FOR IM NAILS | Trauma | EA
04.005.522 | 10886982085900 | 5.0MM TI LOCKING SCREW W/T25 STARDRIVE 32MM FOR IM NAILS | Trauma | EA
04.005.524 | 10886982085924 | 5.0MM TI LOCKING SCREW W/T25 STARDRIVE 34MM FOR IM NAILS | Trauma | EA
04.005.526 | 10886982085948 | 5.0MM TI LOCKING SCREW W/T25 STARDRIVE 36MM FOR IM NAILS | Trauma | EA
04.005.528 | 10886982085962 | 5.0MM TI LOCKING SCREW W/T25 STARDRIVE 38MM FOR IM NAILS | Trauma | EA
04.005.530 | 10886982085986 | 5.0MM TI LOCKING SCREW W/T25 STARDRIVE 40MM FOR IM NAILS | Trauma | EA
04.005.636 | 10886982086686 | 6.0MM TI LOCKING SCREW W/T25 STARDRIVE 46MM FOR IM NAILS | Trauma | EA
04.005.638 | 10886982086709 | 6.0MM TI LOCKING SCREW W/T25 STARDRIVE 48MM FOR IM NAILS | Trauma | EA
04.005.640 | 10886982086723 | 6.0MM TI LOCKING SCREW W/T25 STARDRIVE 50MM FOR IM NAILS | Trauma | EA
04.005.642 | 10886982086747 | 6.0MM TI LOCKING SCREW W/T25 STARDRIVE 52MM FOR IM NAILS | Trauma | EA
04.005.644 | 10886982086761 | 6.0MM TI LOCKING SCREW W/T25 STARDRIVE 54MM FOR IM NAILS | Trauma | EA
04.005.646 | 10886982086785 | 6.0MM TI LOCKING SCREW W/T25 STARDRIVE 56MM FOR IM NAILS | Trauma | EA
04.005.648 | 10886982086808 | 6.0MM TI LOCKING SCREW W/T25 STARDRIVE 58MM FOR IM NAILS | Trauma | EA
04.005.650 | 10886982086822 | 6.0MM TI LOCKING SCREW W/T25 STARDRIVE 60MM FOR IM NAILS | Trauma | EA
04.005.654 | 10886982086846 | 6.0MM TI LOCKING SCREW W/T25 STARDRIVE 64MM FOR IM NAILS | Trauma | EA
04.005.658 | 10886982086860 | 6.0MM TI LOCKING SCREW W/T25 STARDRIVE 68MM FOR IM NAILS | Trauma | EA
04.005.532 | 10886982086006 | 5.0MM TI LOCKING SCREW W/T25 STARDRIVE 42MM FOR IM NAILS | Trauma | EA
04.005.662 | 10886982086884 | 6.0MM TI LOCKING SCREW W/T25 STARDRIVE 72MM FOR IM NAILS | Trauma | EA
04.005.666 | 10886982086907 | 6.0MM TI LOCKING SCREW W/T25 STARDRIVE 76MM FOR IM NAILS | Trauma | EA
04.005.670 | 10886982086921 | 6.0MM TI LOCKING SCREW W/T25 STARDRIVE 80MM FOR IM NAILS | Trauma | EA
04.005.675 | 10886982086945 | 6.0MM TI LOCKING SCREW W/T25 STARDRIVE 85MM FOR IM NAILS | Trauma | EA
04.005.680 | 10886982086969 | 6.0MM TI LOCKING SCREW W/T25 STARDRIVE 90MM FOR IM NAILS | Trauma | EA
04.005.685 | 10886982086983 | 6.0MM TI LOCKING SCREW W/T25 STARDRIVE 95MM FOR IM NAILS | Trauma | EA
04.005.534 | 10886982086020 | 5.0MM TI LOCKING SCREW W/T25 STARDRIVE 44MM FOR IM NAILS | Trauma | EA
04.005.690 | 10886982087003 | 6.0MM TI LOCKING SCREW W/T25 STARDRIVE 100MM FOR IM NAILS | Trauma | EA
04.005.536 | 10886982086044 | 5.0MM TI LOCKING SCREW W/T25 STARDRIVE 46MM FOR IM NAILS | Trauma | EA
04.005.538 | 10886982086068 | 5.0MM TI LOCKING SCREW W/T25 STARDRIVE 48MM FOR IM NAILS | Trauma | EA
04.005.540 | 10886982086082 | 5.0MM TI LOCKING SCREW W/T25 STARDRIVE 50MM FOR IM NAILS | Trauma | EA
04.005.542 | 10886982086105 | 5.0MM TI LOCKING SCREW W/T25 STARDRIVE 52MM FOR IM NAILS | Trauma | EA
04.005.544 | 10886982086129 | 5.0MM TI LOCKING SCREW W/T25 STARDRIVE 54MM FOR IM NAILS | Trauma | EA
04.005.546 | 10886982086143 | 5.0MM TI LOCKING SCREW W/T25 STARDRIVE 56MM FOR IM NAILS | Trauma | EA
04.005.548 | 10886982086167 | 5.0MM TI LOCKING SCREW W/T25 STARDRIVE 58MM FOR IM NAILS | Trauma | EA
04.005.550 | 10886982086181 | 5.0MM TI LOCKING SCREW W/T25 STARDRIVE 60MM FOR IM NAILS | Trauma | EA
04.005.552 | 10886982086204 | 5.0MM TI LOCKING SCREW W/T25 STARDRIVE 62MM FOR IM NAILS | Trauma | EA
04.005.554 | 10886982086228 | 5.0MM TI LOCKING SCREW W/T25 STARDRIVE 64MM FOR IM NAILS | Trauma | EA
04.005.556 | 10886982086242 | 5.0MM TI LOCKING SCREW W/T25 STARDRIVE 66MM FOR IM NAILS | Trauma | EA
04.005.558 | 10886982086266 | 5.0MM TI LOCKING SCREW W/T25 STARDRIVE 68MM FOR IM NAILS | Trauma | EA
04.005.560 | 10886982086280 | 5.0MM TI LOCKING SCREW W/T25 STARDRIVE 70MM FOR IM NAILS | Trauma | EA
04.005.562 | 10886982086303 | 5.0MM TI LOCKING SCREW W/T25 STARDRIVE 72MM FOR IM NAILS | Trauma | EA
04.005.564 | 10886982086327 | 5.0MM TI LOCKING SCREW W/T25 STARDRIVE 74MM FOR IM NAILS | Trauma | EA
04.005.566 | 10886982086341 | 5.0MM TI LOCKING SCREW W/T25 STARDRIVE 76MM FOR IM NAILS | Trauma | EA
04.005.568 | 10886982086365 | 5.0MM TI LOCKING SCREW W/T25 STARDRIVE 78MM FOR IM NAILS | Trauma | EA
04.005.570 | 10886982086389 | 5.0MM TI LOCKING SCREW W/T25 STARDRIVE 80MM FOR IM NAILS | Trauma | EA
04.005.575 | 10886982086402 | 5.0MM TI LOCKING SCREW W/T25 STARDRIVE 85MM FOR IM NAILS | Trauma | EA
04.005.580 | 10886982086426 | 5.0MM TI LOCKING SCREW W/T25 STARDRIVE 90MM FOR IM NAILS | Trauma | EA
04.005.585 | 10886982086440 | 5.0MM TI LOCKING SCREW W/T25 STARDRIVE 95MM FOR IM NAILS | Trauma | EA
04.005.590 | 10886982086464 | 5.0MM TI LOCKING SCREW W/T25 STARDRIVE 100MM FOR IM NAILS | Trauma | EA
305.095 | 10886982184603 | LID FOR 1.0MM/1.3MM HAND MODULE CASE | Trauma | EA
305.096 | 10886982184610 | LID FOR 1.5MM HAND MODULE CASE | Trauma | EA
305.097 | 10886982184627 | LID FOR 2.0MM HAND MODULE CASE | Trauma | EA
305.098 | 10886982184634 | LID FOR 2.4MM HAND MODULE CASE | Trauma | EA
04.001.000 | 10886982080721 | TI END CAP T25 STRDRV 0MM EXT HUMERAL NAIL-EX SPIRAL BLADE | Trauma | EA
04.001.001 | 10886982080745 | TI END CAP T25 STRDRV 5MM EXT HUMERAL NAIL-EX SPIRAL BLADE | Trauma | EA
04.001.002 | 10886982080769 | TI END CAP T25 STRDRV 10MM EXT HUMERAL NAIL-EX SPIRAL BLADE | Trauma | EA
04.001.003 | 10886982080783 | TI END CAP T25 STRDRV 15MM EXT HUMERAL NAIL-EX SPIRAL BLADE | Trauma | EA
04.015.520S | 10886982088819 | 5.0MM TI DUAL CORE LCKNG SCREW T25 STRDRV 30MM/IM NAILS-STER | Trauma | EA
04.013.000 | 10886982087348 | TI END CAP T40 STRDRV 0MM EXT RETRO FEMORAL NAIL-EX SPRL BLD | Trauma | EA
04.003.000 | 10886982081292 | TI END CAP T40 STARDRIVE 0MM EXT FOR FEMORAL NAILS-EX | Trauma | EA
04.003.001 | 10886982081315 | 12MM TI END CAP T40 STARDRIVE 5MM EXT FOR FEMORAL NAILS-EX | Trauma | EA
04.013.000S | 10886982087355 | TI END CAP T40 STRDRV-0MM EXT RETR FEM NAIL-EX SPRL BLD-STER | Trauma | EA
04.015.525S | 10886982088840 | 5.0MM TI DUAL CORE LCKNG SCREW T25 STRDRV 35MM/IM NAILS-STER | Trauma | EA
04.003.002 | 10886982081339 | 12MM TI END CAP T40 STARDRIVE 10MM EXT FOR FEMORAL NAILS-EX | Trauma | EA
04.003.003 | 10886982081353 | 12MM TI END CAP T40 STARDRIVE 15MM EXT FOR FEMORAL NAILS-EX | Trauma | EA
04.003.004 | 10886982081377 | 12MM TI END CAP T40 STARDRIVE 20MM EXT FOR FEMORAL NAILS-EX | Trauma | EA
04.015.530S | 10886982088871 | 5.0MM TI DUAL CORE LCKNG SCREW T25 STRDRV 40MM/IM NAILS-STER | Trauma | EA
04.015.520 | 10886982088802 | 5.0MM TI DUAL CORE LCKNG SCREW T25 STARDRIVE 30MM F/IM NAILS | Trauma | EA
04.015.535S | 10886982088901 | 5.0MM TI DUAL CORE LCKNG SCREW T25 STRDRV 45MM/IM NAILS-STER | Trauma | EA
04.015.540S | 10886982088932 | 5.0MM TI DUAL CORE LCKNG SCREW T25 STRDRV 50MM/IM NAILS-STER | Trauma | EA
04.015.525 | 10886982088833 | 5.0MM TI DUAL CORE LCKNG SCREW T25 STARDRIVE 35MM F/IM NAILS | Trauma | EA
04.015.545S | 10886982088963 | 5.0MM TI DUAL CORE LCKNG SCREW T25 STRDRV 55MM/IM NAILS-STER | Trauma | EA
04.015.550S | 10886982088994 | 5.0MM TI DUAL CORE LCKNG SCREW T25 STRDRV 60MM/IM NAILS-STER | Trauma | EA
04.015.530 | 10886982088864 | 5.0MM TI DUAL CORE LCKNG SCREW T25 STARDRIVE 40MM F/IM NAILS | Trauma | EA
04.015.535 | 10886982088895 | 5.0MM TI DUAL CORE LCKNG SCREW T25 STARDRIVE 45MM F/IM NAILS | Trauma | EA
04.015.540 | 10886982088925 | 5.0MM TI DUAL CORE LCKNG SCREW T25 STARDRIVE 50MM F/IM NAILS | Trauma | EA
04.015.555S | 10886982089021 | 5.0MM TI DUAL CORE LCKNG SCREW T25 STRDRV 65MM/IM NAILS-STER | Trauma | EA
04.015.545 | 10886982088956 | 5.0MM TI DUAL CORE LCKNG SCREW T25 STARDRIVE 55MM F/IM NAILS | Trauma | EA
04.015.560S | 10886982089052 | 5.0MM TI DUAL CORE LCKNG SCREW T25 STRDRV 70MM/IM NAILS-STER | Trauma | EA
04.015.550 | 10886982088987 | 5.0MM TI DUAL CORE LCKNG SCREW T25 STARDRIVE 60MM F/IM NAILS | Trauma | EA
04.015.565S | 10886982089083 | 5.0MM TI DUAL CORE LCKNG SCREW T25 STRDRV 75MM/IM NAILS-STER | Trauma | EA
04.015.555 | 10886982089014 | 5.0MM TI DUAL CORE LCKNG SCREW T25 STARDRIVE 65MM F/IM NAILS | Trauma | EA
04.015.570S | 10886982089113 | 5.0MM TI DUAL CORE LCKNG SCREW T25 STRDRV 80MM/IM NAILS-STER | Trauma | EA
04.015.560 | 10886982089045 | 5.0MM TI DUAL CORE LCKNG SCREW T25 STARDRIVE 70MM F/IM NAILS | Trauma | EA
04.015.575S | 10886982089144 | 5.0MM TI DUAL CORE LCKNG SCREW T25 STRDRV 85MM/IM NAILS-STER | Trauma | EA
04.015.565 | 10886982089076 | 5.0MM TI DUAL CORE LCKNG SCREW T25 STARDRIVE 75MM F/IM NAILS | Trauma | EA
04.015.580S | 10886982089175 | 5.0MM TI DUAL CORE LCKNG SCREW T25 STRDRV 90MM/IM NAILS-STER | Trauma | EA
04.015.570 | 10886982089106 | 5.0MM TI DUAL CORE LCKNG SCREW T25 STARDRIVE 80MM F/IM NAILS | Trauma | EA
04.015.575 | 10886982089137 | 5.0MM TI DUAL CORE LCKNG SCREW T25 STARDRIVE 85MM F/IM NAILS | Trauma | EA
04.015.580 | 10886982089168 | 5.0MM TI DUAL CORE LCKNG SCREW T25 STARDRIVE 90MM F/IM NAILS | Trauma | EA
04.003.006 | 10886982081391 | 16MM TI END CAP T40 STARDRIVE 5MM EXT FOR FEMORAL NAILS-EX | Trauma | EA
04.003.007 | 10886982081414 | 16MM TI END CAP T40 STARDRIVE 10MM EXT FOR FEMORAL NAILS-EX | Trauma | EA
04.003.008 | 10886982081438 | 16MM TI END CAP T40 STARDRIVE 15MM EXT FOR FEMORAL NAILS-EX | Trauma | EA
04.003.009 | 10886982081452 | 16MM TI END CAP T40 STARDRIVE 20MM EXT FOR FEMORAL NAILS-EX | Trauma | EA
04.003.006S | 10886982081407 | 16MM TI END CAP T40 STARDRIVE 5MM EXT-STER/FEMORAL NAILS-EX | Trauma | EA
04.003.008S | 10886982081445 | 16MM TI END CAP T40 STARDRIVE 15MM EXT-STER/FEMORAL NAILS-EX | Trauma | EA
04.003.009S | 10886982081469 | 16MM TI END CAP T40 STARDRIVE 20MM EXT-STER/FEMORAL NAILS-EX | Trauma | EA
04.003.000S | 10886982081308 | TI END CAP T40 STRDRV 0MM EXT STERILE FOR FEMORAL NAILS-EX | Trauma | EA
04.003.001S | 10886982081322 | 12MM TI END CAP T40 STARDRIVE 5MM EXT-STER/FEMORAL NAILS-EX | Trauma | EA
04.003.002S | 10886982081346 | 12MM TI END CAP T40 STARDRIVE 10MM EXT-STER/FEMORAL NAILS-EX | Trauma | EA
04.003.003S | 10886982081360 | 12MM TI END CAP T40 STARDRIVE 15MM EXT-STER/FEMORAL NAILS-EX | Trauma | EA
04.003.004S | 10886982081384 | 12MM TI END CAP T40 STARDRIVE 20MM EXT-STER/FEMORAL NAILS-EX | Trauma | EA
338.341 | 10886982193384 | LCPÂ® DHHS(TM) INSERTER GUIDE | Trauma | EA
338.342 | 10886982193391 | LCPÂ® DHHS(TM) KEY ALIGNMENT SHAFT | Trauma | EA
338.346 | 10886982193414 | LCPÂ® DHHS(TM) INSERTER SHAFT | Trauma | EA
338.345 | 10886982193407 | LCPÂ® DHHS(TM) COUPLING SCREW 324MM | Trauma | EA
338.347 | 10886982193421 | LCPÂ® DHHS(TM) KEY IMPACTOR CANNULATED 300MM | Trauma | EA
338.348 | 10886982193438 | LCPÂ® DHHS(TM) IMPACTOR CAP | Trauma | EA
04.001.000S | 10886982080738 | TI END CAP T25 STRDRV 0MM EXT- STER/HUMERAL NAIL-EX SPRL BLD | Trauma | EA
04.001.001S | 10886982080752 | TI END CAP T25 STRDRV 5MM EXT- STER/HUMERAL NAIL-EX SPRL BLD | Trauma | EA
04.001.002S | 10886982080776 | TI END CAP T25 STRDRV 10MM EXT STER/HUMERAL NAIL-EX SPRL BLD | Trauma | EA
04.001.003S | 10886982080790 | TI END CAP T25 STRDRV 15MM EXT STER/HUMERAL NAIL-EX SPRL BLD | Trauma | EA
04.013.041 | 10886982087362 | TI SPIRAL BLADE 45MM FOR TI RETROGRADE FEMORAL NAILS-EX | Trauma | EA
04.013.042 | 10886982087386 | TI SPIRAL BLADE 50MM FOR TI RETROGRADE FEMORAL NAILS-EX | Trauma | EA
04.013.043 | 10886982087409 | TI SPIRAL BLADE 55MM FOR TI RETROGRADE FEMORAL NAILS-EX | Trauma | EA
04.013.044 | 10886982087423 | TI SPIRAL BLADE 60MM FOR TI RETROGRADE FEMORAL NAILS-EX | Trauma | EA
04.013.045 | 10886982087447 | TI SPIRAL BLADE 65MM FOR TI RETROGRADE FEMORAL NAILS-EX | Trauma | EA
04.013.046 | 10886982087461 | TI SPIRAL BLADE 70MM FOR TI RETROGRADE FEMORAL NAILS-EX | Trauma | EA
04.013.047 | 10886982087485 | TI SPIRAL BLADE 75MM FOR TI RETROGRADE FEMORAL NAILS-EX | Trauma | EA
04.013.048 | 10886982087508 | TI SPIRAL BLADE 80MM FOR TI RETROGRADE FEMORAL NAILS-EX | Trauma | EA
04.013.049 | 10886982087522 | TI SPIRAL BLADE 85MM FOR TI RETROGRADE FEMORAL NAILS-EX | Trauma | EA
04.013.050 | 10886982087546 | TI SPIRAL BLADE 90MM FOR TI RETROGRADE FEMORAL NAILS-EX | Trauma | EA
04.013.051 | 10886982087560 | TI SPIRAL BLADE 95MM FOR TI RETROGRADE FEMORAL NAILS-EX | Trauma | EA
04.013.052 | 10886982087584 | TI SPIRAL BLADE 100MM FOR TI RETROGRADE FEMORAL NAILS-EX | Trauma | EA
04.013.041S | 10886982087379 | TI SPIRAL BLD 45MM-STER F/TI RETROGRADE FEMORAL NAILS-EX | Trauma | EA
04.013.042S | 10886982087393 | TI SPIRAL BLD 50MM-STER F/TI RETROGRADE FEMORAL NAILS-EX | Trauma | EA
04.013.043S | 10886982087416 | TI SPIRAL BLD 55MM-STER F/TI RETROGRADE FEMORAL NAILS-EX | Trauma | EA
04.013.044S | 10886982087430 | TI SPIRAL BLD 60MM-STER F/TI RETROGRADE FEMORAL NAILS-EX | Trauma | EA
04.013.045S | 10886982087454 | TI SPIRAL BLD 65MM-STER F/TI RETROGRADE FEMORAL NAILS-EX | Trauma | EA
04.013.046S | 10886982087478 | TI SPIRAL BLD 70MM-STER F/TI RETROGRADE FEMORAL NAILS-EX | Trauma | EA
04.013.047S | 10886982087492 | TI SPIRAL BLD 75MM-STER F/TI RETROGRADE FEMORAL NAILS-EX | Trauma | EA
04.013.048S | 10886982087515 | TI SPIRAL BLD 80MM-STER F/TI RETROGRADE FEMORAL NAILS-EX | Trauma | EA
04.013.049S | 10886982087539 | TI SPIRAL BLD 85MM-STER F/TI RETROGRADE FEMORAL NAILS-EX | Trauma | EA
04.013.050S | 10886982087553 | TI SPIRAL BLD 90MM-STER F/TI RETROGRADE FEMORAL NAILS-EX | Trauma | EA
04.013.051S | 10886982087577 | TI SPIRAL BLD 95MM-STER F/TI RETROGRADE FEMORAL NAILS-EX | Trauma | EA
04.013.052S | 10886982087591 | TI SPIRAL BLD 100MM-STER F/TI RETROGRADE FEMORAL NAILS-EX | Trauma | EA
04.004.000 | 10886982083371 | TI END CAP WITH T40 STARDRIVE 0MM EXT F/TI TIBIAL NAILS-EX | Trauma | EA
04.004.001 | 10886982083395 | TI END CAP WITH T40 STARDRIVE 5MM EXT F/TI TIBIAL NAILS-EX | Trauma | EA
04.004.002 | 10886982083418 | TI END CAP WITH T40 STARDRIVE 10MM EXT F/TI TIBIAL NAILS-EX | Trauma | EA
04.004.003 | 10886982083432 | TI END CAP WITH T40 STARDRIVE 15MM EXT F/TI TIBIAL NAILS-EX | Trauma | EA
04.004.000S | 10886982083388 | TI END CAP W/T40 STRDRV 0MM EXT-STER F/TI TIBIAL NAILS-EX | Trauma | EA
04.004.001S | 10886982083401 | TI END CAP W/T40 STRDRV 5MM EXT-STER F/TI TIBIAL NAILS-EX | Trauma | EA
04.004.002S | 10886982083425 | TI END CAP W/T40 STRDRV 10MM EXT-STER F/TI TIBIAL NAILS-EX | Trauma | EA
04.004.003S | 10886982083449 | TI END CAP W/T40 STRDRV 15MM EXT-STER F/TI TIBIAL NAILS-EX | Trauma | EA
04.013.340S | 10886982087676 | 9MM TI CANN RETRO/ANTEGRADE FEMORAL NAIL-EX/300MM-STERILE | Trauma | EA
04.013.344S | 10886982087683 | 9MM TI CANN RETRO/ANTEGRADE FEMORAL NAIL-EX/320MM-STERILE | Trauma | EA
04.013.348S | 10886982087690 | 9MM TI CANN RETRO/ANTEGRADE FEMORAL NAIL-EX/340MM-STERILE | Trauma | EA
04.013.352S | 10886982087706 | 9MM TI CANN RETRO/ANTEGRADE FEMORAL NAIL-EX/360MM-STERILE | Trauma | EA
04.013.356S | 10886982087713 | 9MM TI CANN RETRO/ANTEGRADE FEMORAL NAIL-EX/380MM-STERILE | Trauma | EA
04.013.360S | 10886982087720 | 9MM TI CANN RETRO/ANTEGRADE FEMORAL NAIL-EX/400MM-STERILE | Trauma | EA
04.013.364S | 10886982087737 | 9MM TI CANN RETRO/ANTEGRADE FEMORAL NAIL-EX/420MM-STERILE | Trauma | EA
04.013.368S | 10886982087744 | 9MM TI CANN RETRO/ANTEGRADE FEMORAL NAIL-EX/440MM-STERILE | Trauma | EA
04.013.372S | 10886982087751 | 9MM TI CANN RETRO/ANTEGRADE FEMORAL NAIL-EX/460MM-STERILE | Trauma | EA
04.013.376S | 10886982087768 | 9MM TI CANN RETRO/ANTEGRADE FEMORAL NAIL-EX/480MM-STERILE | Trauma | EA
04.013.312S | 10886982087607 | 9MM TI CANNULATED RETROGRADE FEMORAL NAIL-EX/160MM-STERILE | Trauma | EA
04.013.316S | 10886982087614 | 9MM TI CANNULATED RETROGRADE FEMORAL NAIL-EX/180MM-STERILE | Trauma | EA
04.013.320S | 10886982087621 | 9MM TI CANNULATED RETROGRADE FEMORAL NAIL-EX/200MM-STERILE | Trauma | EA
04.013.324S | 10886982087638 | 9MM TI CANNULATED RETROGRADE FEMORAL NAIL-EX/220MM-STERILE | Trauma | EA
04.013.328S | 10886982087645 | 9MM TI CANNULATED RETROGRADE FEMORAL NAIL-EX/240MM-STERILE | Trauma | EA
04.013.332S | 10886982087652 | 9MM TI CANNULATED RETROGRADE FEMORAL NAIL-EX/260MM-STERILE | Trauma | EA
04.013.336S | 10886982087669 | 9MM TI CANNULATED RETROGRADE FEMORAL NAIL-EX/280MM-STERILE | Trauma | EA
04.013.412S | 10886982087775 | 10MM TI CANNULATED RETROGRADE FEMORAL NAIL-EX/160MM-STERILE | Trauma | EA
04.013.416S | 10886982087782 | 10MM TI CANNULATED RETROGRADE FEMORAL NAIL-EX/180MM-STERILE | Trauma | EA
04.013.420S | 10886982087799 | 10MM TI CANNULATED RETROGRADE FEMORAL NAIL-EX/200MM-STERILE | Trauma | EA
04.013.424S | 10886982087805 | 10MM TI CANNULATED RETROGRADE FEMORAL NAIL-EX/220MM-STERILE | Trauma | EA
04.013.428S | 10886982087812 | 10MM TI CANNULATED RETROGRADE FEMORAL NAIL-EX/240MM-STERILE | Trauma | EA
04.013.432S | 10886982087829 | 10MM TI CANNULATED RETROGRADE FEMORAL NAIL-EX/260MM-STERILE | Trauma | EA
04.013.436S | 10886982087836 | 10MM TI CANNULATED RETROGRADE FEMORAL NAIL-EX/280MM-STERILE | Trauma | EA
04.013.440S | 10886982087843 | 10MM TI CANN RETRO/ANTEGRADE FEMORAL NAIL-EX/300MM-STERILE | Trauma | EA
04.013.444S | 10886982087850 | 10MM TI CANN RETRO/ANTEGRADE FEMORAL NAIL-EX/320MM-STERILE | Trauma | EA
04.013.448S | 10886982087867 | 10MM TI CANN RETRO/ANTEGRADE FEMORAL NAIL-EX/340MM-STERILE | Trauma | EA
04.013.452S | 10886982087874 | 10MM TI CANN RETRO/ANTEGRADE FEMORAL NAIL-EX/360MM-STERILE | Trauma | EA
04.013.456S | 10886982087881 | 10MM TI CANN RETRO/ANTEGRADE FEMORAL NAIL-EX/380MM-STERILE | Trauma | EA
04.013.460S | 10886982087898 | 10MM TI CANN RETRO/ANTEGRADE FEMORAL NAIL-EX/400MM-STERILE | Trauma | EA
04.013.464S | 10886982087904 | 10MM TI CANN RETRO/ANTEGRADE FEMORAL NAIL-EX/420MM-STERILE | Trauma | EA
04.013.468S | 10886982087911 | 10MM TI CANN RETRO/ANTEGRADE FEMORAL NAIL-EX/440MM-STERILE | Trauma | EA
04.013.472S | 10886982087928 | 10MM TI CANN RETRO/ANTEGRADE FEMORAL NAIL-EX/460MM-STERILE | Trauma | EA
04.013.476S | 10886982087935 | 10MM TI CANN RETRO/ANTEGRADE FEMORAL NAIL-EX/480MM-STERILE | Trauma | EA
04.013.512S | 10886982087942 | 11MM TI CANNULATED RETROGRADE FEMORAL NAIL-EX/160MM-STERILE | Trauma | EA
04.013.516S | 10886982087959 | 11MM TI CANNULATED RETROGRADE FEMORAL NAIL-EX/180MM-STERILE | Trauma | EA
04.013.520S | 10886982087966 | 11MM TI CANNULATED RETROGRADE FEMORAL NAIL-EX/200MM-STERILE | Trauma | EA
04.013.524S | 10886982087973 | 11MM TI CANNULATED RETROGRADE FEMORAL NAIL-EX/220MM-STERILE | Trauma | EA
04.013.528S | 10886982087980 | 11MM TI CANNULATED RETROGRADE FEMORAL NAIL-EX/240MM-STERILE | Trauma | EA
04.013.532S | 10886982087997 | 11MM TI CANNULATED RETROGRADE FEMORAL NAIL-EX/260MM-STERILE | Trauma | EA
04.013.536S | 10886982088000 | 11MM TI CANNULATED RETROGRADE FEMORAL NAIL-EX/280MM-STERILE | Trauma | EA
04.013.540S | 10886982088017 | 11MM TI CANN RETRO/ANTEGRADE FEMORAL NAIL-EX/300MM-STERILE | Trauma | EA
04.013.544S | 10886982088024 | 11MM TI CANN RETRO/ANTEGRADE FEMORAL NAIL-EX/320MM-STERILE | Trauma | EA
04.013.548S | 10886982088031 | 11MM TI CANN RETRO/ANTEGRADE FEMORAL NAIL-EX/340MM-STERILE | Trauma | EA
04.013.552S | 10886982088048 | 11MM TI CANN RETRO/ANTEGRADE FEMORAL NAIL-EX/360MM-STERILE | Trauma | EA
04.013.556S | 10886982088055 | 11MM TI CANN RETRO/ANTEGRADE FEMORAL NAIL-EX/380MM-STERILE | Trauma | EA
04.013.560S | 10886982088062 | 11MM TI CANN RETRO/ANTEGRADE FEMORAL NAIL-EX/400MM-STERILE | Trauma | EA
04.013.564S | 10886982088079 | 11MM TI CANN RETRO/ANTEGRADE FEMORAL NAIL-EX/420MM-STERILE | Trauma | EA
04.013.568S | 10886982088086 | 11MM TI CANN RETRO/ANTEGRADE FEMORAL NAIL-EX/440MM-STERILE | Trauma | EA
04.013.572S | 10886982088093 | 11MM TI CANN RETRO/ANTEGRADE FEMORAL NAIL-EX/460MM-STERILE | Trauma | EA
04.013.576S | 10886982088109 | 11MM TI CANN RETRO/ANTEGRADE FEMORAL NAIL-EX/480MM-STERILE | Trauma | EA
04.013.612S | 10886982088116 | 12MM TI CANNULATED RETROGRADE FEMORAL NAIL-EX/160MM-STERILE | Trauma | EA
04.013.616S | 10886982088123 | 12MM TI CANNULATED RETROGRADE FEMORAL NAIL-EX/180MM-STERILE | Trauma | EA
04.013.620S | 10886982088130 | 12MM TI CANNULATED RETROGRADE FEMORAL NAIL-EX/200MM-STERILE | Trauma | EA
04.013.624S | 10886982088147 | 12MM TI CANNULATED RETROGRADE FEMORAL NAIL-EX/220MM-STERILE | Trauma | EA
04.013.628S | 10886982088154 | 12MM TI CANNULATED RETROGRADE FEMORAL NAIL-EX/240MM-STERILE | Trauma | EA
04.013.632S | 10886982088161 | 12MM TI CANNULATED RETROGRADE FEMORAL NAIL-EX/260MM-STERILE | Trauma | EA
04.013.636S | 10886982088178 | 12MM TI CANNULATED RETROGRADE FEMORAL NAIL-EX/280MM-STERILE | Trauma | EA
04.013.640S | 10886982088185 | 12MM TI CANN RETRO/ANTEGRADE FEMORAL NAIL-EX/300MM-STERILE | Trauma | EA
04.013.644S | 10886982088192 | 12MM TI CANN RETRO/ANTEGRADE FEMORAL NAIL-EX/320MM-STERILE | Trauma | EA
04.013.648S | 10886982088208 | 12MM TI CANN RETRO/ANTEGRADE FEMORAL NAIL-EX/340MM-STERILE | Trauma | EA
332.173 | 10886982192646 | CANNULATED CHISEL FOR INFANT OSTEOTOMY PLATES | Trauma | EA
242.535 | 10886982168764 | 2.7MM HIND/MIDFOOT PLATE 5 HOLES/31MM | Trauma | EA
242.536 | 10886982168771 | 2.7MM HIND/MIDFOOT PLATE 8 HOLES/45MM | Trauma | EA
240.141 | 10886982164926 | 4.5MM LCPÂ® T-PLATE 4 HOLES 83MM | Trauma | EA
240.161 | 10886982164957 | 4.5MM LCPÂ® T-PLATE 6 HOLES 115MM | Trauma | EA
240.181 | 10886982164988 | 4.5MM LCPÂ® T-PLATE 8 HOLES 147MM | Trauma | EA
690.334 | 10886982252548 | TI SOLID HUMERAL NAIL INSERT & LOCKING SET GRAPHIC CASE | Trauma | EA
242.204 | 10886982168245 | 2.7MM LC-DCPÂ® PLATE 4 HOLES/41MM | Trauma | EA
242.206 | 10886982168269 | 2.7MM LC-DCPÂ® PLATE 6 HOLES/59MM | Trauma | EA
213.418 | 10886982153234 | 5.0MM LOCKING SCREW SELF-DRILLING 18MM | Trauma | EA
213.426 | 10886982153258 | 5.0MM LOCKING SCREW SELF-DRILLING 26MM | Trauma | EA
213.440 | 10886982153289 | 5.0MM LOCKING SCREW SELF-DRILLING 40MM | Trauma | EA
213.455 | 10886982153319 | 5.0MM LOCKING SCREW SELF-DRILLING 55MM | Trauma | EA
213.465 | 10886982153333 | 5.0MM LOCKING SCREW SELF-DRILLING 65MM | Trauma | EA
213.475 | 10886982153357 | 5.0MM LOCKING SCREW SELF-DRILLING 75MM | Trauma | EA
213.485 | 10886982153371 | 5.0MM LOCKING SCREW SELF-DRILLING 85MM | Trauma | EA
235.601S | 10886982160041 | 100 DEG ADOLESCENT OSTEOTOMY PLATE 50MM/10MM-STERILE | Trauma | EA
235.681S | 10886982160089 | 100 DEG ADOLESCENT OSTEOTOMY PLATE 40MM/10MM-STERILE | Trauma | EA
235.701S | 10886982160126 | 100 DEG ADOLESCENT OSTEOTOMY PLATE 50MM/15MM-STERILE | Trauma | EA
235.721S | 10886982160164 | 100 DEG ADOLESCENT OSTEOTOMY PLATE 60MM/15MM-STERILE | Trauma | EA
235.781S | 10886982160201 | 100 DEG ADOLESCENT OSTEOTOMY PLATE 40MM/15MM-STERILE | Trauma | EA
236.101S | 10886982160348 | 100 DEG TODDLER OSTEOTOMY PLATE 26MM/4MM-STERILE | Trauma | EA
236.102S | 10886982160362 | 100 DEG TODDLER OSTEOTOMY PLATE 32MM/4MM-STERILE | Trauma | EA
236.103S | 10886982160386 | 100 DEG TODDLER OSTEOTOMY PLATE 38MM/4MM-STERILE | Trauma | EA
236.104S | 10886982160409 | 100 DEG TODDLER OSTEOTOMY PLATE 44MM/4MM-STERILE | Trauma | EA
236.111S | 10886982160423 | 100 DEG TODDLER OSTEOTOMY PLATE 26MM/8MM-STERILE | Trauma | EA
236.112S | 10886982160447 | 100 DEG TODDLER OSTEOTOMY PLATE 32MM/8MM-STERILE | Trauma | EA
236.113S | 10886982160461 | 100 DEG TODDLER OSTEOTOMY PLATE 38MM/8MM-STERILE | Trauma | EA
236.114S | 10886982160485 | 100 DEG TODDLER OSTEOTOMY PLATE 44MM/8MM-STERILE | Trauma | EA
235.721 | 10886982160157 | 100 DEG ADOLESCENT OSTEOTOMY PLATE 60MM/15MM | Trauma | EA
332.175 | 10886982192660 | CANNULATED CHISEL FOR CHILD & ADOLESCENT OSTEOTOMY PLATES | Trauma | EA
332.174 | 10886982192653 | CANNULATED CHISEL FOR TODDLER OSTEOTOMY PLATES | Trauma | EA
398.226 | 10886982201317 | PERIARTICULAR REDUCTION FORCEPS-MEDIUM | Trauma | EA
398.228 | 10886982201324 | PERIARTICULAR REDUCTION FORCEPS-LARGE | Trauma | EA
456.339S | 10886982227133 | 10MM/125 DEG TI CANN TROCH FIXATION NAIL 380MM/LEFT-STER | Trauma | EA
456.341S | 10886982227157 | 10MM/125 DEG TI CANN TROCH FIXATION NAIL 400MM/LEFT-STER | Trauma | EA
456.343S | 10886982227171 | 10MM/125 DEG TI CANN TROCH FIXATION NAIL 420MM/LEFT-STER | Trauma | EA
456.345S | 10886982227195 | 10MM/125 DEG TI CANN TROCH FIXATION NAIL 440MM/LEFT-STER | Trauma | EA
456.347S | 10886982227218 | 10MM/125 DEG TI CANN TROCH FIXATION NAIL 460MM/LEFT-STER | Trauma | EA
456.317S | 10886982226921 | 11MM/125 DEG TI CANN TROCH FIXATION NAIL 170MM-STERILE | Trauma | EA
456.318S | 10886982226938 | 11MM/130 DEG TI CANN TROCH FIXATION NAIL 170MM-STERILE | Trauma | EA
456.319S | 10886982226945 | 11MM/135 DEG TI CANN TROCH FIXATION NAIL 170MM-STERILE | Trauma | EA
456.324S | 10886982226983 | 10MM/125 DEG TI CANN TROCH FIXATION NAIL 235MM-STERILE | Trauma | EA
456.325S | 10886982226990 | 10MM/130 DEG TI CANN TROCH FIXATION NAIL 235MM-STERILE | Trauma | EA
456.326S | 10886982227003 | 10MM/135 DEG TI CANN TROCH FIXATION NAIL 235MM-STERILE | Trauma | EA
456.321S | 10886982226952 | 12MM/125 DEG TI CANN TROCH FIXATION NAIL 170MM-STERILE | Trauma | EA
456.322S | 10886982226969 | 12MM/130 DEG TI CANN TROCH FIXATION NAIL 170MM-STERILE | Trauma | EA
456.323S | 10886982226976 | 12MM/135 DEG TI CANN TROCH FIXATION NAIL 170MM-STERILE | Trauma | EA
456.314S | 10886982226891 | 10MM/125 DEG TI CANN TROCH FIXATION NAIL 170MM-STERILE | Trauma | EA
456.315S | 10886982226907 | 10MM/130 DEG TI CANN TROCH FIXATION NAIL 170MM-STERILE | Trauma | EA
456.316S | 10886982226914 | 10MM/135 DEG TI CANN TROCH FIXATION NAIL 170MM-STERILE | Trauma | EA
456.327S | 10886982227010 | 11MM/125 DEG TI CANN TROCH FIXATION NAIL 235MM-STERILE | Trauma | EA
456.328S | 10886982227027 | 11MM/130 DEG TI CANN TROCH FIXATION NAIL 235MM-STERILE | Trauma | EA
456.329S | 10886982227034 | 11MM/135 DEG TI CANN TROCH FIXATION NAIL 235MM-STERILE | Trauma | EA
456.510S | 10886982228666 | 12MM/125 DEG TI CANN TROCH FIXATION NAIL 235MM-STERILE | Trauma | EA
456.511S | 10886982228673 | 12MM/130 DEG TI CANN TROCH FIXATION NAIL 235MM-STERILE | Trauma | EA
456.512S | 10886982228680 | 12MM/135 DEG TI CANN TROCH FIXATION NAIL 235MM-STERILE | Trauma | EA
456.311S | 10886982226846 | TI END CAP FOR TROCHANTERIC FIXATION NAILS 0MM EXT-STERILE | Trauma | EA
456.312S | 10886982226860 | TI END CAP FOR TROCHANTERIC FIXATION NAILS 5MM EXT-STERILE | Trauma | EA
456.313S | 10886982226884 | TI END CAP FOR TROCHANTERIC FIXATION NAILS 10MM EXT-STER | Trauma | EA
456.301 | 10886982226631 | 11.0MM TI HELICAL BLADE 80MM | Trauma | EA
456.302 | 10886982226655 | 11.0MM TI HELICAL BLADE 85MM | Trauma | EA
456.303 | 10886982226679 | 11.0MM TI HELICAL BLADE 90MM | Trauma | EA
456.304 | 10886982226693 | 11.0MM TI HELICAL BLADE 95MM | Trauma | EA
456.305 | 10886982226716 | 11.0MM TI HELICAL BLADE 100MM | Trauma | EA
456.306 | 10886982226730 | 11.0MM TI HELICAL BLADE 105MM | Trauma | EA
456.307 | 10886982226754 | 11.0MM TI HELICAL BLADE 110MM | Trauma | EA
456.308 | 10886982226778 | 11.0MM TI HELICAL BLADE 115MM | Trauma | EA
456.309 | 10886982226792 | 11.0MM TI HELICAL BLADE 120MM | Trauma | EA
456.311 | 10886982226839 | TI END CAP FOR TROCHANTERIC FIXATION NAILS 0MM EXT | Trauma | EA
456.312 | 10886982226853 | TI END CAP FOR TROCHANTERIC FIXATION NAILS 5MM EXT | Trauma | EA
456.313 | 10886982226877 | TI END CAP FOR TROCHANTERIC FIXATION NAILS 10MM EXT | Trauma | EA
456.301S | 10886982226648 | 11.0MM TI HELICAL BLADE 80MM-STERILE | Trauma | EA
456.302S | 10886982226662 | 11.0MM TI HELICAL BLADE 85MM-STERILE | Trauma | EA
456.303S | 10886982226686 | 11.0MM TI HELICAL BLADE 90MM-STERILE | Trauma | EA
456.304S | 10886982226709 | 11.0MM TI HELICAL BLADE 95MM-STERILE | Trauma | EA
456.305S | 10886982226723 | 11.0MM TI HELICAL BLADE 100MM-STERILE | Trauma | EA
456.306S | 10886982226747 | 11.0MM TI HELICAL BLADE 105MM-STERILE | Trauma | EA
456.307S | 10886982226761 | 11.0MM TI HELICAL BLADE 110MM-STERILE | Trauma | EA
456.308S | 10886982226785 | 11.0MM TI HELICAL BLADE 115MM-STERILE | Trauma | EA
456.309S | 10886982226808 | 11.0MM TI HELICAL BLADE 120MM-STERILE | Trauma | EA
243.586 | 10886982169181 | 2.0MM LC-DCPÂ® PLATE 6 HOLES/39MM | Trauma | EA
249.926 | 10886982171542 | 2.4MM LC-DCPÂ® PLATE 6 HOLES/51MM | Trauma | EA
324.031 | 10886982190987 | THREADED PLATE HOLDER-LONG FOR 3.5MM LOCKING HOLE | Trauma | EA
314.115 | 10886982188533 | STARDRIVE(TM) SCREWDRIVER T15 | Trauma | EA
314.116 | 10886982188540 | STARDRIVE SCREWDRIVER SHAFT QC/T15 | Trauma | EA
357.415 | 10886982196385 | 5.0MM HEXAGONAL SHAFT 210MM | Trauma | EA
SD241.003 | 10886982003195 | 2.4MM/2.7MM/3.5MM CALCANEAL PLATE-RIGHT | Trauma | EA
SD241.002 | 10886982003188 | 2.4MM/2.7MM/3.5MM CALCANEAL PLATE-LEFT | Trauma | EA
413.035 | 10886982211835 | 3.5MM TI LOCKING SCREW SELF-TAPPING 35MM | Trauma | EA
413.042 | 10886982211873 | 3.5MM TI LOCKING SCREW SELF-TAPPING 42MM | Trauma | EA
413.048 | 10886982211897 | 3.5MM TI LOCKING SCREW SELF-TAPPING 48MM | Trauma | EA
413.052 | 10886982211910 | 3.5MM TI LOCKING SCREW SELF-TAPPING 52MM | Trauma | EA
690.361 | 10886982252937 | PERIARTICULAR REDUCTION FORCEPS SET GRAPHIC CASE | Trauma | EA
241.131 | 10886982165923 | 3.5MM LCP T-PLATE 3H HEAD/ 3H SHAFT/50MM-RIGHT ANGLE | Trauma | EA
241.142 | 10886982165961 | 3.5MM LCP T-PLATE 3H HEAD/ 4H SHAFT/57MM-RIGHT ANGLE | Trauma | EA
241.151 | 10886982165985 | 3.5MM LCP T-PLATE 3H HEAD/ 5H SHAFT/67MM-RIGHT ANGLE | Trauma | EA
241.162 | 10886982166029 | 3.5MM LCP T-PLATE 3H HEAD/ 6H SHAFT/77MM-RIGHT ANGLE | Trauma | EA
241.171 | 10886982166043 | 3.5MM LCP T-PLATE 3H HEAD/ 7H SHAFT/87MM-RIGHT ANGLE | Trauma | EA
241.181 | 10886982166074 | 3.5MM LCP T-PLATE 3H HEAD/ 8H SHAFT/97MM-RIGHT ANGLE | Trauma | EA
241.132 | 10886982165930 | 3.5MM LCP-T-PLATE 4H HEAD/ 3H SHAFT/50MM-RIGHT ANGLE | Trauma | EA
241.141 | 10886982165954 | 3.5MM LCP T-PLATE 4H HEAD/ 4H SHAFT/56MM-RIGHT ANGLE | Trauma | EA
241.152 | 10886982165992 | 3.5MM LCP T-PLATE 4H HEAD/ 5H SHAFT/67MM-RIGHT ANGLE | Trauma | EA
241.161 | 10886982166012 | 3.5MM LCP T-PLATE 4H HEAD/ 6H SHAFT/78MM-RIGHT ANGLE | Trauma | EA
241.172 | 10886982166050 | 3.5MM LCP T-PLATE 4H HEAD/ 7H SHAFT/89MM-RIGHT ANGLE | Trauma | EA
241.182 | 10886982166081 | 3.5MM LCP T-PLATE 4H HEAD/ 8H SHAFT/100MM-RIGHT ANGLE | Trauma | EA
218.011 | 10886982155788 | 6.5MM CANCELLOUS BONE SCREW WITH 4.0MM CORE DIA/70MM | Trauma | EA
218.012 | 10886982155795 | 6.5MM CANCELLOUS BONE SCREW WITH 4.0MM CORE DIA/75MM | Trauma | EA
218.013 | 10886982155801 | 6.5MM CANCELLOUS BONE SCREW WITH 4.0MM CORE DIA/80MM | Trauma | EA
218.014 | 10886982155818 | 6.5MM CANCELLOUS BONE SCREW WITH 4.0MM CORE DIA/85MM | Trauma | EA
218.015 | 10886982155825 | 6.5MM CANCELLOUS BONE SCREW WITH 4.0MM CORE DIA/90MM | Trauma | EA
218.016 | 10886982155832 | 6.5MM CANCELLOUS BONE SCREW WITH 4.0MM CORE DIA/95MM | Trauma | EA
218.017 | 10886982155849 | 6.5MM CANCELLOUS BONE SCREW WITH 4.0MM CORE DIA/100MM | Trauma | EA
311.449 | 10886982187437 | PUSH-PULL REDUCTION DEVICE FOR 4.5MM LCPÂ® PLATES | Trauma | EA
321.159 | 10886982190406 | COMBINATION WRENCH 9MM | Trauma | EA
690.339 | 10886982252616 | TI TROCHANTERIC FIXATION NAIL INSERTION SET GRAPHIC CASE | Trauma | EA
690.340 | 10886982252623 | TI TROCHANTERIC FIXATION NAIL LOCKING SET GRAPHIC CASE | Trauma | EA
690.354.30 | 10886982252838 | MODULAR FOOT INSTRUMENT TRAY | Trauma | EA
397.705 | 10886982201065 | HANDLE QC FOR COMPACT AIR DRIVE | Trauma | EA
392.919 | 10886982198815 | HEXAGONAL WRENCH 5MM | Trauma | EA
310.288 | 10886982186423 | 2.8MM DRILL BIT/QC/165MM | Trauma | EA
314.118 | 10886982188557 | STARDRIVE SCREWDRIVER T25 | Trauma | EA
690.351.50 | 10886982252791 | SCREW RACK F/4.0MM TI CANN SCR GRAPHIC CASE 690.351 | Trauma | EA
690.337.50 | 10886982252609 | SCREW RACK F/4.0MM CANN SCREW GRAPHIC CASE 690.337 | Trauma | EA
SD211.080 | 10886982002945 | 3.9MM PELVIC SCREW 80MM | Trauma | EA
SD211.085 | 10886982002952 | 3.9MM PELVIC SCREW 85MM | Trauma | EA
SD211.090 | 10886982002969 | 3.9MM PELVIC SCREW 90MM | Trauma | EA
SD211.095 | 10886982002976 | 3.9MM PELVIC SCREW 95MM | Trauma | EA
SD211.100 | 10886982002983 | 3.9MM PELVIC SCREW 100MM | Trauma | EA
SD211.105 | 10886982002990 | 3.9MM PELVIC SCREW 105MM | Trauma | EA
SD211.110 | 10886982003003 | 3.9MM PELVIC SCREW 110MM | Trauma | EA
SD211.115 | 10886982003010 | 3.9MM PELVIC SCREW 115MM | Trauma | EA
SD211.120 | 10886982003027 | 3.9MM PELVIC SCREW 120MM | Trauma | EA
310.431 | 10886982186638 | 4.3MM DRILL BIT/QC/180MM | Trauma | EA
314.119 | 10886982188564 | STARDRIVE SCREWDRIVER SHAFT T25/QC | Trauma | EA
225 | 10886982158772 | NOSEPIECE | Trauma | EA
281.021 | 10886982176462 | 130 DEG DHSÂ® PLATE-STANDARD BARREL 2 HOLES/46MM | Trauma | EA
281.031 | 10886982176486 | 130 DEG DHSÂ® PLATE-STANDARD BARREL 3 HOLES/62MM | Trauma | EA
281.081 | 10886982176561 | 130 DEG DHSÂ® PLATE-STANDARD BARREL 8 HOLES/142MM | Trauma | EA
281.010 | 10886982176387 | 130 DEG DHSÂ® PLATE-STANDARD BARREL 10 HOLES/174MM | Trauma | EA
281.012 | 10886982176400 | 130 DEG DHSÂ® PLATE-STANDARD BARREL 12 HOLES/206MM | Trauma | EA
281.014 | 10886982176424 | 130 DEG DHSÂ® PLATE-STANDARD BARREL 14 HOLES/238MM | Trauma | EA
281.131 | 10886982176660 | 135 DEG DHSÂ® PLATE-STANDARD BARREL 3 HOLES/62MM | Trauma | EA
281.230 | 10886982176905 | 140 DEG DHSÂ® PLATE-STANDARD BARREL 3 HOLES/62MM | Trauma | EA
281.330 | 10886982177124 | 145 DEG DHSÂ® PLATE-STANDARD BARREL 3 HOLES/62MM | Trauma | EA
281.430 | 10886982177346 | 150 DEG DHSÂ® PLATE-STANDARD BARREL 3 HOLES/62MM | Trauma | EA
281.502 | 10886982177445 | 130 DEG DHSÂ® PLATE-SHORT BARREL 2 HOLES/46MM | Trauma | EA
281.503 | 10886982177469 | 130 DEG DHSÂ® PLATE-SHORT BARREL 3 HOLES/62MM | Trauma | EA
281.504 | 10886982177483 | 130 DEG DHSÂ® PLATE-SHORT BARREL 4 HOLES/78MM | Trauma | EA
281.505 | 10886982177506 | 130 DEG DHSÂ® PLATE-SHORT BARREL 5 HOLES/94MM | Trauma | EA
281.506 | 10886982177520 | 130 DEG DHSÂ® PLATE-SHORT BARREL 6 HOLES/110MM | Trauma | EA
281.520 | 10886982177544 | 135 DEG DHSÂ® PLATE-SHORT BARREL 2 HOLES/46MM | Trauma | EA
281.530 | 10886982177568 | 135 DEG DHSÂ® PLATE-SHORT BARREL 3 HOLES/62MM | Trauma | EA
281.620 | 10886982177643 | 140 DEG DHSÂ® PLATE-SHORT BARREL 2 HOLES/46MM | Trauma | EA
281.630 | 10886982177667 | 140 DEG DHSÂ® PLATE-SHORT BARREL 3 HOLES/62MM | Trauma | EA
281.720 | 10886982177742 | 145 DEG DHSÂ® PLATE-SHORT BARREL 2 HOLES/46MM | Trauma | EA
281.730 | 10886982177766 | 145 DEG DHSÂ® PLATE-SHORT BARREL 3 HOLES/62MM | Trauma | EA
281.820 | 10886982177841 | 150 DEG DHSÂ® PLATE-SHORT BARREL 2 HOLES/46MM | Trauma | EA
281.830 | 10886982177865 | 150 DEG DHSÂ® PLATE-SHORT BARREL 3 HOLES/62MM | Trauma | EA
900.723LBL | 10886982256355 | GRAPHIC CASE LABELS F/2.5MM THREADED GUIDE WIRE 230MM | Trauma | EA
511.774 | 10886982237835 | TORQUE LIMITING ATTACHMENT 4NM FOR AO REAMING COUPLER | Trauma | EA
690.360 | 10886982252920 | LARGE FRAGMENT LCPÂ® IMPLANT SET GRAPHIC CASE | Trauma | EA
690.362 | 10886982252944 | LARGE FRAGMENT LCPÂ® SCREW SET GRAPHIC CASE | Trauma | EA
690.363 | 10886982252951 | LARGE FRAGMENT LCPÂ® INSTRUMENT SET GRAPHIC CASE | Trauma | EA
440.036 | 10886982220028 | 4.5MM TI LCPÂ® PROXIMAL TIBIA PLATE 4 HOLES/82MM-RIGHT | Trauma | EA
440.037 | 10886982220042 | 4.5MM TI LCPÂ® PROXIMAL TIBIA PLATE 4 HOLES/82MM-LEFT | Trauma | EA
440.038 | 10886982220066 | 4.5MM TI LCPÂ® PROXIMAL TIBIA PLATE 6 HOLES/118MM-RIGHT | Trauma | EA
440.039 | 10886982220080 | 4.5MM TI LCPÂ® PROXIMAL TIBIA PLATE 6 HOLES/118MM-LEFT | Trauma | EA
440.040 | 10886982220103 | 4.5MM TI LCPÂ® PROXIMAL TIBIA PLATE 8 HOLES/154MM-RIGHT | Trauma | EA
440.041 | 10886982220127 | 4.5MM TI LCPÂ® PROXIMAL TIBIA PLATE 8 HOLES/154MM-LEFT | Trauma | EA
440.042 | 10886982220141 | 4.5MM TI LCPÂ® PROXIMAL TIBIA PLATE 10 HOLES/190MM-RIGHT | Trauma | EA
440.043 | 10886982220165 | 4.5MM TI LCPÂ® PROXIMAL TIBIA PLATE 10 HOLES/190MM-LEFT | Trauma | EA
440.044 | 10886982220189 | 4.5MM TI LCPÂ® PROXIMAL TIBIA PLATE 12 HOLES/226MM-RIGHT | Trauma | EA
440.045 | 10886982220202 | 4.5MM TI LCPÂ® PROXIMAL TIBIA PLATE 12 HOLES/226MM-LEFT | Trauma | EA
440.046 | 10886982220226 | 4.5MM TI LCPÂ® PROXIMAL TIBIA PLATE 14 HOLES/262MM-RIGHT | Trauma | EA
440.047 | 10886982220240 | 4.5MM TI LCPÂ® PROXIMAL TIBIA PLATE 14 HOLES/262MM-LEFT | Trauma | EA
690.379 | 10886982253200 | GRAPHIC CASE FOR 6.5MM CANNULATED SCREW SET | Trauma | EA
690.375 | 10886982253064 | GRAPHIC CASE F/6.5MM & 7.3MM COMBINED CANNULATED SCREW SET | Trauma | EA
690.380 | 10886982253224 | GRAPHIC CASE FOR 7.3MM CANNULATED SCREW SET | Trauma | EA
329.915 | 10886982192264 | BENDING TEMPLATE FOR 3.5MM LCP(TM) PILON PLATES | Trauma | EA
329.095 | 10886982191816 | BENDING IRON FOR 3.5MM LCP(TM) PILON PLATES | Trauma | EA
N55 | 10886982002143 | REPLACEMENT ALIGNMENT INDICATOR FOR 357.372 | Trauma | EA
408.431 | 10886982209115 | 6.5MM TI CANNULATED SCREW 32MM THREAD 45MM | Trauma | EA
408.432 | 10886982209122 | 6.5MM TI CANNULATED SCREW 32MM THREAD 50MM | Trauma | EA
408.433 | 10886982209139 | 6.5MM TI CANNULATED SCREW 32MM THREAD 55MM | Trauma | EA
408.434 | 10886982209146 | 6.5MM TI CANNULATED SCREW 32MM THREAD 60MM | Trauma | EA
408.435 | 10886982209153 | 6.5MM TI CANNULATED SCREW 32MM THREAD 65MM | Trauma | EA
408.436 | 10886982209160 | 6.5MM TI CANNULATED SCREW 32MM THREAD 70MM | Trauma | EA
408.437 | 10886982209177 | 6.5MM TI CANNULATED SCREW 32MM THREAD 75MM | Trauma | EA
408.438 | 10886982209184 | 6.5MM TI CANNULATED SCREW 32MM THREAD 80MM | Trauma | EA
408.439 | 10886982209191 | 6.5MM TI CANNULATED SCREW 32MM THREAD 85MM | Trauma | EA
408.460 | 10886982209368 | 6.5MM TI CANNULATED SCREW FULLY THREADED 20MM | Trauma | EA
408.461 | 10886982209375 | 6.5MM TI CANNULATED SCREW FULLY THREADED 25MM | Trauma | EA
408.462 | 10886982209382 | 6.5MM TI CANNULATED SCREW FULLY THREADED 30MM | Trauma | EA
408.463 | 10886982209399 | 6.5MM TI CANNULATED SCREW FULLY THREADED 35MM | Trauma | EA
408.464 | 10886982209405 | 6.5MM TI CANNULATED SCREW FULLY THREADED 40MM | Trauma | EA
408.465 | 10886982209412 | 6.5MM TI CANNULATED SCREW FULLY THREADED 45MM | Trauma | EA
408.466 | 10886982209429 | 6.5MM TI CANNULATED SCREW FULLY THREADED 50MM | Trauma | EA
408.467 | 10886982209436 | 6.5MM TI CANNULATED SCREW FULLY THREADED 55MM | Trauma | EA
408.468 | 10886982209443 | 6.5MM TI CANNULATED SCREW FULLY THREADED 60MM | Trauma | EA
408.469 | 10886982209450 | 6.5MM TI CANNULATED SCREW FULLY THREADED 65MM | Trauma | EA
408.471 | 10886982209474 | 6.5MM TI CANNULATED SCREW FULLY THREADED 75MM | Trauma | EA
408.472 | 10886982209481 | 6.5MM TI CANNULATED SCREW FULLY THREADED 80MM | Trauma | EA
408.473 | 10886982209498 | 6.5MM TI CANNULATED SCREW FULLY THREADED 85MM | Trauma | EA
408.474 | 10886982209504 | 6.5MM TI CANNULATED SCREW FULLY THREADED 90MM | Trauma | EA
408.475 | 10886982209511 | 6.5MM TI CANNULATED SCREW FULLY THREADED 95MM | Trauma | EA
408.476 | 10886982209528 | 6.5MM TI CANNULATED SCREW FULLY THREADED 100MM | Trauma | EA
408.477 | 10886982209535 | 6.5MM TI CANNULATED SCREW FULLY THREADED 105MM | Trauma | EA
408.478 | 10886982209542 | 6.5MM TI CANNULATED SCREW FULLY THREADED 110MM | Trauma | EA
408.479 | 10886982209559 | 6.5MM TI CANNULATED SCREW FULLY THREADED 115MM | Trauma | EA
408.480 | 10886982209566 | 6.5MM TI CANNULATED SCREW FULLY THREADED 120MM | Trauma | EA
408.481 | 10886982209573 | 6.5MM TI CANNULATED SCREW FULLY THREADED 125MM | Trauma | EA
408.482 | 10886982209580 | 6.5MM TI CANNULATED SCREW FULLY THREADED 130MM | Trauma | EA
408.483 | 10886982209597 | 6.5MM TI CANNULATED SCREW FULLY THREADED 140MM | Trauma | EA
408.484 | 10886982209603 | 6.5MM TI CANNULATED SCREW FULLY THREADED 150MM | Trauma | EA
408.485 | 10886982209610 | 6.5MM TI CANNULATED SCREW FULLY THREADED 160MM | Trauma | EA
408.487 | 10886982209634 | 6.5MM TI CANNULATED SCREW FULLY THREADED 180MM | Trauma | EA
408.440 | 10886982209207 | 6.5MM TI CANNULATED SCREW 32MM THREAD 90MM | Trauma | EA
408.470 | 10886982209467 | 6.5MM TI CANNULATED SCREW FULLY THREADED 70MM | Trauma | EA
408.441 | 10886982209214 | 6.5MM TI CANNULATED SCREW 32MM THREAD 95MM | Trauma | EA
408.486 | 10886982209627 | 6.5MM TI CANNULATED SCREW FULLY THREADED 170MM | Trauma | EA
408.442 | 10886982209221 | 6.5MM TI CANNULATED SCREW 32MM THREAD 100MM | Trauma | EA
408.443 | 10886982209238 | 6.5MM TI CANNULATED SCREW 32MM THREAD 105MM | Trauma | EA
408.444 | 10886982209245 | 6.5MM TI CANNULATED SCREW 32MM THREAD 110MM | Trauma | EA
408.445 | 10886982209252 | 6.5MM TI CANNULATED SCREW 32MM THREAD 115MM | Trauma | EA
408.446 | 10886982209269 | 6.5MM TI CANNULATED SCREW 32MM THREAD 120MM | Trauma | EA
408.447 | 10886982209276 | 6.5MM TI CANNULATED SCREW 32MM THREAD 125MM | Trauma | EA
408.448 | 10886982209283 | 6.5MM TI CANNULATED SCREW 32MM THREAD 130MM | Trauma | EA
408.449 | 10886982209290 | 6.5MM TI CANNULATED SCREW 32MM THREAD 135MM | Trauma | EA
408.450 | 10886982209306 | 6.5MM TI CANNULATED SCREW 32MM THREAD 140MM | Trauma | EA
408.451 | 10886982209313 | 6.5MM TI CANNULATED SCREW 32MM THREAD 145MM | Trauma | EA
408.452 | 10886982209320 | 6.5MM TI CANNULATED SCREW 32MM THREAD 150MM | Trauma | EA
408.453 | 10886982209337 | 6.5MM TI CANNULATED SCREW 32MM THREAD 160MM | Trauma | EA
408.454 | 10886982209344 | 6.5MM TI CANNULATED SCREW 32MM THREAD 170MM | Trauma | EA
408.455 | 10886982209351 | 6.5MM TI CANNULATED SCREW 32MM THREAD 180MM | Trauma | EA
408.401 | 10886982208835 | 6.5MM TI CANNULATED SCREW 16MM THREAD 30MM | Trauma | EA
408.402 | 10886982208842 | 6.5MM TI CANNULATED SCREW 16MM THREAD 35MM | Trauma | EA
408.403 | 10886982208859 | 6.5MM TI CANNULATED SCREW 16MM THREAD 40MM | Trauma | EA
408.404 | 10886982208866 | 6.5MM TI CANNULATED SCREW 16MM THREAD 45MM | Trauma | EA
408.405 | 10886982208873 | 6.5MM TI CANNULATED SCREW 16MM THREAD 50MM | Trauma | EA
408.406 | 10886982208880 | 6.5MM TI CANNULATED SCREW 16MM THREAD 55MM | Trauma | EA
408.407 | 10886982208897 | 6.5MM TI CANNULATED SCREW 16MM THREAD 60MM | Trauma | EA
408.408 | 10886982208903 | 6.5MM TI CANNULATED SCREW 16MM THREAD 65MM | Trauma | EA
408.409 | 10886982208910 | 6.5MM TI CANNULATED SCREW 16MM THREAD 70MM | Trauma | EA
408.410 | 10886982208927 | 6.5MM TI CANNULATED SCREW 16MM THREAD 75MM | Trauma | EA
408.411 | 10886982208934 | 6.5MM TI CANNULATED SCREW 16MM THREAD 80MM | Trauma | EA
408.412 | 10886982208941 | 6.5MM TI CANNULATED SCREW 16MM THREAD 85MM | Trauma | EA
408.413 | 10886982208958 | 6.5MM TI CANNULATED SCREW 16MM THREAD 90MM | Trauma | EA
408.414 | 10886982208965 | 6.5MM TI CANNULATED SCREW 16MM THREAD 95MM | Trauma | EA
408.415 | 10886982208972 | 6.5MM TI CANNULATED SCREW 16MM THREAD 100MM | Trauma | EA
408.416 | 10886982208989 | 6.5MM TI CANNULATED SCREW 16MM THREAD 105MM | Trauma | EA
408.417 | 10886982208996 | 6.5MM TI CANNULATED SCREW 16MM THREAD 110MM | Trauma | EA
408.418 | 10886982209009 | 6.5MM TI CANNULATED SCREW 16MM THREAD 115MM | Trauma | EA
408.419 | 10886982209016 | 6.5MM TI CANNULATED SCREW 16MM THREAD 120MM | Trauma | EA
408.420 | 10886982209023 | 6.5MM TI CANNULATED SCREW 16MM THREAD 125MM | Trauma | EA
408.421 | 10886982209030 | 6.5MM TI CANNULATED SCREW 16MM THREAD 130MM | Trauma | EA
408.422 | 10886982209047 | 6.5MM TI CANNULATED SCREW 16MM THREAD 135MM | Trauma | EA
408.423 | 10886982209054 | 6.5MM TI CANNULATED SCREW 16MM THREAD 140MM | Trauma | EA
408.424 | 10886982209061 | 6.5MM TI CANNULATED SCREW 16MM THREAD 145MM | Trauma | EA
408.425 | 10886982209078 | 6.5MM TI CANNULATED SCREW 16MM THREAD 150MM | Trauma | EA
408.426 | 10886982209085 | 6.5MM TI CANNULATED SCREW 16MM THREAD 160MM | Trauma | EA
408.427 | 10886982209092 | 6.5MM TI CANNULATED SCREW 16MM THREAD 170MM | Trauma | EA
408.428 | 10886982209108 | 6.5MM TI CANNULATED SCREW 16MM THREAD 180MM | Trauma | EA
401.756 | 10886982204608 | 2.4MM TI CORTEX SCREW SLF-TPNG WITH T8 STARDRIVE RECESS 6MM | Trauma | EA
401.758 | 10886982204622 | 2.4MM TI CORTEX SCREW SLF-TPNG WITH T8 STARDRIVE RECESS 8MM | Trauma | EA
401.760 | 10886982204646 | 2.4MM TI CORTEX SCREW SLF-TPNG WITH T8 STARDRIVE RECESS 10MM | Trauma | EA
401.762 | 10886982204660 | 2.4MM TI CORTEX SCREW SLF-TPNG WITH T8 STARDRIVE RECESS 12MM | Trauma | EA
401.764 | 10886982204684 | 2.4MM TI CORTEX SCREW SLF-TPNG WITH T8 STARDRIVE RECESS 14MM | Trauma | EA
401.766 | 10886982204691 | 2.4MM TI CORTEX SCREW SLF-TPNG WITH T8 STARDRIVE RECESS 16MM | Trauma | EA
401.768 | 10886982204707 | 2.4MM TI CORTEX SCREW SLF-TPNG WITH T8 STARDRIVE RECESS 18MM | Trauma | EA
401.770 | 10886982204714 | 2.4MM TI CORTEX SCREW SLF-TPNG WITH T8 STARDRIVE RECESS 20MM | Trauma | EA
401.772 | 10886982204721 | 2.4MM TI CORTEX SCREW SLF-TPNG WITH T8 STARDRIVE RECESS 22MM | Trauma | EA
401.774 | 10886982204738 | 2.4MM TI CORTEX SCREW SLF-TPNG WITH T8 STARDRIVE RECESS 24MM | Trauma | EA
401.776 | 10886982204745 | 2.4MM TI CORTEX SCREW SLF-TPNG WITH T8 STARDRIVE RECESS 26MM | Trauma | EA
401.778 | 10886982204752 | 2.4MM TI CORTEX SCREW SLF-TPNG WITH T8 STARDRIVE RECESS 28MM | Trauma | EA
401.780 | 10886982204769 | 2.4MM TI CORTEX SCREW SLF-TPNG WITH T8 STARDRIVE RECESS 30MM | Trauma | EA
391.931 | 10886982198464 | CUTTING PLIERS | Trauma | EA
710.014.97S | 10886982255563 | CHRONOS(TM) GRANULES-MEDIUM 1.4-2.8MM/5CC-STERILE | Trauma | EA
710.026.97S | 10886982255600 | CHRONOS(TM) GRANULES-LARGE 2.8-5.6MM/10CC-STERILE | Trauma | EA
710.027.97S | 10886982255617 | CHRONOS(TM) GRANULES-LARGE 2.8-5.6MM/20CC-STERILE | Trauma | EA
710.021.97S | 10886982255587 | CHRONOS(TM) GRANULES-MEDIUM 1.4-2.8MM/20CC-STERILE | Trauma | EA
710.025.97S | 10886982255594 | CHRONOS(TM) GRANULES-LARGE 2.8-5.6MM/5CC-STERILE | Trauma | EA
710.019.97S | 10886982255570 | CHRONOS(TM) GRANULES-MEDIUM 1.4-2.8MM/10CC-STERILE | Trauma | EA
710.045.97S | 10886982255686 | CHRONOS(TM) BETA-TCP BLOCK 12.5MM X 12.5MM X 10MM-STERILE | Trauma | EA
710.047.97S | 10886982255693 | CHRONOS(TM) BETA-TCP BLOCK 20MM X 20MM X 10MM-STERILE | Trauma | EA
710.050.97S | 10886982255709 | CHRONOS(TM) BETA-TCP WEDGE 10 DEG/RECTANGULAR-STERILE | Trauma | EA
710.051.97S | 10886982255716 | CHRONOS(TM) BETA-TCP WEDGE 14 DEG/RECTANGULAR-STERILE | Trauma | EA
710.052.97S | 10886982255723 | CHRONOS(TM) BETA-TCP WEDGE 18 DEG/RECTANGULAR-STERILE | Trauma | EA
710.053.97S | 10886982255730 | CHRONOS(TM) BETA-TCP WEDGE 22 DEG/RECTANGULAR-STERILE | Trauma | EA
710.057.97S | 10886982255754 | CHRONOS(TM) BETA-TCP WEDGE 7 DEG/SEMI-CIRCULAR-STERILE | Trauma | EA
710.060.97S | 10886982255761 | CHRONOS(TM) BETA-TCP WEDGE 10 DEG/SEMI-CIRCULAR-STERILE | Trauma | EA
710.063.97S | 10886982255778 | CHRONOS(TM) BETA-TCP WEDGE 13 DEG/SEMI-CIRCULAR-STERILE | Trauma | EA
690.340.80 | 10886982252647 | SCREW RACK ASSEMBLY TFN LOCKING SET | Trauma | EA
04.013.652S | 10886982088215 | 12MM TI CANN RETRO/ANTEGRADE FEMORAL NAIL-EX/360MM-STERILE | Trauma | EA
04.013.656S | 10886982088222 | 12MM TI CANN RETRO/ANTEGRADE FEMORAL NAIL-EX/380MM-STERILE | Trauma | EA
04.013.660S | 10886982088239 | 12MM TI CANN RETRO/ANTEGRADE FEMORAL NAIL-EX/400MM-STERILE | Trauma | EA
04.013.664S | 10886982088246 | 12MM TI CANN RETRO/ANTEGRADE FEMORAL NAIL-EX/420MM-STERILE | Trauma | EA
04.004.555S | 10886982084538 | 11MM TI CANNULATED TIBIAL NAIL-EX/375MM-STERILE | Trauma | EA
04.013.668S | 10886982088253 | 12MM TI CANN RETRO/ANTEGRADE FEMORAL NAIL-EX/440MM-STERILE | Trauma | EA
04.013.672S | 10886982088260 | 12MM TI CANN RETRO/ANTEGRADE FEMORAL NAIL-EX/460MM-STERILE | Trauma | EA
04.013.676S | 10886982088277 | 12MM TI CANN RETRO/ANTEGRADE FEMORAL NAIL-EX/480MM-STERILE | Trauma | EA
04.013.712S | 10886982088284 | 13MM TI CANNULATED RETROGRADE FEMORAL NAIL-EX/160MM-STERILE | Trauma | EA
04.013.716S | 10886982088291 | 13MM TI CANNULATED RETROGRADE FEMORAL NAIL-EX/180MM-STERILE | Trauma | EA
04.013.720S | 10886982088307 | 13MM TI CANNULATED RETROGRADE FEMORAL NAIL-EX/200MM-STERILE | Trauma | EA
04.013.724S | 10886982088314 | 13MM TI CANNULATED RETROGRADE FEMORAL NAIL-EX/220MM-STERILE | Trauma | EA
04.013.728S | 10886982088321 | 13MM TI CANNULATED RETROGRADE FEMORAL NAIL-EX/240MM-STERILE | Trauma | EA
04.013.732S | 10886982088338 | 13MM TI CANNULATED RETROGRADE FEMORAL NAIL-EX/260MM-STERILE | Trauma | EA
04.013.736S | 10886982088345 | 13MM TI CANNULATED RETROGRADE FEMORAL NAIL-EX/280MM-STERILE | Trauma | EA
04.013.740S | 10886982088352 | 13MM TI CANN RETRO/ANTEGRADE FEMORAL NAIL-EX/300MM-STERILE | Trauma | EA
04.013.744S | 10886982088369 | 13MM TI CANN RETRO/ANTEGRADE FEMORAL NAIL-EX/320MM-STERILE | Trauma | EA
04.013.748S | 10886982088376 | 13MM TI CANN RETRO/ANTEGRADE FEMORAL NAIL-EX/340MM-STERILE | Trauma | EA
04.013.752S | 10886982088383 | 13MM TI CANN RETRO/ANTEGRADE FEMORAL NAIL-EX/360MM-STERILE | Trauma | EA
04.013.756S | 10886982088390 | 13MM TI CANN RETRO/ANTEGRADE FEMORAL NAIL-EX/380MM-STERILE | Trauma | EA
04.013.760S | 10886982088406 | 13MM TI CANN RETRO/ANTEGRADE FEMORAL NAIL-EX/400MM-STERILE | Trauma | EA
04.013.764S | 10886982088413 | 13MM TI CANN RETRO/ANTEGRADE FEMORAL NAIL-EX/420MM-STERILE | Trauma | EA
04.013.768S | 10886982088420 | 13MM TI CANN RETRO/ANTEGRADE FEMORAL NAIL-EX/440MM-STERILE | Trauma | EA
04.013.772S | 10886982088437 | 13MM TI CANN RETRO/ANTEGRADE FEMORAL NAIL-EX/460MM-STERILE | Trauma | EA
04.013.776S | 10886982088444 | 13MM TI CANN RETRO/ANTEGRADE FEMORAL NAIL-EX/480MM-STERILE | Trauma | EA
04.004.531S | 10886982084378 | 11MM TI CANNULATED TIBIAL NAIL-EX/255MM-STERILE | Trauma | EA
04.004.534S | 10886982084392 | 11MM TI CANNULATED TIBIAL NAIL-EX/270MM-STERILE | Trauma | EA
04.004.537S | 10886982084415 | 11MM TI CANNULATED TIBIAL NAIL-EX/285MM-STERILE | Trauma | EA
04.004.540S | 10886982084439 | 11MM TI CANNULATED TIBIAL NAIL-EX/300MM-STERILE | Trauma | EA
04.004.543S | 10886982084453 | 11MM TI CANNULATED TIBIAL NAIL-EX/315MM-STERILE | Trauma | EA
04.004.546S | 10886982084477 | 11MM TI CANNULATED TIBIAL NAIL-EX/330MM-STERILE | Trauma | EA
04.004.549S | 10886982084491 | 11MM TI CANNULATED TIBIAL NAIL-EX/345MM-STERILE | Trauma | EA
04.004.552S | 10886982084514 | 11MM TI CANNULATED TIBIAL NAIL-EX/360MM-STERILE | Trauma | EA
04.004.558S | 10886982084552 | 11MM TI CANNULATED TIBIAL NAIL-EX/390MM-STERILE | Trauma | EA
04.004.561S | 10886982084576 | 11MM TI CANNULATED TIBIAL NAIL-EX/405MM-STERILE | Trauma | EA
04.004.564S | 10886982084590 | 11MM TI CANNULATED TIBIAL NAIL-EX/420MM-STERILE | Trauma | EA
04.004.567S | 10886982084613 | 11MM TI CANNULATED TIBIAL NAIL-EX/435MM-STERILE | Trauma | EA
04.004.631S | 10886982084651 | 12MM TI CANNULATED TIBIAL NAIL-EX/255MM-STERILE | Trauma | EA
04.004.634S | 10886982084675 | 12MM TI CANNULATED TIBIAL NAIL-EX/270MM-STERILE | Trauma | EA
04.004.637S | 10886982084699 | 12MM TI CANNULATED TIBIAL NAIL-EX/285MM-STERILE | Trauma | EA
04.004.640S | 10886982084712 | 12MM TI CANNULATED TIBIAL NAIL-EX/300MM-STERILE | Trauma | EA
04.004.643S | 10886982084736 | 12MM TI CANNULATED TIBIAL NAIL-EX/315MM-STERILE | Trauma | EA
04.004.646S | 10886982084750 | 12MM TI CANNULATED TIBIAL NAIL-EX/330MM-STERILE | Trauma | EA
04.004.649S | 10886982084774 | 12MM TI CANNULATED TIBIAL NAIL-EX/345MM-STERILE | Trauma | EA
04.004.652S | 10886982084798 | 12MM TI CANNULATED TIBIAL NAIL-EX/360MM-STERILE | Trauma | EA
04.004.655S | 10886982084811 | 12MM TI CANNULATED TIBIAL NAIL-EX/375MM-STERILE | Trauma | EA
04.004.658S | 10886982084835 | 12MM TI CANNULATED TIBIAL NAIL-EX/390MM-STERILE | Trauma | EA
04.004.661S | 10886982084859 | 12MM TI CANNULATED TIBIAL NAIL-EX/405MM-STERILE | Trauma | EA
04.004.664S | 10886982084873 | 12MM TI CANNULATED TIBIAL NAIL-EX/420MM-STERILE | Trauma | EA
04.004.667S | 10886982084897 | 12MM TI CANNULATED TIBIAL NAIL-EX/435MM-STERILE | Trauma | EA
04.004.731S | 10886982084934 | 13MM TI CANNULATED TIBIAL NAIL-EX/255MM-STERILE | Trauma | EA
04.004.734S | 10886982084941 | 13MM TI CANNULATED TIBIAL NAIL-EX/270MM-STERILE | Trauma | EA
04.004.737S | 10886982084965 | 13MM TI CANNULATED TIBIAL NAIL-EX/285MM-STERILE | Trauma | EA
04.004.740S | 10886982084989 | 13MM TI CANNULATED TIBIAL NAIL-EX/300MM-STERILE | Trauma | EA
04.004.743S | 10886982085009 | 13MM TI CANNULATED TIBIAL NAIL-EX/315MM-STERILE | Trauma | EA
04.004.746S | 10886982085023 | 13MM TI CANNULATED TIBIAL NAIL-EX/330MM-STERILE | Trauma | EA
04.004.749S | 10886982085047 | 13MM TI CANNULATED TIBIAL NAIL-EX/345MM-STERILE | Trauma | EA
04.004.752S | 10886982085061 | 13MM TI CANNULATED TIBIAL NAIL-EX/360MM-STERILE | Trauma | EA
04.004.755S | 10886982085085 | 13MM TI CANNULATED TIBIAL NAIL-EX/375MM-STERILE | Trauma | EA
04.004.758S | 10886982085108 | 13MM TI CANNULATED TIBIAL NAIL-EX/390MM-STERILE | Trauma | EA
04.004.761S | 10886982085122 | 13MM TI CANNULATED TIBIAL NAIL-EX/405MM-STERILE | Trauma | EA
04.004.764S | 10886982085146 | 13MM TI CANNULATED TIBIAL NAIL-EX/420MM-STERILE | Trauma | EA
04.004.767S | 10886982085160 | 13MM TI CANNULATED TIBIAL NAIL-EX/435MM-STERILE | Trauma | EA
04.013.840S | 10886982088529 | 14MM TI CANN RETRO/ANTEGRADE FEMORAL NAIL-EX/300MM-STERILE | Trauma | EA
04.013.844S | 10886982088536 | 14MM TI CANN RETRO/ANTEGRADE FEMORAL NAIL-EX/320MM-STERILE | Trauma | EA
04.013.848S | 10886982088543 | 14MM TI CANN RETRO/ANTEGRADE FEMORAL NAIL-EX/340MM-STERILE | Trauma | EA
04.013.852S | 10886982088550 | 14MM TI CANN RETRO/ANTEGRADE FEMORAL NAIL-EX/360MM-STERILE | Trauma | EA
04.013.812S | 10886982088451 | 14MM TI CANNULATED RETROGRADE FEMORAL NAIL-EX/160MM-STERILE | Trauma | EA
04.013.856S | 10886982088567 | 14MM TI CANN RETRO/ANTEGRADE FEMORAL NAIL-EX/380MM-STERILE | Trauma | EA
04.013.816S | 10886982088468 | 14MM TI CANNULATED RETROGRADE FEMORAL NAIL-EX/180MM-STERILE | Trauma | EA
04.013.876S | 10886982088611 | 14MM TI CANN RETRO/ANTEGRADE FEMORAL NAIL-EX/480MM-STERILE | Trauma | EA
04.013.860S | 10886982088574 | 14MM TI CANN RETRO/ANTEGRADE FEMORAL NAIL-EX/400MM-STERILE | Trauma | EA
04.013.864S | 10886982088581 | 14MM TI CANN RETRO/ANTEGRADE FEMORAL NAIL-EX/420MM-STERILE | Trauma | EA
04.013.820S | 10886982088475 | 14MM TI CANNULATED RETROGRADE FEMORAL NAIL-EX/200MM-STERILE | Trauma | EA
04.013.824S | 10886982088482 | 14MM TI CANNULATED RETROGRADE FEMORAL NAIL-EX/220MM-STERILE | Trauma | EA
04.013.868S | 10886982088598 | 14MM TI CANN RETRO/ANTEGRADE FEMORAL NAIL-EX/440MM-STERILE | Trauma | EA
04.013.828S | 10886982088499 | 14MM TI CANNULATED RETROGRADE FEMORAL NAIL-EX/240MM-STERILE | Trauma | EA
04.013.872S | 10886982088604 | 14MM TI CANN RETRO/ANTEGRADE FEMORAL NAIL-EX/460MM-STERILE | Trauma | EA
04.013.832S | 10886982088505 | 14MM TI CANNULATED RETROGRADE FEMORAL NAIL-EX/260MM-STERILE | Trauma | EA
04.013.836S | 10886982088512 | 14MM TI CANNULATED RETROGRADE FEMORAL NAIL-EX/280MM-STERILE | Trauma | EA
04.013.940S | 10886982088697 | 15MM TI CANN RETRO/ANTEGRADE FEMORAL NAIL-EX/300MM-STERILE | Trauma | EA
04.013.944S | 10886982088703 | 15MM TI CANN RETRO/ANTEGRADE FEMORAL NAIL-EX/320MM-STERILE | Trauma | EA
04.013.948S | 10886982088710 | 15MM TI CANN RETRO/ANTEGRADE FEMORAL NAIL-EX/340MM-STERILE | Trauma | EA
04.013.952S | 10886982088727 | 15MM TI CANN RETRO/ANTEGRADE FEMORAL NAIL-EX/360MM-STERILE | Trauma | EA
04.013.956S | 10886982088734 | 15MM TI CANN RETRO/ANTEGRADE FEMORAL NAIL-EX/380MM-STERILE | Trauma | EA
04.013.960S | 10886982088741 | 15MM TI CANN RETRO/ANTEGRADE FEMORAL NAIL-EX/400MM-STERILE | Trauma | EA
04.013.964S | 10886982088758 | 15MM TI CANN RETRO/ANTEGRADE FEM0RAL NAIL-EX/420MM-STERILE | Trauma | EA
04.013.968S | 10886982088765 | 15MM TI CANN RETRO/ANTEGRADE FEMORAL NAIL-EX/440MM-STERILE | Trauma | EA
04.013.972S | 10886982088772 | 15MM TI CANN RETRO/ANTEGRADE FEMORAL NAIL-EX/460MM-STERILE | Trauma | EA
04.013.976S | 10886982088789 | 15MM TI CANN RETRO/ANTEGRADE FEMORAL NAIL-EX/480MM-STERILE | Trauma | EA
04.004.231S | 10886982083531 | 8MM TI CANNULATED TIBIAL NAIL-EX/255MM-STERILE | Trauma | EA
04.004.234S | 10886982083555 | 8MM TI CANNULATED TIBIAL NAIL-EX/270MM-STERILE | Trauma | EA
04.013.912S | 10886982088628 | 15MM TI CANNULATED RETROGRADE FEMORAL NAIL-EX/160MM-STERILE | Trauma | EA
04.013.916S | 10886982088635 | 15MM TI CANNULATED RETROGRADE FEMORAL NAIL-EX/180MM-STERILE | Trauma | EA
04.013.920S | 10886982088642 | 15MM TI CANNULATED RETROGRADE FEMORAL NAIL-EX/200MM-STERILE | Trauma | EA
04.004.237S | 10886982083579 | 8MM TI CANNULATED TIBIAL NAIL-EX/285MM-STERILE | Trauma | EA
04.004.240S | 10886982083593 | 8MM TI CANNULATED TIBIAL NAIL-EX/300MM-STERILE | Trauma | EA
04.004.243S | 10886982083616 | 8MM TI CANNULATED TIBIAL NAIL-EX/315MM-STERILE | Trauma | EA
04.004.246S | 10886982083630 | 8MM TI CANNULATED TIBIAL NAIL-EX/330MM-STERILE | Trauma | EA
04.004.249S | 10886982083654 | 8MM TI CANNULATED TIBIAL NAIL-EX/345MM-STERILE | Trauma | EA
04.004.252S | 10886982083678 | 8MM TI CANNULATED TIBIAL NAIL-EX/360MM-STERILE | Trauma | EA
04.004.255S | 10886982083692 | 8MM TI CANNULATED TIBIAL NAIL-EX/375MM-STERILE | Trauma | EA
04.004.258S | 10886982083715 | 8MM TI CANNULATED TIBIAL NAIL-EX/390MM-STERILE | Trauma | EA
04.004.261S | 10886982083739 | 8MM TI CANNULATED TIBIAL NAIL-EX/405MM-STERILE | Trauma | EA
04.004.264S | 10886982083753 | 8MM TI CANNULATED TIBIAL NAIL-EX/420MM-STERILE | Trauma | EA
04.004.267S | 10886982083777 | 8MM TI CANNULATED TIBIAL NAIL-EX/435MM-STERILE | Trauma | EA
04.013.924S | 10886982088659 | 15MM TI CANNULATED RETROGRADE FEMORAL NAIL-EX/220MM-STERILE | Trauma | EA
04.013.928S | 10886982088666 | 15MM TI CANNULATED RETROGRADE FEMORAL NAIL-EX/240MM-STERILE | Trauma | EA
04.013.932S | 10886982088673 | 15MM TI CANNULATED RETROGRADE FEMORAL NAIL-EX/260MM-STERILE | Trauma | EA
04.013.936S | 10886982088680 | 15MM TI CANNULATED RETROGRADE FEMORAL NAIL-EX/280MM-STERILE | Trauma | EA
04.004.331S | 10886982083814 | 9MM TI CANNULATED TIBIAL NAIL-EX/255MM-STERILE | Trauma | EA
04.004.334S | 10886982083838 | 9MM TI CANNULATED TIBIAL NAIL-EX/270MM-STERILE | Trauma | EA
04.004.337S | 10886982083852 | 9MM TI CANNULATED TIBIAL NAIL-EX/285MM-STERILE | Trauma | EA
04.004.340S | 10886982083876 | 9MM TI CANNULATED TIBIAL NAIL-EX/300MM-STERILE | Trauma | EA
04.004.343S | 10886982083890 | 9MM TI CANNULATED TIBIAL NAIL-EX/315MM-STERILE | Trauma | EA
04.004.346S | 10886982083913 | 9MM TI CANNULATED TIBIAL NAIL-EX/330MM-STERILE | Trauma | EA
04.004.349S | 10886982083937 | 9MM TI CANNULATED TIBIAL NAIL-EX/345MM-STERILE | Trauma | EA
04.004.352S | 10886982083951 | 9MM TI CANNULATED TIBIAL NAIL-EX/360MM-STERILE | Trauma | EA
04.004.355S | 10886982083975 | 9MM TI CANNULATED TIBIAL NAIL-EX/375MM-STERILE | Trauma | EA
04.004.358S | 10886982083999 | 9MM TI CANNULATED TIBIAL NAIL-EX/390MM-STERILE | Trauma | EA
04.004.361S | 10886982084019 | 9MM TI CANNULATED TIBIAL NAIL-EX/405MM-STERILE | Trauma | EA
04.004.364S | 10886982084033 | 9MM TI CANNULATED TIBIAL NAIL-EX/420MM-STERILE | Trauma | EA
04.004.367S | 10886982084057 | 9MM TI CANNULATED TIBIAL NAIL-EX/435MM-STERILE | Trauma | EA
04.004.431S | 10886982084095 | 10MM TI CANNULATED TIBIAL NAIL-EX/255MM-STERILE | Trauma | EA
04.004.434S | 10886982084118 | 10MM TI CANNULATED TIBIAL NAIL-EX/270MM-STERILE | Trauma | EA
04.004.437S | 10886982084132 | 10MM TI CANNULATED TIBIAL NAIL-EX/285MM-STERILE | Trauma | EA
04.004.440S | 10886982084156 | 10MM TI CANNULATED TIBIAL NAIL-EX/300MM-STERILE | Trauma | EA
04.004.443S | 10886982084170 | 10MM TI CANNULATED TIBIAL NAIL-EX/315MM-STERILE | Trauma | EA
04.004.446S | 10886982084194 | 10MM TI CANNULATED TIBIAL NAIL-EX/330MM-STERILE | Trauma | EA
04.004.449S | 10886982084217 | 10MM TI CANNULATED TIBIAL NAIL-EX/345MM-STERILE | Trauma | EA
04.004.452S | 10886982084231 | 10MM TI CANNULATED TIBIAL NAIL-EX/360MM-STERILE | Trauma | EA
04.004.455S | 10886982084255 | 10MM TI CANNULATED TIBIAL NAIL-EX/375MM-STERILE | Trauma | EA
04.004.458S | 10886982084279 | 10MM TI CANNULATED TIBIAL NAIL-EX/390MM-STERILE | Trauma | EA
04.004.461S | 10886982084293 | 10MM TI CANNULATED TIBIAL NAIL-EX/405MM-STERILE | Trauma | EA
04.004.464S | 10886982084316 | 10MM TI CANNULATED TIBIAL NAIL-EX/420MM-STERILE | Trauma | EA
04.004.467S | 10886982084330 | 10MM TI CANNULATED TIBIAL NAIL-EX/435MM-STERILE | Trauma | EA
211.890 | 10886982151735 | LCPÂ® DHHS(TM) COMPRESSION SCREW | Trauma | EA
211.890S | 10886982151742 | LCPÂ® DHHS(TM) COMPRESSION SCREW-STERILE | Trauma | EA
282.670S | 10886982179319 | 130 DEG LCPÂ® DHHS(TM) SIDEPLATE-SHRT BARREL 2H-STER | Trauma | EA
282.671S | 10886982179326 | 130 DEG LCPÂ® DHHS(TM) SIDEPLATE-SHRT BARREL 3H-STER | Trauma | EA
282.672S | 10886982179340 | 130 DEG LCPÂ® DHHS(TM) SIDEPLATE-SHRT BARREL 4H-STER | Trauma | EA
282.673S | 10886982179357 | 130 DEG LCPÂ® DHHS(TM) SIDEPLATE-SHRT BARREL 5H-STER | Trauma | EA
282.674S | 10886982179364 | 130 DEG LCPÂ® DHHS(TM) SIDEPLATE-SHRT BARREL 6H-STER | Trauma | EA
282.676S | 10886982179388 | 135 DEG LCPÂ® DHHS(TM) SIDEPLATE-SHRT BARREL 2H-STER | Trauma | EA
282.677S | 10886982179395 | 135 DEG LCPÂ® DHHS(TM) SIDEPLATE-SHRT BARREL 3H-STER | Trauma | EA
282.678S | 10886982179418 | 135 DEG LCPÂ® DHHS(TM) SIDEPLATE-SHRT BARREL 4H-STER | Trauma | EA
282.679S | 10886982179425 | 135 DEG LCPÂ® DHHS(TM) SIDEPLATE-SHRT BARREL 5H-STER | Trauma | EA
282.680S | 10886982179432 | 135 DEG LCPÂ® DHHS(TM) SIDEPLATE-SHRT BARREL 6H-STER | Trauma | EA
282.686S | 10886982179500 | 145 DEG LCPÂ® DHHS(TM) SIDEPLATE-SHRT BARREL 2H-STER | Trauma | EA
282.681S | 10886982179449 | 140 DEG LCPÂ® DHHS(TM) SIDEPLATE-SHRT BARREL 2H-STER | Trauma | EA
282.687S | 10886982179517 | 145 DEG LCPÂ® DHHS(TM) SIDEPLATE-SHRT BARREL 3H-STER | Trauma | EA
282.682S | 10886982179456 | 140 DEG LCPÂ® DHHS(TM) SIDEPLATE-SHRT BARREL 3H-STER | Trauma | EA
282.683S | 10886982179470 | 140 DEG LCPÂ® DHHS(TM) SIDEPLATE-SHRT BARREL 4H-STER | Trauma | EA
282.684S | 10886982179487 | 140 DEG LCPÂ® DHHS(TM) SIDEPLATE-SHRT BARREL 5H-STER | Trauma | EA
282.685S | 10886982179494 | 140 DEG LCPÂ® DHHS(TM) SIDEPLATE-SHRT BARREL 6H-STER | Trauma | EA
282.688S | 10886982179531 | 145 DEG LCPÂ® DHHS(TM) SIDEPLATE-SHRT BARREL 4H-STER | Trauma | EA
282.689S | 10886982179548 | 145 DEG LCPÂ® DHHS(TM) SIDEPLATE-SHRT BARREL 5H-STER | Trauma | EA
282.690S | 10886982179555 | 145 DEG LCPÂ® DHHS(TM) SIDEPLATE-SHRT BARREL 6H-STER | Trauma | EA
397.706 | 10886982201072 | HANDLE FOR AO REAMING COUPLER CONNECTION | Trauma | EA
282.691S | 10886982179579 | 150 DEG LCPÂ® DHHS(TM) SIDEPLATE-SHRT BARREL 2H-STER | Trauma | EA
282.692S | 10886982179586 | 150 DEG LCPÂ® DHHS(TM) SIDEPLATE-SHRT BARREL 3H-STER | Trauma | EA
282.693S | 10886982179609 | 150 DEG LCPÂ® DHHS(TM) SIDEPLATE-SHRT BARREL 4H-STER | Trauma | EA
282.694S | 10886982179616 | 150 DEG LCPÂ® DHHS(TM) SIDEPLATE-SHRT BARREL 5H-STER | Trauma | EA
282.695S | 10886982179623 | 150 DEG LCPÂ® DHHS(TM) SIDEPLATE-SHRT BARREL 6H-STER | Trauma | EA
282.600S | 10886982178534 | 130 DEG LCPÂ® DHHS(TM) SIDEPLATE-STD BARREL 2H-STER | Trauma | EA
282.601S | 10886982178558 | 130 DEG LCPÂ® DHHS(TM) SIDEPLATE-STD BARREL 3H-STER | Trauma | EA
282.602S | 10886982178572 | 130 DEG LCPÂ® DHHS(TM) SIDEPLATE-STD BARREL 4H-STER | Trauma | EA
282.603S | 10886982178596 | 130 DEG LCPÂ® DHHS(TM) SIDEPLATE-STD BARREL 5H-STER | Trauma | EA
282.604S | 10886982178619 | 130 DEG LCPÂ® DHHS(TM) SIDEPLATE-STD BARREL 6H-STER | Trauma | EA
282.605S | 10886982178626 | 130 DEG LCPÂ® DHHS(TM) SIDEPLATE-STD BARREL 8H-STER | Trauma | EA
282.606S | 10886982178633 | 130 DEG LCPÂ® DHHS(TM) SIDEPLATE-STD BARREL 10H-STER | Trauma | EA
282.607S | 10886982178640 | 130 DEG LCPÂ® DHHS(TM) SIDEPLATE-STD BARREL 12H-STER | Trauma | EA
282.608S | 10886982178657 | 130 DEG LCPÂ® DHHS(TM) SIDEPLATE-STD BARREL 14H-STER | Trauma | EA
282.610S | 10886982178671 | 135 DEG LCPÂ® DHHS(TM) SIDEPLATE-STD BARREL 2H-STER | Trauma | EA
282.611S | 10886982178695 | 135 DEG LCPÂ® DHHS(TM) SIDEPLATE-STD BARREL 3H-STER | Trauma | EA
282.612S | 10886982178718 | 135 DEG LCPÂ® DHHS(TM) SIDEPLATE-STD BARREL 4H-STER | Trauma | EA
282.613S | 10886982178732 | 135 DEG LCPÂ® DHHS(TM) SIDEPLATE-STD BARREL 5H-STER | Trauma | EA
282.614S | 10886982178756 | 135 DEG LCPÂ® DHHS(TM) SIDEPLATE-STD BARREL 6H-STER | Trauma | EA
282.615S | 10886982178763 | 135 DEG LCPÂ® DHHS(TM) SIDEPLATE-STD BARREL 8H-STER | Trauma | EA
282.616S | 10886982178770 | 135 DEG LCPÂ® DHHS(TM) SIDEPLATE-STD BARREL 10H-STER | Trauma | EA
282.617S | 10886982178787 | 135 DEG LCPÂ® DHHS(TM) SIDEPLATE-STD BARREL 12H-STER | Trauma | EA
282.618S | 10886982178794 | 135 DEG LCPÂ® DHHS(TM) SIDEPLATE-STD BARREL 14H-STER | Trauma | EA
282.619S | 10886982178800 | 135 DEG LCPÂ® DHHS(TM) SIDEPLATE-STD BARREL 16H-STER | Trauma | EA
282.620S | 10886982178817 | 135 DEG LCPÂ® DHHS(TM) SIDEPLATE-STD BARREL 18H-STER | Trauma | EA
282.621S | 10886982178824 | 135 DEG LCPÂ® DHHS(TM) SIDEPLATE-STD BARREL 20H-STER | Trauma | EA
282.630S | 10886982178848 | 140 DEG LCPÂ® DHHS(TM) SIDEPLATE-STD BARREL 2H-STER | Trauma | EA
282.631S | 10886982178862 | 140 DEG LCPÂ® DHHS(TM) SIDEPLATE-STD BARREL 3H-STER | Trauma | EA
282.640S | 10886982178992 | 145 DEG LCPÂ® DHHS(TM) SIDEPLATE-STD BARREL 2H-STER | Trauma | EA
282.632S | 10886982178886 | 140 DEG LCPÂ® DHHS(TM) SIDEPLATE-STD BARREL 4H-STER | Trauma | EA
282.641S | 10886982179012 | 145 DEG LCPÂ® DHHS(TM) SIDEPLATE-STD BARREL 3H-STER | Trauma | EA
282.633S | 10886982178909 | 140 DEG LCPÂ® DHHS(TM) SIDEPLATE-STD BARREL 5H-STER | Trauma | EA
282.634S | 10886982178923 | 140 DEG LCPÂ® DHHS(TM) SIDEPLATE-STD BARREL 6H-STER | Trauma | EA
282.635S | 10886982178930 | 140 DEG LCPÂ® DHHS(TM) SIDEPLATE-STD BARREL 8H-STER | Trauma | EA
282.636S | 10886982178947 | 140 DEG LCPÂ® DHHS(TM) SIDEPLATE-STD BARREL 10H-STER | Trauma | EA
282.637S | 10886982178954 | 140 DEG LCPÂ® DHHS(TM) SIDEPLATE-STD BARREL 12H-STER | Trauma | EA
282.638S | 10886982178961 | 140 DEG LCPÂ® DHHS(TM) SIDEPLATE-STD BARREL 14H-STER | Trauma | EA
282.639S | 10886982178978 | 140 DEG LCPÂ® DHHS(TM) SIDEPLATE-STD BARREL 16H-STER | Trauma | EA
282.650S | 10886982179142 | 150 DEG LCPÂ® DHHS(TM) SIDEPLATE-STD BARREL 2H-STER | Trauma | EA
282.651S | 10886982179166 | 150 DEG LCPÂ® DHHS(TM) SIDEPLATE-STD BARREL 3H-STER | Trauma | EA
282.642S | 10886982179036 | 145 DEG LCPÂ® DHHS(TM) SIDEPLATE-STD BARREL 4H-STER | Trauma | EA
282.643S | 10886982179050 | 145 DEG LCPÂ® DHHS(TM) SIDEPLATE-STD BARREL 5H-STER | Trauma | EA
282.652S | 10886982179180 | 150 DEG LCPÂ® DHHS(TM) SIDEPLATE-STD BARREL 4H-STER | Trauma | EA
282.644S | 10886982179074 | 145 DEG LCPÂ® DHHS(TM) SIDEPLATE-STD BARREL 6H-STER | Trauma | EA
282.645S | 10886982179081 | 145 DEG LCPÂ® DHHS(TM) SIDEPLATE-STD BARREL 8H-STER | Trauma | EA
282.646S | 10886982179098 | 145 DEG LCPÂ® DHHS(TM) SIDEPLATE-STD BARREL 10H-STER | Trauma | EA
282.653S | 10886982179203 | 150 DEG LCPÂ® DHHS(TM) SIDEPLATE-STD BARREL 5H-STER | Trauma | EA
282.647S | 10886982179104 | 145 DEG LCPÂ® DHHS(TM) SIDEPLATE-STD BARREL 12H-STER | Trauma | EA
282.648S | 10886982179111 | 145 DEG LCPÂ® DHHS(TM) SIDEPLATE-STD BARREL 14H-STER | Trauma | EA
282.654S | 10886982179227 | 150 DEG LCPÂ® DHHS(TM) SIDEPLATE-STD BARREL 6H-STER | Trauma | EA
282.649S | 10886982179128 | 145 DEG LCPÂ® DHHS(TM) SIDEPLATE-STD BARREL 16H-STER | Trauma | EA
282.655S | 10886982179234 | 150 DEG LCPÂ® DHHS(TM) SIDEPLATE-STD BARREL 8H-STER | Trauma | EA
282.656S | 10886982179241 | 150 DEG LCPÂ® DHHS(TM) SIDEPLATE-STD BARREL 10H-STER | Trauma | EA
282.657S | 10886982179258 | 150 DEG LCPÂ® DHHS(TM) SIDEPLATE-STD BARREL 12H-STER | Trauma | EA
282.658S | 10886982179265 | 150 DEG LCPÂ® DHHS(TM) SIDEPLATE-STD BARREL 14H-STER | Trauma | EA
282.659S | 10886982179272 | 150 DEG LCPÂ® DHHS(TM) SIDEPLATE-STD BARREL 16H-STER | Trauma | EA
282.660S | 10886982179289 | 150 DEG LCPÂ® DHHS(TM) SIDEPLATE-STD BARREL 18H-STER | Trauma | EA
282.661S | 10886982179296 | 150 DEG LCPÂ® DHHS(TM) SIDEPLATE-STD BARREL 20H-STER | Trauma | EA
226.622 | 10886982159168 | 4.5MM CURVED BROAD LCPÂ® PLATE 12 HOLES/229MM | Trauma | EA
226.632 | 10886982159182 | 4.5MM CURVED BROAD LCPÂ® PLATE 13 HOLES/247MM | Trauma | EA
226.642 | 10886982159229 | 4.5MM CURVED BROAD LCPÂ® PLATE 14 HOLES/265MM | Trauma | EA
226.652 | 10886982159243 | 4.5MM CURVED BROAD LCPÂ® PLATE 15 HOLES/282MM | Trauma | EA
226.662 | 10886982159281 | 4.5MM CURVED BROAD LCPÂ® PLATE 16 HOLES/300MM | Trauma | EA
226.672 | 10886982159304 | 4.5MM CURVED BROAD LCPÂ® PLATE 17 HOLES/318MM | Trauma | EA
226.682 | 10886982159342 | 4.5MM CURVED BROAD LCPÂ® PLATE 18 HOLES/336MM | Trauma | EA
426.622 | 10886982217240 | 4.5MM TI CURVED BROAD LCPÂ® PLATE 12 HOLES/229MM | Trauma | EA
426.632 | 10886982217264 | 4.5MM TI CURVED BROAD LCPÂ® PLATE 13 HOLES/247MM | Trauma | EA
426.642 | 10886982217301 | 4.5MM TI CURVED BROAD LCPÂ® PLATE 14 HOLES/265MM | Trauma | EA
426.652 | 10886982217325 | 4.5MM TI CURVED BROAD LCPÂ® PLATE 15 HOLES/282MM | Trauma | EA
426.662 | 10886982217363 | 4.5MM TI CURVED BROAD LCPÂ® PLATE 16 HOLES/300MM | Trauma | EA
426.672 | 10886982217387 | 4.5MM TI CURVED BROAD LCPÂ® PLATE 17 HOLES/318MM | Trauma | EA
426.682 | 10886982217424 | 4.5MM TI CURVED BROAD LCPÂ® PLATE 18 HOLES/336MM | Trauma | EA
690.387 | 10886982253316 | SMALL FRAGMENT LCPÂ® CANNULATED SCREW INSTRUMENT TRAY | Trauma | EA
690.383 | 10886982253279 | SMALL FRAGMENT LCPÂ® CANNULATED SCREW RACK | Trauma | EA
690.386 | 10886982253309 | SMALL FRAGMENT LCPÂ® CANNULATED SCREW RACK LID | Trauma | EA
04.003.240S | 10886982081773 | 9MM TI LATERAL ENTRY FEMORAL RECON NAIL-EX/300MM/RT-STERILE | Trauma | EA
04.003.241S | 10886982081780 | 9MM TI LATERAL ENTRY FEMORAL RECON NAIL-EX/300MM/LT-STERILE | Trauma | EA
04.003.244S | 10886982081797 | 9MM TI LATERAL ENTRY FEMORAL RECON NAIL-EX/320MM/RT-STERILE | Trauma | EA
04.003.245S | 10886982081803 | 9MM TI LATERAL ENTRY FEMORAL RECON NAIL-EX/320MM/LT-STERILE | Trauma | EA
04.003.248S | 10886982081810 | 9MM TI LATERAL ENTRY FEMORAL RECON NAIL-EX/340MM/RT-STERILE | Trauma | EA
04.003.249S | 10886982081827 | 9MM TI LATERAL ENTRY FEMORAL RECON NAIL-EX/340MM/LT-STERILE | Trauma | EA
04.003.252S | 10886982081834 | 9MM TI LATERAL ENTRY FEMORAL RECON NAIL-EX/360MM/RT-STERILE | Trauma | EA
04.003.253S | 10886982081841 | 9MM TI LATERAL ENTRY FEMORAL RECON NAIL-EX/360MM/LT-STERILE | Trauma | EA
04.003.256S | 10886982081858 | 9MM TI LATERAL ENTRY FEMORAL RECON NAIL-EX/380MM/RT-STERILE | Trauma | EA
04.003.257S | 10886982081865 | 9MM TI LATERAL ENTRY FEMORAL RECON NAIL-EX/380MM/LT-STERILE | Trauma | EA
04.003.440S | 10886982082176 | 11MM TI LATERAL ENTRY FEMORAL RECON NAIL-EX/300MM/RT-STERILE | Trauma | EA
04.003.441S | 10886982082183 | 11MM TI LATERAL ENTRY FEMORAL RECON NAIL-EX/300MM/LT-STERILE | Trauma | EA
04.003.260S | 10886982081872 | 9MM TI LATERAL ENTRY FEMORAL RECON NAIL-EX/400MM/RT-STERILE | Trauma | EA
04.003.444S | 10886982082190 | 11MM TI LATERAL ENTRY FEMORAL RECON NAIL-EX/320MM/RT-STERILE | Trauma | EA
04.003.261S | 10886982081889 | 9MM TI LATERAL ENTRY FEMORAL RECON NAIL-EX/400MM/LT-STERILE | Trauma | EA
04.003.264S | 10886982081896 | 9MM TI LATERAL ENTRY FEMORAL RECON NAIL-EX/420MM/RT-STERILE | Trauma | EA
04.003.265S | 10886982081902 | 9MM TI LATERAL ENTRY FEMORAL RECON NAIL-EX/420MM/LT-STERILE | Trauma | EA
04.003.268S | 10886982081919 | 9MM TI LATERAL ENTRY FEMORAL RECON NAIL-EX/440MM/RT-STERILE | Trauma | EA
04.003.269S | 10886982081926 | 9MM TI LATERAL ENTRY FEMORAL RECON NAIL-EX/440MM/LT-STERILE | Trauma | EA
04.003.272S | 10886982081933 | 9MM TI LATERAL ENTRY FEMORAL RECON NAIL-EX/460MM/RT-STERILE | Trauma | EA
04.003.273S | 10886982081940 | 9MM TI LATERAL ENTRY FEMORAL RECON NAIL-EX/460MM/LT-STERILE | Trauma | EA
04.003.445S | 10886982082206 | 11MM TI LATERAL ENTRY FEMORAL RECON NAIL-EX/320MM/LT-STERILE | Trauma | EA
04.003.276S | 10886982081957 | 9MM TI LATERAL ENTRY FEMORAL RECON NAIL-EX/480MM/RT-STERILE | Trauma | EA
04.003.277S | 10886982081964 | 9MM TI LATERAL ENTRY FEMORAL RECON NAIL-EX/480MM/LT-STERILE | Trauma | EA
04.003.448S | 10886982082213 | 11MM TI LATERAL ENTRY FEMORAL RECON NAIL-EX/340MM/RT-STERILE | Trauma | EA
04.003.340S | 10886982081971 | 10MM TI LATERAL ENTRY FEMORAL RECON NAIL-EX/300MM/RT-STERILE | Trauma | EA
04.003.341S | 10886982081988 | 10MM TI LATERAL ENTRY FEMORAL RECON NAIL-EX/300MM/LT-STERILE | Trauma | EA
04.003.344S | 10886982081995 | 10MM TI LATERAL ENTRY FEMORAL RECON NAIL-EX/320MM/RT-STERILE | Trauma | EA
04.003.449S | 10886982082220 | 11MM TI LATERAL ENTRY FEMORAL RECON NAIL-EX/340MM/LT-STERILE | Trauma | EA
04.003.345S | 10886982082008 | 10MM TI LATERAL ENTRY FEMORAL RECON NAIL-EX/320MM/LT-STERILE | Trauma | EA
04.003.348S | 10886982082015 | 10MM TI LATERAL ENTRY FEMORAL RECON NAIL-EX/340MM/RT-STERILE | Trauma | EA
04.003.452S | 10886982082237 | 11MM TI LATERAL ENTRY FEMORAL RECON NAIL-EX/360MM/RT-STERILE | Trauma | EA
04.003.349S | 10886982082022 | 10MM TI LATERAL ENTRY FEMORAL RECON NAIL-EX/340MM/LT-STERILE | Trauma | EA
04.003.453S | 10886982082244 | 11MM TI LATERAL ENTRY FEMORAL RECON NAIL-EX/360MM/LT-STERILE | Trauma | EA
04.003.456S | 10886982082251 | 11MM TI LATERAL ENTRY FEMORAL RECON NAIL-EX/380MM/RT-STERILE | Trauma | EA
04.003.352S | 10886982082039 | 10MM TI LATERAL ENTRY FEMORAL RECON NAIL-EX/360MM/RT-STERILE | Trauma | EA
04.003.457S | 10886982082268 | 11MM TI LATERAL ENTRY FEMORAL RECON NAIL-EX/380MM/LT-STERILE | Trauma | EA
04.003.353S | 10886982082046 | 10MM TI LATERAL ENTRY FEMORAL RECON NAIL-EX/360MM/LT-STERILE | Trauma | EA
04.003.460S | 10886982082275 | 11MM TI LATERAL ENTRY FEMORAL RECON NAIL-EX/400MM/RT-STERILE | Trauma | EA
04.003.356S | 10886982082053 | 10MM TI LATERAL ENTRY FEMORAL RECON NAIL-EX/380MM/RT-STERILE | Trauma | EA
04.003.461S | 10886982082282 | 11MM TI LATERAL ENTRY FEMORAL RECON NAIL-EX/400MM/LT-STERILE | Trauma | EA
04.003.357S | 10886982082060 | 10MM TI LATERAL ENTRY FEMORAL RECON NAIL-EX/380MM/LT-STERILE | Trauma | EA
04.003.464S | 10886982082299 | 11MM TI LATERAL ENTRY FEMORAL RECON NAIL-EX/420MM/RT-STERILE | Trauma | EA
04.003.360S | 10886982082077 | 10MM TI LATERAL ENTRY FEMORAL RECON NAIL-EX/400MM/RT-STERILE | Trauma | EA
04.003.361S | 10886982082084 | 10MM TI LATERAL ENTRY FEMORAL RECON NAIL-EX/400MM/LT-STERILE | Trauma | EA
04.003.465S | 10886982082305 | 11MM TI LATERAL ENTRY FEMORAL RECON NAIL-EX/420MM/LT-STERILE | Trauma | EA
04.003.468S | 10886982082312 | 11MM TI LATERAL ENTRY FEMORAL RECON NAIL-EX/440MM/RT-STERILE | Trauma | EA
04.003.469S | 10886982082329 | 11MM TI LATERAL ENTRY FEMORAL RECON NAIL-EX/440MM/LT-STERILE | Trauma | EA
04.003.472S | 10886982082336 | 11MM TI LATERAL ENTRY FEMORAL RECON NAIL-EX/460MM/RT-STERILE | Trauma | EA
04.003.473S | 10886982082343 | 11MM TI LATERAL ENTRY FEMORAL RECON NAIL-EX/460MM/LT-STERILE | Trauma | EA
04.003.476S | 10886982082350 | 11MM TI LATERAL ENTRY FEMORAL RECON NAIL-EX/480MM/RT-STERILE | Trauma | EA
04.003.477S | 10886982082367 | 11MM TI LATERAL ENTRY FEMORAL RECON NAIL-EX/480MM/LT-STERILE | Trauma | EA
04.003.364S | 10886982082091 | 10MM TI LATERAL ENTRY FEMORAL RECON NAIL-EX/420MM/RT-STERILE | Trauma | EA
04.003.365S | 10886982082107 | 10MM TI LATERAL ENTRY FEMORAL RECON NAIL-EX/420MM/LT-STERILE | Trauma | EA
04.003.368S | 10886982082114 | 10MM TI LATERAL ENTRY FEMORAL RECON NAIL-EX/440MM/RT-STERILE | Trauma | EA
04.003.369S | 10886982082121 | 10MM TI LATERAL ENTRY FEMORAL RECON NAIL-EX/440MM/LT-STERILE | Trauma | EA
04.003.372S | 10886982082138 | 10MM TI LATERAL ENTRY FEMORAL RECON NAIL-EX/460MM/RT-STERILE | Trauma | EA
04.003.373S | 10886982082145 | 10MM TI LATERAL ENTRY FEMORAL RECON NAIL-EX/460MM/LT-STERILE | Trauma | EA
04.003.376S | 10886982082152 | 10MM TI LATERAL ENTRY FEMORAL RECON NAIL-EX/480MM/RT-STERILE | Trauma | EA
04.003.377S | 10886982082169 | 10MM TI LATERAL ENTRY FEMORAL RECON NAIL-EX/480MM/LT-STERILE | Trauma | EA
04.003.540S | 10886982082374 | 12MM TI LATERAL ENTRY FEMORAL RECON NAIL-EX/300MM/RT-STERILE | Trauma | EA
04.003.541S | 10886982082381 | 12MM TI LATERAL ENTRY FEMORAL RECON NAIL-EX/300MM/LT-STERILE | Trauma | EA
04.003.544S | 10886982082398 | 12MM TI LATERAL ENTRY FEMORAL RECON NAIL-EX/320MM/RT-STERILE | Trauma | EA
04.003.545S | 10886982082404 | 12MM TI LATERAL ENTRY FEMORAL RECON NAIL-EX/320MM/LT-STERILE | Trauma | EA
04.003.548S | 10886982082411 | 12MM TI LATERAL ENTRY FEMORAL RECON NAIL-EX/340MM/RT-STERILE | Trauma | EA
04.003.549S | 10886982082428 | 12MM TI LATERAL ENTRY FEMORAL RECON NAIL-EX/340MM/LT-STERILE | Trauma | EA
04.003.552S | 10886982082435 | 12MM TI LATERAL ENTRY FEMORAL RECON NAIL-EX/360MM/RT-STERILE | Trauma | EA
04.003.553S | 10886982082442 | 12MM TI LATERAL ENTRY FEMORAL RECON NAIL-EX/360MM/LT-STERILE | Trauma | EA
04.003.556S | 10886982082459 | 12MM TI LATERAL ENTRY FEMORAL RECON NAIL-EX/380MM/RT-STERILE | Trauma | EA
04.003.557S | 10886982082466 | 12MM TI LATERAL ENTRY FEMORAL RECON NAIL-EX/380MM/LT-STERILE | Trauma | EA
04.003.560S | 10886982082473 | 12MM TI LATERAL ENTRY FEMORAL RECON NAIL-EX/400MM/RT-STERILE | Trauma | EA
04.003.561S | 10886982082480 | 12MM TI LATERAL ENTRY FEMORAL RECON NAIL-EX/400MM/LT-STERILE | Trauma | EA
04.003.564S | 10886982082497 | 12MM TI LATERAL ENTRY FEMORAL RECON NAIL-EX/420MM/RT-STERILE | Trauma | EA
04.003.565S | 10886982082503 | 12MM TI LATERAL ENTRY FEMORAL RECON NAIL-EX/420MM/LT-STERILE | Trauma | EA
04.003.568S | 10886982082510 | 12MM TI LATERAL ENTRY FEMORAL RECON NAIL-EX/440MM/RT-STERILE | Trauma | EA
04.003.569S | 10886982082527 | 12MM TI LATERAL ENTRY FEMORAL RECON NAIL-EX/440MM/LT-STERILE | Trauma | EA
04.003.572S | 10886982082534 | 12MM TI LATERAL ENTRY FEMORAL RECON NAIL-EX/460MM/RT-STERILE | Trauma | EA
04.003.640S | 10886982082572 | 13MM TI LATERAL ENTRY FEMORAL RECON NAIL-EX/300MM/RT-STERILE | Trauma | EA
04.003.641S | 10886982082589 | 13MM TI LATERAL ENTRY FEMORAL RECON NAIL-EX/300MM/LT-STERILE | Trauma | EA
04.003.644S | 10886982082596 | 13MM TI LATERAL ENTRY FEMORAL RECON NAIL-EX/320MM/RT-STERILE | Trauma | EA
04.003.645S | 10886982082602 | 13MM TI LATERAL ENTRY FEMORAL RECON NAIL-EX/320MM/LT-STERILE | Trauma | EA
04.003.573S | 10886982082541 | 12MM TI LATERAL ENTRY FEMORAL RECON NAIL-EX/460MM/LT-STERILE | Trauma | EA
04.003.648S | 10886982082619 | 13MM TI LATERAL ENTRY FEMORAL RECON NAIL-EX/340MM/RT-STERILE | Trauma | EA
04.003.649S | 10886982082626 | 13MM TI LATERAL ENTRY FEMORAL RECON NAIL-EX/340MM/LT-STERILE | Trauma | EA
04.003.576S | 10886982082558 | 12MM TI LATERAL ENTRY FEMORAL RECON NAIL-EX/480MM/RT-STERILE | Trauma | EA
04.003.652S | 10886982082633 | 13MM TI LATERAL ENTRY FEMORAL RECON NAIL-EX/360MM/RT-STERILE | Trauma | EA
04.003.577S | 10886982082565 | 12MM TI LATERAL ENTRY FEMORAL RECON NAIL-EX/480MM/LT-STERILE | Trauma | EA
04.003.653S | 10886982082640 | 13MM TI LATERAL ENTRY FEMORAL RECON NAIL-EX/360MM/LT-STERILE | Trauma | EA
04.003.656S | 10886982082657 | 13MM TI LATERAL ENTRY FEMORAL RECON NAIL-EX/380MM/RT-STERILE | Trauma | EA
04.003.657S | 10886982082664 | 13MM TI LATERAL ENTRY FEMORAL RECON NAIL-EX/380MM/LT-STERILE | Trauma | EA
04.003.660S | 10886982082671 | 13MM TI LATERAL ENTRY FEMORAL RECON NAIL-EX/400MM/RT-STERILE | Trauma | EA
04.003.661S | 10886982082688 | 13MM TI LATERAL ENTRY FEMORAL RECON NAIL-EX/400MM/LT-STERILE | Trauma | EA
04.003.664S | 10886982082695 | 13MM TI LATERAL ENTRY FEMORAL RECON NAIL-EX/420MM/RT-STERILE | Trauma | EA
04.003.665S | 10886982082701 | 13MM TI LATERAL ENTRY FEMORAL RECON NAIL-EX/420MM/LT-STERILE | Trauma | EA
04.003.668S | 10886982082718 | 13MM TI LATERAL ENTRY FEMORAL RECON NAIL-EX/440MM/RT-STERILE | Trauma | EA
04.003.669S | 10886982082725 | 13MM TI LATERAL ENTRY FEMORAL RECON NAIL-EX/440MM/LT-STERILE | Trauma | EA
04.003.672S | 10886982082732 | 13MM TI LATERAL ENTRY FEMORAL RECON NAIL-EX/460MM/RT-STERILE | Trauma | EA
04.003.673S | 10886982082749 | 13MM TI LATERAL ENTRY FEMORAL RECON NAIL-EX/460MM/LT-STERILE | Trauma | EA
04.003.676S | 10886982082756 | 13MM TI LATERAL ENTRY FEMORAL RECON NAIL-EX/480MM/RT-STERILE | Trauma | EA
04.003.677S | 10886982082763 | 13MM TI LATERAL ENTRY FEMORAL RECON NAIL-EX/480MM/LT-STERILE | Trauma | EA
04.003.740S | 10886982082770 | 14MM TI LATERAL ENTRY FEMORAL RECON NAIL-EX/300MM/RT-STERILE | Trauma | EA
04.003.741S | 10886982082787 | 14MM TI LATERAL ENTRY FEMORAL RECON NAIL-EX/300MM/LT-STERILE | Trauma | EA
04.003.744S | 10886982082794 | 14MM TI LATERAL ENTRY FEMORAL RECON NAIL-EX/320MM/RT-STERILE | Trauma | EA
04.003.745S | 10886982082800 | 14MM TI LATERAL ENTRY FEMORAL RECON NAIL-EX/320MM/LT-STERILE | Trauma | EA
04.003.748S | 10886982082817 | 14MM TI LATERAL ENTRY FEMORAL RECON NAIL-EX/340MM/RT-STERILE | Trauma | EA
04.003.749S | 10886982082824 | 14MM TI LATERAL ENTRY FEMORAL RECON NAIL-EX/340MM/LT-STERILE | Trauma | EA
04.003.752S | 10886982082831 | 14MM TI LATERAL ENTRY FEMORAL RECON NAIL-EX/360MM/RT-STERILE | Trauma | EA
04.003.753S | 10886982082848 | 14MM TI LATERAL ENTRY FEMORAL RECON NAIL-EX/360MM/LT-STERILE | Trauma | EA
04.003.765S | 10886982082909 | 14MM TI LATERAL ENTRY FEMORAL RECON NAIL-EX/420MM/LT-STERILE | Trauma | EA
04.003.756S | 10886982082855 | 14MM TI LATERAL ENTRY FEMORAL RECON NAIL-EX/380MM/RT-STERILE | Trauma | EA
04.003.757S | 10886982082862 | 14MM TI LATERAL ENTRY FEMORAL RECON NAIL-EX/380MM/LT-STERILE | Trauma | EA
04.003.760S | 10886982082879 | 14MM TI LATERAL ENTRY FEMORAL RECON NAIL-EX/400MM/RT-STERILE | Trauma | EA
04.003.761S | 10886982082886 | 14MM TI LATERAL ENTRY FEMORAL RECON NAIL-EX/400MM/LT-STERILE | Trauma | EA
04.003.764S | 10886982082893 | 14MM TI LATERAL ENTRY FEMORAL RECON NAIL-EX/420MM/RT-STERILE | Trauma | EA
04.003.768S | 10886982082916 | 14MM TI LATERAL ENTRY FEMORAL RECON NAIL-EX/440MM/RT-STERILE | Trauma | EA
04.003.769S | 10886982082923 | 14MM TI LATERAL ENTRY FEMORAL RECON NAIL-EX/440MM/LT-STERILE | Trauma | EA
04.003.772S | 10886982082930 | 14MM TI LATERAL ENTRY FEMORAL RECON NAIL-EX/460MM/RT-STERILE | Trauma | EA
04.003.773S | 10886982082947 | 14MM TI LATERAL ENTRY FEMORAL RECON NAIL-EX/460MM/LT-STERILE | Trauma | EA
04.003.776S | 10886982082954 | 14MM TI LATERAL ENTRY FEMORAL RECON NAIL-EX/480MM/RT-STERILE | Trauma | EA
04.003.777S | 10886982082961 | 14MM TI LATERAL ENTRY FEMORAL RECON NAIL-EX/480MM/LT-STERILE | Trauma | EA
04.003.940S | 10886982083173 | 16MM TI LATERAL ENTRY FEMORAL RECON NAIL-EX/300MM/RT-STERILE | Trauma | EA
04.003.941S | 10886982083180 | 16MM TI LATERAL ENTRY FEMORAL RECON NAIL-EX/300MM/LT-STERILE | Trauma | EA
04.003.944S | 10886982083197 | 16MM TI LATERAL ENTRY FEMORAL RECON NAIL-EX/320MM/RT-STERILE | Trauma | EA
04.003.945S | 10886982083203 | 16MM TI LATERAL ENTRY FEMORAL RECON NAIL-EX/320MM/LT-STERILE | Trauma | EA
04.003.948S | 10886982083210 | 16MM TI LATERAL ENTRY FEMORAL RECON NAIL-EX/340MM/RT-STERILE | Trauma | EA
04.003.949S | 10886982083227 | 16MM TI LATERAL ENTRY FEMORAL RECON NAIL-EX/340MM/LT-STERILE | Trauma | EA
04.003.952S | 10886982083234 | 16MM TI LATERAL ENTRY FEMORAL RECON NAIL-EX/360MM/RT-STERILE | Trauma | EA
04.003.953S | 10886982083241 | 16MM TI LATERAL ENTRY FEMORAL RECON NAIL-EX/360MM/LT-STERILE | Trauma | EA
04.003.956S | 10886982083258 | 16MM TI LATERAL ENTRY FEMORAL RECON NAIL-EX/380MM/RT-STERILE | Trauma | EA
04.003.957S | 10886982083265 | 16MM TI LATERAL ENTRY FEMORAL RECON NAIL-EX/380MM/LT-STERILE | Trauma | EA
04.003.960S | 10886982083272 | 16MM TI LATERAL ENTRY FEMORAL RECON NAIL-EX/400MM/RT-STERILE | Trauma | EA
04.003.961S | 10886982083289 | 16MM TI LATERAL ENTRY FEMORAL RECON NAIL-EX/400MM/LT-STERILE | Trauma | EA
04.003.964S | 10886982083296 | 16MM TI LATERAL ENTRY FEMORAL RECON NAIL-EX/420MM/RT-STERILE | Trauma | EA
04.003.965S | 10886982083302 | 16MM TI LATERAL ENTRY FEMORAL RECON NAIL-EX/420MM/LT-STERILE | Trauma | EA
04.003.968S | 10886982083319 | 16MM TI LATERAL ENTRY FEMORAL RECON NAIL-EX/440MM/RT-STERILE | Trauma | EA
04.003.969S | 10886982083326 | 16MM TI LATERAL ENTRY FEMORAL RECON NAIL-EX/440MM/LT-STERILE | Trauma | EA
04.003.972S | 10886982083333 | 16MM TI LATERAL ENTRY FEMORAL RECON NAIL-EX/460MM/RT-STERILE | Trauma | EA
04.003.973S | 10886982083340 | 16MM TI LATERAL ENTRY FEMORAL RECON NAIL-EX/460MM/LT-STERILE | Trauma | EA
04.003.976S | 10886982083357 | 16MM TI LATERAL ENTRY FEMORAL RECON NAIL-EX/480MM/RT-STERILE | Trauma | EA
04.003.840S | 10886982082978 | 15MM TI LATERAL ENTRY FEMORAL RECON NAIL-EX/300MM/RT-STERILE | Trauma | EA
04.003.977S | 10886982083364 | 16MM TI LATERAL ENTRY FEMORAL RECON NAIL-EX/480MM/LT-STERILE | Trauma | EA
04.003.841S | 10886982082985 | 15MM TI LATERAL ENTRY FEMORAL RECON NAIL-EX/300MM/LT-STERILE | Trauma | EA
04.003.844S | 10886982082992 | 15MM TI LATERAL ENTRY FEMORAL RECON NAIL-EX/320MM/RT-STERILE | Trauma | EA
04.003.845S | 10886982083005 | 15MM TI LATERAL ENTRY FEMORAL RECON NAIL-EX/320MM/LT-STERILE | Trauma | EA
04.003.848S | 10886982083012 | 15MM TI LATERAL ENTRY FEMORAL RECON NAIL-EX/340MM/RT-STERILE | Trauma | EA
04.003.849S | 10886982083029 | 15MM TI LATERAL ENTRY FEMORAL RECON NAIL-EX/340MM/LT-STERILE | Trauma | EA
04.003.852S | 10886982083036 | 15MM TI LATERAL ENTRY FEMORAL RECON NAIL-EX/360MM/RT-STERILE | Trauma | EA
04.003.853S | 10886982083043 | 15MM TI LATERAL ENTRY FEMORAL RECON NAIL-EX/360MM/LT-STERILE | Trauma | EA
04.003.856S | 10886982083050 | 15MM TI LATERAL ENTRY FEMORAL RECON NAIL-EX/380MM/RT-STERILE | Trauma | EA
04.003.857S | 10886982083067 | 15MM TI LATERAL ENTRY FEMORAL RECON NAIL-EX/380MM/LT-STERILE | Trauma | EA
04.003.860S | 10886982083074 | 15MM TI LATERAL ENTRY FEMORAL RECON NAIL-EX/400MM/RT-STERILE | Trauma | EA
04.003.861S | 10886982083081 | 15MM TI LATERAL ENTRY FEMORAL RECON NAIL-EX/400MM/LT-STERILE | Trauma | EA
04.003.864S | 10886982083098 | 15MM TI LATERAL ENTRY FEMORAL RECON NAIL-EX/420MM/RT-STERILE | Trauma | EA
04.003.865S | 10886982083104 | 15MM TI LATERAL ENTRY FEMORAL RECON NAIL-EX/420MM/LT-STERILE | Trauma | EA
04.003.868S | 10886982083111 | 15MM TI LATERAL ENTRY FEMORAL RECON NAIL-EX/440MM/RT-STERILE | Trauma | EA
04.003.869S | 10886982083128 | 15MM TI LATERAL ENTRY FEMORAL RECON NAIL-EX/440MM/LT-STERILE | Trauma | EA
04.003.872S | 10886982083135 | 15MM TI LATERAL ENTRY FEMORAL RECON NAIL-EX/460MM/RT-STERILE | Trauma | EA
04.003.873S | 10886982083142 | 15MM TI LATERAL ENTRY FEMORAL RECON NAIL-EX/460MM/LT-STERILE | Trauma | EA
04.003.876S | 10886982083159 | 15MM TI LATERAL ENTRY FEMORAL RECON NAIL-EX/480MM/RT-STERILE | Trauma | EA
04.003.877S | 10886982083166 | 15MM TI LATERAL ENTRY FEMORAL RECON NAIL-EX/480MM/LT-STERILE | Trauma | EA
351.708S | 10886982193872 | 2.5MM REAMING ROD WITH BALL TIP/1150MM-STERILE | Trauma | EA
211.841 | 10886982151643 | 2.4MM CANNULATED SCREW SHORT THREAD 17MM | Trauma | EA
211.842 | 10886982151650 | 2.4MM CANNULATED SCREW SHORT THREAD 18MM | Trauma | EA
211.843 | 10886982151667 | 2.4MM CANNULATED SCREW SHORT THREAD 19MM | Trauma | EA
211.844 | 10886982151674 | 2.4MM CANNULATED SCREW SHORT THREAD 20MM | Trauma | EA
211.845 | 10886982151681 | 2.4MM CANNULATED SCREW SHORT THREAD 22MM | Trauma | EA
211.846 | 10886982151698 | 2.4MM CANNULATED SCREW SHORT THREAD 24MM | Trauma | EA
03.010.028 | 10886982067029 | 15.0MM CANNULATED DRILL BIT LARGE QC/280MM | Trauma | EA
211.847 | 10886982151704 | 2.4MM CANNULATED SCREW SHORT THREAD 26MM | Trauma | EA
211.848 | 10886982151711 | 2.4MM CANNULATED SCREW SHORT THREAD 28MM | Trauma | EA
211.849 | 10886982151728 | 2.4MM CANNULATED SCREW SHORT THREAD 30MM | Trauma | EA
03.010.029 | 10886982067036 | 17.0MM CANNULATED DRILL BIT LARGE QC/280MM | Trauma | EA
03.010.036 | 10886982067098 | 12.0MM CANNULATED DRILL BIT LARGE QC/190MM | Trauma | EA
03.010.036S | 10886982067104 | 12.0MM CANNULATED DRILL BIT LARGE QC/190MM-STERILE | Trauma | EA
03.010.060 | 10886982067319 | 3.2MM THREE-FLUTED DRILL BIT QC/330MM/100MM CALIBRATION | Trauma | EA
03.010.061 | 10886982067333 | 4.2MM THREE-FLUTED DRILL BIT QC/330MM/100MM CALIBRATION | Trauma | EA
03.010.060S | 10886982067326 | 3.2MM THREE-FLUTED DRILL BIT QC/330MM/100MM CALIB-STERILE | Trauma | EA
03.010.061S | 10886982067340 | 4.2MM THREE-FLUTED DRILL BIT QC/330MM/100MM CALIB-STERILE | Trauma | EA
03.010.062 | 10886982067357 | 5.0MM THREE-FLUTED DRILL BIT QC/330MM/100MM CALIBRATION | Trauma | EA
03.010.062S | 10886982067364 | 5.0MM THREE-FLUTED DRILL BIT QC/330MM/100MM CALIB-STERILE | Trauma | EA
03.010.089 | 10886982067593 | 4.5MM CANNULATED DRILL BIT JC/WITH 135MM STOP/165MM | Trauma | EA
03.010.089S | 10886982067609 | 4.5MM CANNULATED DRILL BIT JC/WITH 135MM STOP/165MM-STER | Trauma | EA
03.010.103 | 10886982067722 | 3.2MM THREE-FLUTED DRILL BIT QC/NEEDLE POINT/145MM | Trauma | EA
03.010.103S | 10886982067739 | 3.2MM THREE-FLUTED DRILL BIT QC/NEEDLE POINT/145MM-STERILE | Trauma | EA
03.010.104 | 10886982067746 | 4.2MM THREE-FLUTED DRILL BIT QC/NEEDLE POINT/145MM | Trauma | EA
03.010.104S | 10886982067753 | 4.2MM THREE-FLUTED DRILL BIT QC/NEEDLE POINT/145MM-STERILE | Trauma | EA
03.010.105 | 10886982067760 | 5.0MM THREE-FLUTED DRILL BIT QC/NEEDLE POINT/145MM | Trauma | EA
03.010.105S | 10886982067777 | 5.0MM THREE-FLUTED DRILL BIT QC/NEEDLE POINT/145MM-STERILE | Trauma | EA
201.782 | 10886982142849 | 2.4MM CORTEX SCREW SLF-TPNG WITH T8 STARDRIVE RECESS-32MM | Trauma | EA
201.784 | 10886982142856 | 2.4MM CORTEX SCREW SLF-TPNG WITH T8 STARDRIVE RECESS-34MM | Trauma | EA
201.786 | 10886982142863 | 2.4MM CORTEX SCREW SLF-TPNG WITH T8 STARDRIVE RECESS-36MM | Trauma | EA
201.788 | 10886982142870 | 2.4MM CORTEX SCREW SLF-TPNG WITH T8 STARDRIVE RECESS-38MM | Trauma | EA
201.790 | 10886982142887 | 2.4MM CORTEX SCREW SLF-TPNG WITH T8 STARDRIVE RECESS-40MM | Trauma | EA
511.776 | 10886982237866 | TORQUE LIMITING ATTACHMENT 0.8NM/QUICK COUPLING | Trauma | EA
241.262 | 10886982166197 | 3.5MM LCPÂ® POSTEROLATERAL DISTAL HUMERUS PLATE 3H-RIGHT | Trauma | EA
241.263 | 10886982166210 | 3.5MM LCPÂ® POSTEROLATERAL DISTAL HUMERUS PLATE 3H-LEFT | Trauma | EA
241.264 | 10886982166234 | 3.5MM LCPÂ® POSTEROLATERAL DISTAL HUMERUS PLATE 5H-RIGHT | Trauma | EA
338.332 | 10886982193360 | CONTOURED REAMER 60MM | Trauma | EA
281.870 | 10886982177964 | TROCHANTER STABILIZATION PLATE 148MM | Trauma | EA
281.869 | 10886982177940 | TROCHANTER STABILIZATION PLATE 138MM | Trauma | EA
281.870S | 10886982177971 | TROCHANTER STABILIZATION PLATE 148MM-STERILE | Trauma | EA
281.869S | 10886982177957 | TROCHANTER STABILIZATION PLATE 138MM-STERILE | Trauma | EA
338.044 | 10886982193094 | DYNAMIC HELICAL HIP SYSTEM ANGLE GUIDE-VARIABLE | Trauma | EA
282.234 | 10886982178169 | HELIX BLADE 75MM | Trauma | EA
282.235 | 10886982178183 | HELIX BLADE 80MM | Trauma | EA
282.236 | 10886982178206 | HELIX BLADE 85MM | Trauma | EA
282.237 | 10886982178220 | HELIX BLADE 90MM | Trauma | EA
282.238 | 10886982178244 | HELIX BLADE 95MM | Trauma | EA
282.239 | 10886982178268 | HELIX BLADE 100MM | Trauma | EA
282.240 | 10886982178282 | HELIX BLADE 105MM | Trauma | EA
282.241 | 10886982178305 | HELIX BLADE 110MM | Trauma | EA
282.242 | 10886982178329 | HELIX BLADE 115MM | Trauma | EA
282.243 | 10886982178343 | HELIX BLADE 120MM | Trauma | EA
282.244 | 10886982178367 | HELIX BLADE 125MM | Trauma | EA
282.245 | 10886982178381 | HELIX BLADE 130MM | Trauma | EA
282.234S | 10886982178176 | DHHS HELIX BLADE 75MM-STERILE | Trauma | EA
282.235S | 10886982178190 | DHHS HELIX BLADE 80MM-STERILE | Trauma | EA
282.236S | 10886982178213 | DHHS HELIX BLADE 85MM-STERILE | Trauma | EA
282.237S | 10886982178237 | DHHS HELIX BLADE 90MM-STERILE | Trauma | EA
282.238S | 10886982178251 | DHHS HELIX BLADE 95MM-STERILE | Trauma | EA
282.239S | 10886982178275 | DHHS HELIX BLADE 100MM-STERILE | Trauma | EA
282.240S | 10886982178299 | DHHS HELIX BLADE 105MM-STERILE | Trauma | EA
282.241S | 10886982178312 | DHHS HELIX BLADE 110MM-STERILE | Trauma | EA
282.242S | 10886982178336 | DHHS HELIX BLADE 115MM-STERILE | Trauma | EA
282.243S | 10886982178350 | DHHS HELIX BLADE 120MM-STERILE | Trauma | EA
282.244S | 10886982178374 | DHHS HELIX BLADE 125MM-STERILE | Trauma | EA
282.245S | 10886982178398 | DHHS HELIX BLADE 130MM-STERILE | Trauma | EA
282.246S | 10886982178404 | DHHS HELIX BLADE 135MM-STERILE | Trauma | EA
282.247S | 10886982178411 | DHHS HELIX BLADE 140MM-STERILE | Trauma | EA
282.248S | 10886982178428 | DHHS HELIX BLADE 145MM-STERILE | Trauma | EA
282.249S | 10886982178435 | DHHS HELIX BLADE 150MM-STERILE | Trauma | EA
690.331 | 10886982252524 | WRIST FUSION INSTR & IMPL SET GRAPHIC CASE F/SLF-TPNG SCREWS | Trauma | EA
201.676 | 10886982142443 | 2.4MM CORTEX SCREW 3.5MM HEAD/SELF-TAPPING 6MM | Trauma | EA
201.677 | 10886982142450 | 2.4MM CORTEX SCREW 3.5MM HEAD/SELF-TAPPING 7MM | Trauma | EA
201.678 | 10886982142467 | 2.4MM CORTEX SCREW 3.5MM HEAD/SELF-TAPPING 8MM | Trauma | EA
201.679 | 10886982142474 | 2.4MM CORTEX SCREW 3.5MM HEAD/SELF-TAPPING 9MM | Trauma | EA
201.680 | 10886982142481 | 2.4MM CORTEX SCREW 3.5MM HEAD/SELF-TAPPING 10MM | Trauma | EA
201.681 | 10886982142498 | 2.4MM CORTEX SCREW 3.5MM HEAD/SELF-TAPPING 11MM | Trauma | EA
201.683 | 10886982142504 | 2.4MM CORTEX SCREW 3.5MM HEAD/SELF-TAPPING 13MM | Trauma | EA
201.685 | 10886982142511 | 2.4MM CORTEX SCREW 3.5MM HEAD/SELF-TAPPING 15MM | Trauma | EA
201.686 | 10886982142528 | 2.4MM CORTEX SCREW 3.5MM HEAD/SELF-TAPPING 32MM | Trauma | EA
201.687 | 10886982142535 | 2.4MM CORTEX SCREW 3.5MM HEAD/SELF-TAPPING 34MM | Trauma | EA
201.688 | 10886982142542 | 2.4MM CORTEX SCREW 3.5MM HEAD/SELF-TAPPING 36MM | Trauma | EA
201.689 | 10886982142559 | 2.4MM CORTEX SCREW 3.5MM HEAD/SELF-TAPPING 38MM | Trauma | EA
201.690 | 10886982142566 | 2.4MM CORTEX SCREW 3.5MM HEAD/SELF-TAPPING 40MM | Trauma | EA
201.691 | 10886982142573 | 2.4MM CORTEX SCREW 3.5MM HEAD/SELF-TAPPING 42MM | Trauma | EA
201.692 | 10886982142580 | 2.4MM CORTEX SCREW 3.5MM HEAD/SELF-TAPPING 44MM | Trauma | EA
201.693 | 10886982142597 | 2.4MM CORTEX SCREW 3.5MM HEAD/SELF-TAPPING 46MM | Trauma | EA
201.694 | 10886982142603 | 2.4MM CORTEX SCREW 3.5MM HEAD/SELF-TAPPING 48MM | Trauma | EA
201.695 | 10886982142610 | 2.4MM CORTEX SCREW 3.5MM HEAD/SELF-TAPPING 50MM | Trauma | EA
201.696 | 10886982142627 | 2.4MM CORTEX SCREW 3.5MM HEAD/SELF-TAPPING 52MM | Trauma | EA
201.697 | 10886982142634 | 2.4MM CORTEX SCREW 3.5MM HEAD/SELF-TAPPING 54MM | Trauma | EA
201.698 | 10886982142641 | 2.4MM CORTEX SCREW 3.5MM HEAD/SELF-TAPPING 56MM | Trauma | EA
201.699 | 10886982142658 | 2.4MM CORTEX SCREW 3.5MM HEAD/SELF-TAPPING 58MM | Trauma | EA
201.700 | 10886982142665 | 2.4MM CORTEX SCREW 3.5MM HEAD/SELF-TAPPING 60MM | Trauma | EA
392.951 | 10886982198822 | 8.0MM/6.0MM THREADED DRILL SLEEVE-SHORT | Trauma | EA
392.963 | 10886982198884 | 6-POSITION DRILL GUIDE HANDLE | Trauma | EA
392.952 | 10886982198839 | 8.0MM/6.0MM THREADED DRILL SLEEVE-LONG | Trauma | EA
690.330 | 10886982252517 | TI WRIST FUSION INSTR/IMPL SET GRAPHIC CASE F/SLF-TPNG SCREWS | Trauma | EA
690.329 | 10886982252500 | TI WRIST FUSION INSTRUMENT AND IMPLANT SET GRAPHIC CASE | Trauma | EA
213.018 | 10886982153067 | 3.5MM LOCKING SCREW SELF-TAPPING 18MM | Trauma | EA
213.020 | 10886982153074 | 3.5MM LOCKING SCREW SELF-TAPPING 20MM | Trauma | EA
213.022 | 10886982153081 | 3.5MM LOCKING SCREW SELF-TAPPING 22MM | Trauma | EA
213.024 | 10886982153098 | 3.5MM LOCKING SCREW SELF-TAPPING 24MM | Trauma | EA
213.026 | 10886982153104 | 3.5MM LOCKING SCREW SELF-TAPPING 26MM | Trauma | EA
213.028 | 10886982153111 | 3.5MM LOCKING SCREW SELF-TAPPING 28MM | Trauma | EA
213.030 | 10886982153128 | 3.5MM LOCKING SCREW SELF-TAPPING 30MM | Trauma | EA
213.032 | 10886982153135 | 3.5MM LOCKING SCREW SELF-TAPPING 32MM | Trauma | EA
213.034 | 10886982153142 | 3.5MM LOCKING SCREW SELF-TAPPING 34MM | Trauma | EA
213.036 | 10886982153159 | 3.5MM LOCKING SCREW SELF-TAPPING 36MM | Trauma | EA
213.038 | 10886982153166 | 3.5MM LOCKING SCREW SELF-TAPPING 38MM | Trauma | EA
213.040 | 10886982153173 | 3.5MM LOCKING SCREW SELF-TAPPING 40MM | Trauma | EA
213.045 | 10886982153180 | 3.5MM LOCKING SCREW SELF-TAPPING 45MM | Trauma | EA
213.050 | 10886982153197 | 3.5MM LOCKING SCREW SELF-TAPPING 50MM | Trauma | EA
516.331 | 10886982238788 | TIBIAL NAIL DRIVING ADAPTOR | Trauma | EA
304.365 | 10886982183668 | SUPPLEMENTAL SCREW RACK W/LID FOR 4.5MM/6.5MM/7.3MM SCREWS | Trauma | EA
204.842 | 10886982146397 | 3.5MM CORTEX SCREW SELF-TAPPING 42MM | Trauma | EA
204.844 | 10886982146403 | 3.5MM CORTEX SCREW SELF-TAPPING 44MM | Trauma | EA
204.846 | 10886982146427 | 3.5MM CORTEX SCREW SELF-TAPPING 46MM | Trauma | EA
204.848 | 10886982146434 | 3.5MM CORTEX SCREW SELF-TAPPING 48MM | Trauma | EA
304.385 | 10886982183705 | SUPPLEMENTAL SCREW RACK W/LID FOR 3.5MM & 4.0MM SCREWS | Trauma | EA
304.375 | 10886982183682 | SUPPLEMENTAL SCREW RACK W/LID FOR 2.4MM/2.7MM/3.0MM SCREWS | Trauma | EA
304.380 | 10886982183699 | SUPPLEMENTAL SCREW RACK W/LID FOR 3.5/4.0/4.5/6.5/7.3MM SCR | Trauma | EA
324.023 | 10886982190956 | THREADED PLATE HOLDER | Trauma | EA
304.312 | 10886982183422 | IMPLANT MODULE FOR LOCKING CALCANEAL PLATE SET | Trauma | EA
329.151 | 10886982191854 | LOCKING CALCANEAL PLATE CUTTER | Trauma | EA
690.332 | 10886982252531 | GRAPHIC CASE FOR AIR POWER LINE | Trauma | EA
511.605 | 10886982237569 | AIR REAMER/DRILL | Trauma | EA
511.610 | 10886982237590 | AIR OSCILLATOR | Trauma | EA
511.615 | 10886982237613 | AIR RECIPROCATOR | Trauma | EA
304.388.60 | 10886982183729 | LABEL SHEET PACK FOR SMALL SUPPLEMENTAL SCREW RACKS | Trauma | EA
305.579 | 10886982185013 | 4.0MM/5.0MM TI LOCKING SCREW SET GRAPHIC CASE FOR IM NAILS | Trauma | EA
532.032 | 10886982240712 | SMALL BATTERY DRIVE CASING FOR 14.4V BATTERY | Trauma | EA
532.033 | 10886982240743 | SMALL BATTERY DRIVE 14.4V BATTERY | Trauma | EA
690.308 | 10886982252074 | REAMER/IRRIGATOR/ASPIRATOR INSTRUMENT SET GRAPHIC CASE | Trauma | EA
351.717 | 10886982193926 | DEPTH GAUGE | Trauma | EA
314.743 | 10886982189042 | DRIVE SHAFT-MINIMUM 520MM LENGTH-FOR USE WITH RIA | Trauma | EA
314.742 | 10886982189035 | DRIVE SHAFT-MINIMUM 360MM LENGTH-FOR USE WITH RIA | Trauma | EA
690.349 | 10886982252753 | SCHANZ SCREW GRAPHIC CASE | Trauma | EA
690.315.60 | 10886982252173 | LARGE EXTERNAL FIXATOR GRAPHIC CASE LIFT-OUT TRAY ASSEMBLY | Trauma | EA
690.316.71 | 10886982252210 | SMALL FRAGMENT INSTR & IMPL SET--LC-DCPÂ® SCREW RACK LID | Trauma | EA
690.318.71 | 10886982252296 | SMALL FRAGMENT INSTR & TI IMPL SET--LC-DCPÂ® SCREW RACK LID | Trauma | EA
690.319.71 | 10886982252333 | SMALL FRAGMENT SET--LC-DCPÂ® SCR RACK LID F/TI SLF-TPNG SCR | Trauma | EA
240.036 | 10886982164438 | 4.5MM LCP PROXIMAL TIBIA PLATE 4 HOLES/82MM-RIGHT | Trauma | EA
240.037 | 10886982164452 | 4.5MM LCP PROXIMAL TIBIA PLATE 4 HOLES/82MM-LEFT | Trauma | EA
240.038 | 10886982164476 | 4.5MM LCP PROXIMAL TIBIA PLATE 6 HOLES/118MM-RIGHT | Trauma | EA
240.039 | 10886982164490 | 4.5MM LCP PROXIMAL TIBIA PLATE 6 HOLES/118MM-LEFT | Trauma | EA
240.040 | 10886982164513 | 4.5MM LCP PROXIMAL TIBIA PLATE 8 HOLES/154MM-RIGHT | Trauma | EA
240.041 | 10886982164537 | 4.5MM LCP PROXIMAL TIBIA PLATE 8 HOLES/154MM-LEFT | Trauma | EA
240.042 | 10886982164551 | 4.5MM LCP PROXIMAL TIBIA PLATE 10 HOLES/190MM-RIGHT | Trauma | EA
240.043 | 10886982164575 | 4.5MM LCP PROXIMAL TIBIA PLATE 10 HOLES/190MM-LEFT | Trauma | EA
240.044 | 10886982164599 | 4.5MM LCP PROXIMAL TIBIA PLATE 12 HOLES/226MM-RIGHT | Trauma | EA
240.045 | 10886982164612 | 4.5MM LCP PROXIMAL TIBIA PLATE 12 HOLES/226MM-LEFT | Trauma | EA
240.046 | 10886982164636 | 4.5MM LCP PROXIMAL TIBIA PLATE 14 HOLES/262MM-RIGHT | Trauma | EA
240.047 | 10886982164650 | 4.5MM LCP PROXIMAL TIBIA PLATE 14 HOLES/262MM-LEFT | Trauma | EA
690.334.60 | 10886982252555 | SPIRAL BLADE RACK FOR TI SOLID HUMERAL NAIL SET | Trauma | EA
462.667 | 10886982232137 | TI END CAP 15MM EXT FOR HUMERAL NAIL SPIRAL BLADE | Trauma | EA
690.334.73 | 10886982252586 | SCREW RACK LID FOR TI SOLID HUMERAL NAIL SET CASE | Trauma | EA
690.334.63 | 10886982252562 | SPIRAL BLADE RACK LID FOR TI SOLID HUMERAL NAIL SET | Trauma | EA
532.019 | 10886982240545 | TRINKLE REDUCTION DRIVE UNIT | Trauma | EA
532.020 | 10886982240569 | MODIFIED TRINKLE REDUCTION DRIVE UNIT | Trauma | EA
900.723 | 10886982256348 | 2.5MM THREADED GUIDE WIRE SPADE POINT 230MM | Trauma | EA
314.070 | 10886982188458 | SMALL HEXAGONAL SCREWDRIVER 2.5MM WIDTH ACROSS FLATS | Trauma | EA
315.330S | 10886982189301 | 3.2MM THREE-FLUTED DRILL BIT QC/210MM/68MM CALIB-STERILE | Trauma | EA
315.330 | 10886982189295 | 3.2MM THREE-FLUTED DRILL BIT QC/210MM/68MM CALIBRATION | Trauma | EA
530.601 | 10886982239938 | UNIVERSAL SYNTHES BATTERY CHARGER-4 BAYS | Trauma | EA
357.369 | 10886982196033 | BLADE GUIDE SLEEVE FOR TROCHANTERIC FIXATION NAILS | Trauma | EA
212.201 | 10886982152084 | 5.0MM LOCKING SCREW SLF-TPNG WITH T25 STARDRIVE RECESS 14MM | Trauma | EA
212.202 | 10886982152091 | 5.0MM LOCKING SCREW SLF-TPNG WITH T25 STARDRIVE RECESS 16MM | Trauma | EA
212.203 | 10886982152107 | 5.0MM LOCKING SCREW SLF-TPNG WITH T25 STARDRIVE RECESS 18MM | Trauma | EA
212.204 | 10886982152114 | 5.0MM LOCKING SCREW SLF-TPNG WITH T25 STARDRIVE RECESS 20MM | Trauma | EA
212.205 | 10886982152121 | 5.0MM LOCKING SCREW SLF-TPNG WITH T25 STARDRIVE RECESS 22MM | Trauma | EA
212.206 | 10886982152138 | 5.0MM LOCKING SCREW SLF-TPNG WITH T25 STARDRIVE RECESS 24MM | Trauma | EA
212.207 | 10886982152145 | 5.0MM LOCKING SCREW SLF-TPNG WITH T25 STARDRIVE RECESS 26MM | Trauma | EA
212.208 | 10886982152152 | 5.0MM LOCKING SCREW SLF-TPNG WITH T25 STARDRIVE RECESS 28MM | Trauma | EA
212.209 | 10886982152169 | 5.0MM LOCKING SCREW SLF-TPNG WITH T25 STARDRIVE RECESS 30MM | Trauma | EA
212.210 | 10886982152176 | 5.0MM LOCKING SCREW SLF-TPNG WITH T25 STARDRIVE RECESS 32MM | Trauma | EA
212.211 | 10886982152183 | 5.0MM LOCKING SCREW SLF-TPNG WITH T25 STARDRIVE RECESS 34MM | Trauma | EA
212.212 | 10886982152190 | 5.0MM LOCKING SCREW SLF-TPNG WITH T25 STARDRIVE RECESS 36MM | Trauma | EA
212.213 | 10886982152206 | 5.0MM LOCKING SCREW SLF-TPNG WITH T25 STARDRIVE RECESS 38MM | Trauma | EA
212.214 | 10886982152213 | 5.0MM LOCKING SCREW SLF-TPNG WITH T25 STARDRIVE RECESS 40MM | Trauma | EA
212.215 | 10886982152220 | 5.0MM LOCKING SCREW SLF-TPNG WITH T25 STARDRIVE RECESS 42MM | Trauma | EA
212.216 | 10886982152237 | 5.0MM LOCKING SCREW SLF-TPNG WITH T25 STARDRIVE RECESS 44MM | Trauma | EA
212.217 | 10886982152244 | 5.0MM LOCKING SCREW SLF-TPNG WITH T25 STARDRIVE RECESS 46MM | Trauma | EA
212.218 | 10886982152251 | 5.0MM LOCKING SCREW SLF-TPNG WITH T25 STARDRIVE RECESS 48MM | Trauma | EA
212.219 | 10886982152268 | 5.0MM LOCKING SCREW SLF-TPNG WITH T25 STARDRIVE RECESS 50MM | Trauma | EA
212.220 | 10886982152275 | 5.0MM LOCKING SCREW SLF-TPNG WITH T25 STARDRIVE RECESS 55MM | Trauma | EA
212.221 | 10886982152282 | 5.0MM LOCKING SCREW SLF-TPNG WITH T25 STARDRIVE RECESS 60MM | Trauma | EA
212.222 | 10886982152299 | 5.0MM LOCKING SCREW SLF-TPNG WITH T25 STARDRIVE RECESS 65MM | Trauma | EA
212.223 | 10886982152305 | 5.0MM LOCKING SCREW SLF-TPNG WITH T25 STARDRIVE RECESS 70MM | Trauma | EA
212.224 | 10886982152312 | 5.0MM LOCKING SCREW SLF-TPNG WITH T25 STARDRIVE RECESS 75MM | Trauma | EA
212.225 | 10886982152329 | 5.0MM LOCKING SCREW SLF-TPNG WITH T25 STARDRIVE RECESS 80MM | Trauma | EA
212.226 | 10886982152336 | 5.0MM LOCKING SCREW SLF-TPNG WITH T25 STARDRIVE RECESS 85MM | Trauma | EA
212.227 | 10886982152343 | 5.0MM LOCKING SCREW SLF-TPNG WITH T25 STARDRIVE RECESS 90MM | Trauma | EA
241.901 | 10886982167620 | 3.5MM LCPÂ® PROXIMAL HUMERUS PLATE-STANDARD 3H SHAFT/90MM | Trauma | EA
241.903 | 10886982167637 | 3.5MM LCPÂ® PROXIMAL HUMERUS PLATE-STANDARD 5H SHAFT/114MM | Trauma | EA
441.901 | 10886982222459 | 3.5MM TI LCPÂ® PROXIMAL HUMERUS PLATE-STANDARD 3H SHAFT/90MM | Trauma | EA
441.903 | 10886982222466 | 3.5MM TI LCPÂ® PROXIMAL HUMERUS PLATE-STANDARD 5H SHAFT/114MM | Trauma | EA
357.405 | 10886982196286 | DRILL STOP | Trauma | EA
357.408 | 10886982196316 | CLEANING STYLET | Trauma | EA
357.412 | 10886982196354 | CANNULATED REVERSE AWL | Trauma | EA
357.385 | 10886982196125 | HELICAL BLADE MEASURING DEVICE | Trauma | EA
357.383 | 10886982196118 | 3.2MM TROCAR 232MM | Trauma | EA
357.413 | 10886982196361 | 5.6MM/3.2MM DRILL GUIDE 198MM | Trauma | EA
357.381 | 10886982196101 | 11.0MM/3.2MM WIRE GUIDE 222MM | Trauma | EA
357.392 | 10886982196170 | 17.0MM/3.2MM WIRE GUIDE 161MM | Trauma | EA
357.393 | 10886982196187 | 3.2MM TROCAR 172MM | Trauma | EA
357.387 | 10886982196149 | 4.0MM TROCAR 176MM | Trauma | EA
357.389 | 10886982196156 | 8.0MM/4.0MM DRILL SLEEVE 164MM | Trauma | EA
357.378 | 10886982196095 | HELICAL BLADE EXTRACTOR | Trauma | EA
357.372 | 10886982196064 | HELICAL BLADE INSERTER | Trauma | EA
357.394 | 10886982196194 | 17.0MM CANNULATED DRILL BIT LARGE QC/300MM | Trauma | EA
357.411 | 10886982196347 | INSERTION HANDLE F/TROCHANTERIC FIXATION NAILS | Trauma | EA
357.396 | 10886982196217 | EXTRACTION SCREW F/TROCHANTERIC FIXATION NAILS | Trauma | EA
357.377 | 10886982196088 | HELICAL BLADE COUPLING SCREW | Trauma | EA
357.365 | 10886982196002 | 125 DEG AIMING ARM F/TROCHANTERIC FIXATION NAILS | Trauma | EA
357.366 | 10886982196019 | 130 DEG AIMING ARM F/TROCHANTERIC FIXATION NAILS | Trauma | EA
357.367 | 10886982196026 | 135 DEG AIMING ARM F/TROCHANTERIC FIXATION NAILS | Trauma | EA
357.402 | 10886982196255 | LOCKING BOLT MEASURING DEVICE F/TROCHANTERIC FIXATION NAILS | Trauma | EA
357.399 | 10886982196248 | 3.2MM GUIDE WIRE 400MM | Trauma | EA
357.397 | 10886982196224 | CANNULATED CONNECTING SCREW F/TROCHANTERIC FIXATION NAILS | Trauma | EA
357.407 | 10886982196309 | 4.0MM THREE-FLUTED DRILL BIT QC/260MM/65MM CALIBRATION | Trauma | EA
357.395 | 10886982196200 | DRIVING CAP FOR 357.411 | Trauma | EA
357.371 | 10886982196057 | BUTTRESS/COMPRESSION NUT FOR 357.369 | Trauma | EA
211.810 | 10886982151483 | 2.4MM CANNULATED SCREW LONG THREAD 10MM | Trauma | EA
211.811 | 10886982151490 | 2.4MM CANNULATED SCREW LONG THREAD 11MM | Trauma | EA
211.812 | 10886982151506 | 2.4MM CANNULATED SCREW LONG THREAD 12MM | Trauma | EA
211.813 | 10886982151513 | 2.4MM CANNULATED SCREW LONG THREAD 13MM | Trauma | EA
211.814 | 10886982151520 | 2.4MM CANNULATED SCREW LONG THREAD 14MM | Trauma | EA
211.815 | 10886982151537 | 2.4MM CANNULATED SCREW LONG THREAD 15MM | Trauma | EA
211.816 | 10886982151544 | 2.4MM CANNULATED SCREW LONG THREAD 16MM | Trauma | EA
211.817 | 10886982151551 | 2.4MM CANNULATED SCREW LONG THREAD 17MM | Trauma | EA
211.818 | 10886982151568 | 2.4MM CANNULATED SCREW LONG THREAD 18MM | Trauma | EA
211.819 | 10886982151575 | 2.4MM CANNULATED SCREW LONG THREAD 19MM | Trauma | EA
211.820 | 10886982151582 | 2.4MM CANNULATED SCREW LONG THREAD 20MM | Trauma | EA
211.822 | 10886982151599 | 2.4MM CANNULATED SCREW LONG THREAD 22MM | Trauma | EA
211.824 | 10886982151605 | 2.4MM CANNULATED SCREW LONG THREAD 24MM | Trauma | EA
211.826 | 10886982151612 | 2.4MM CANNULATED SCREW LONG THREAD 26MM | Trauma | EA
211.828 | 10886982151629 | 2.4MM CANNULATED SCREW LONG THREAD 28MM | Trauma | EA
211.830 | 10886982151636 | 2.4MM CANNULATED SCREW LONG THREAD 30MM | Trauma | EA
359.213 | 10886982197146 | AWL | Trauma | EA
359.218 | 10886982197207 | HAMMER GUIDE FOR TI ELASTIC NAILS | Trauma | EA
357.391 | 10886982196163 | RADIOGRAPHIC RULER F/TROCHANTERIC FIXATION NAILS | Trauma | EA
357.409 | 10886982196323 | CLEANING BRUSH | Trauma | EA
357.386 | 10886982196132 | 11.0MM/8.0MM PROTECTION SLEEVE 153MM | Trauma | EA
357.403 | 10886982196262 | 6.0MM/10.0MM STEPPED DRILL BIT CANNULATED/LARGE QC/435MM | Trauma | EA
357.404 | 10886982196279 | 11.0MM TAPERED DRILL BIT CANNULATED/LARGE QC/280MM | Trauma | EA
359.217 | 10886982197153 | CUTTER FOR TI ELASTIC NAILS | Trauma | EA
357.398 | 10886982196231 | CANNULATED SHAFT WITH 8MM HEX 125MM | Trauma | EA
359.219 | 10886982197214 | INSERTER FOR TI ELASTIC NAILS | Trauma | EA
357.414 | 10886982196378 | 11MM CANNULATED HEXAGONAL SOCKET | Trauma | EA
357.410 | 10886982196330 | 22.0MM/17.0MM PROTECTION SLEEVE | Trauma | EA
690.350.13 | 10886982252784 | LABEL SHEET PACK FOR SCHANZ SCREWS AND 8.0MM RODS | Trauma | EA
305.580 | 10886982185020 | 4.0MM/5.0MM TI LOCKING SCREWS F/IM NAILS GRAPHIC CASE LABELS | Trauma | EA
310.284 | 10886982186416 | 2.8MM DRILL BIT/QC/165MM | Trauma | EA
323.060 | 10886982190734 | DIRECT MEASURING DEVICE | Trauma | EA
323.053 | 10886982190703 | 3.5MM LOCKING SCREW SLEEVE | Trauma | EA
323.054 | 10886982190710 | 2.8MM DRILL SLEEVE | Trauma | EA
323.055 | 10886982190727 | 1.6MM WIRE SLEEVE | Trauma | EA
323.050 | 10886982190697 | INSERTION GUIDE | Trauma | EA
412.201 | 10886982210852 | 5.0MM TI LOCKING SCR SLF-TPNG WITH T25 STARDRIVE RECESS 14MM | Trauma | EA
412.202 | 10886982210869 | 5.0MM TI LOCKING SCR SLF-TPNG WITH T25 STARDRIVE RECESS 16MM | Trauma | EA
412.203 | 10886982210876 | 5.0MM TI LOCKING SCR SLF-TPNG WITH T25 STARDRIVE RECESS 18MM | Trauma | EA
412.204 | 10886982210883 | 5.0MM TI LOCKING SCR SLF-TPNG WITH T25 STARDRIVE RECESS 20MM | Trauma | EA
412.205 | 10886982210890 | 5.0MM TI LOCKING SCR SLF-TPNG WITH T25 STARDRIVE RECESS 22MM | Trauma | EA
412.206 | 10886982210906 | 5.0MM TI LOCKING SCR SLF-TPNG WITH T25 STARDRIVE RECESS 24MM | Trauma | EA
412.207 | 10886982210913 | 5.0MM TI LOCKING SCR SLF-TPNG WITH T25 STARDRIVE RECESS 26MM | Trauma | EA
412.208 | 10886982210920 | 5.0MM TI LOCKING SCR SLF-TPNG WITH T25 STARDRIVE RECESS 28MM | Trauma | EA
412.209 | 10886982210937 | 5.0MM TI LOCKING SCR SLF-TPNG WITH T25 STARDRIVE RECESS 30MM | Trauma | EA
412.210 | 10886982210944 | 5.0MM TI LOCKING SCR SLF-TPNG WITH T25 STARDRIVE RECESS 32MM | Trauma | EA
412.211 | 10886982210951 | 5.0MM TI LOCKING SCR SLF-TPNG WITH T25 STARDRIVE RECESS 34MM | Trauma | EA
412.212 | 10886982210968 | 5.0MM TI LOCKING SCR SLF-TPNG WITH T25 STARDRIVE RECESS 36MM | Trauma | EA
412.213 | 10886982210975 | 5.0MM TI LOCKING SCR SLF-TPNG WITH T25 STARDRIVE RECESS 38MM | Trauma | EA
412.214 | 10886982210982 | 5.0MM TI LOCKING SCR SLF-TPNG WITH T25 STARDRIVE RECESS 40MM | Trauma | EA
412.215 | 10886982210999 | 5.0MM TI LOCKING SCR SLF-TPNG WITH T25 STARDRIVE RECESS 42MM | Trauma | EA
412.216 | 10886982211002 | 5.0MM TI LOCKING SCR SLF-TPNG WITH T25 STARDRIVE RECESS 44MM | Trauma | EA
412.217 | 10886982211019 | 5.0MM TI LOCKING SCR SLF-TPNG WITH T25 STARDRIVE RECESS 46MM | Trauma | EA
412.218 | 10886982211026 | 5.0MM TI LOCKING SCR SLF-TPNG WITH T25 STARDRIVE RECESS 48MM | Trauma | EA
412.219 | 10886982211033 | 5.0MM TI LOCKING SCR SLF-TPNG WITH T25 STARDRIVE RECESS 50MM | Trauma | EA
412.220 | 10886982211040 | 5.0MM TI LOCKING SCR SLF-TPNG WITH T25 STARDRIVE RECESS 55MM | Trauma | EA
412.221 | 10886982211057 | 5.0MM TI LOCKING SCR SLF-TPNG WITH T25 STARDRIVE RECESS 60MM | Trauma | EA
412.222 | 10886982211064 | 5.0MM TI LOCKING SCR SLF-TPNG WITH T25 STARDRIVE RECESS 65MM | Trauma | EA
412.223 | 10886982211071 | 5.0MM TI LOCKING SCR SLF-TPNG WITH T25 STARDRIVE RECESS 70MM | Trauma | EA
456.331S | 10886982227058 | 10MM/125 DEG TI CANN TROCH FIXATION NAIL 300MM/LEFT-STER | Trauma | EA
412.224 | 10886982211088 | 5.0MM TI LOCKING SCR SLF-TPNG WITH T25 STARDRIVE RECESS 75MM | Trauma | EA
412.225 | 10886982211095 | 5.0MM TI LOCKING SCR SLF-TPNG WITH T25 STARDRIVE RECESS 80MM | Trauma | EA
412.226 | 10886982211101 | 5.0MM TI LOCKING SCR SLF-TPNG WITH T25 STARDRIVE RECESS 85MM | Trauma | EA
412.227 | 10886982211118 | 5.0MM TI LOCKING SCR SLF-TPNG WITH T25 STARDRIVE RECESS 90MM | Trauma | EA
456.431S | 10886982227959 | 11MM/135 DEG TI CANN TROCH FIXATION NAIL 300MM/LEFT-STER | Trauma | EA
456.433S | 10886982227973 | 11MM/135 DEG TI CANN TROCH FIXATION NAIL 320MM/LEFT-STER | Trauma | EA
456.471S | 10886982228314 | 12MM/130 DEG TI CANN TROCH FIXATION NAIL 300MM/LEFT-STER | Trauma | EA
456.435S | 10886982227997 | 11MM/135 DEG TI CANN TROCH FIXATION NAIL 340MM/LEFT-STER | Trauma | EA
456.437S | 10886982228017 | 11MM/135 DEG TI CANN TROCH FIXATION NAIL 360MM/LEFT-STER | Trauma | EA
456.439S | 10886982228031 | 11MM/135 DEG TI CANN TROCH FIXATION NAIL 380MM/LEFT-STER | Trauma | EA
456.473S | 10886982228338 | 12MM/130 DEG TI CANN TROCH FIXATION NAIL 320MM/LEFT-STER | Trauma | EA
456.441S | 10886982228055 | 11MM/135 DEG TI CANN TROCH FIXATION NAIL 400MM/LEFT-STER | Trauma | EA
456.443S | 10886982228079 | 11MM/135 DEG TI CANN TROCH FIXATION NAIL 420MM/LEFT-STER | Trauma | EA
456.445S | 10886982228093 | 11MM/135 DEG TI CANN TROCH FIXATION NAIL 440MM/LEFT-STER | Trauma | EA
456.447S | 10886982228116 | 11MM/135 DEG TI CANN TROCH FIXATION NAIL 460MM/LEFT-STER | Trauma | EA
456.475S | 10886982228352 | 12MM/130 DEG TI CANN TROCH FIXATION NAIL 340MM/LEFT-STER | Trauma | EA
456.477S | 10886982228376 | 12MM/130 DEG TI CANN TROCH FIXATION NAIL 360MM/LEFT-STER | Trauma | EA
456.479S | 10886982228390 | 12MM/130 DEG TI CANN TROCH FIXATION NAIL 380MM/LEFT-STER | Trauma | EA
456.481S | 10886982228413 | 12MM/130 DEG TI CANN TROCH FIXATION NAIL 400MM/LEFT-STER | Trauma | EA
456.483S | 10886982228437 | 12MM/130 DEG TI CANN TROCH FIXATION NAIL 420MM/LEFT-STER | Trauma | EA
456.485S | 10886982228451 | 12MM/130 DEG TI CANN TROCH FIXATION NAIL 440MM/LEFT-STER | Trauma | EA
456.470S | 10886982228307 | 12MM/130 DEG TI CANN TROCH FIXATION NAIL 300MM/RIGHT-STER | Trauma | EA
456.472S | 10886982228321 | 12MM/130 DEG TI CANN TROCH FIXATION NAIL 320MM/RIGHT-STER | Trauma | EA
456.474S | 10886982228345 | 12MM/130 DEG TI CANN TROCH FIXATION NAIL 340MM/RIGHT-STER | Trauma | EA
456.487S | 10886982228475 | 12MM/130 DEG TI CANN TROCH FIXATION NAIL 460MM/LEFT-STER | Trauma | EA
456.476S | 10886982228369 | 12MM/130 DEG TI CANN TROCH FIXATION NAIL 360MM/RIGHT-STER | Trauma | EA
456.478S | 10886982228383 | 12MM/130 DEG TI CANN TROCH FIXATION NAIL 380MM/RIGHT-STER | Trauma | EA
456.490S | 10886982228482 | 12MM/135 DEG TI CANN TROCH FIXATION NAIL 300MM/RIGHT-STER | Trauma | EA
456.480S | 10886982228406 | 12MM/130 DEG TI CANN TROCH FIXATION NAIL 400MM/RIGHT-STER | Trauma | EA
456.482S | 10886982228420 | 12MM/130 DEG TI CANN TROCH FIXATION NAIL 420MM/RIGHT-STER | Trauma | EA
456.492S | 10886982228505 | 12MM/135 DEG TI CANN TROCH FIXATION NAIL 320MM/RIGHT-STER | Trauma | EA
456.484S | 10886982228444 | 12MM/130 DEG TI CANN TROCH FIXATION NAIL 440MM/RIGHT-STER | Trauma | EA
456.494S | 10886982228529 | 12MM/135 DEG TI CANN TROCH FIXATION NAIL 340MM/RIGHT-STER | Trauma | EA
456.486S | 10886982228468 | 12MM/130 DEG TI CANN TROCH FIXATION NAIL 460MM/RIGHT-STER | Trauma | EA
456.496S | 10886982228543 | 12MM/135 DEG TI CANN TROCH FIXATION NAIL 360MM/RIGHT-STER | Trauma | EA
456.498S | 10886982228567 | 12MM/135 DEG TI CANN TROCH FIXATION NAIL 380MM/RIGHT-STER | Trauma | EA
456.500S | 10886982228581 | 12MM/135 DEG TI CANN TROCH FIXATION NAIL 400MM/RIGHT-STER | Trauma | EA
456.502S | 10886982228604 | 12MM/135 DEG TI CANN TROCH FIXATION NAIL 420MM/RIGHT-STER | Trauma | EA
456.504S | 10886982228628 | 12MM/135 DEG TI CANN TROCH FIXATION NAIL 440MM/RIGHT-STER | Trauma | EA
456.451S | 10886982228130 | 12MM/125 DEG TI CANN TROCH FIXATION NAIL 300MM/LEFT-STER | Trauma | EA
456.506S | 10886982228642 | 12MM/135 DEG TI CANN TROCH FIXATION NAIL 460MM/RIGHT-STER | Trauma | EA
456.453S | 10886982228154 | 12MM/125 DEG TI CANN TROCH FIXATION NAIL 320MM/LEFT-STER | Trauma | EA
456.491S | 10886982228499 | 12MM/135 DEG TI CANN TROCH FIXATION NAIL 300MM/LEFT-STER | Trauma | EA
456.455S | 10886982228178 | 12MM/125 DEG TI CANN TROCH FIXATION NAIL 340MM/LEFT-STER | Trauma | EA
456.457S | 10886982228192 | 12MM/125 DEG TI CANN TROCH FIXATION NAIL 360MM/LEFT-STER | Trauma | EA
456.493S | 10886982228512 | 12MM/135 DEG TI CANN TROCH FIXATION NAIL 320MM/LEFT-STER | Trauma | EA
456.459S | 10886982228215 | 12MM/125 DEG TI CANN TROCH FIXATION NAIL 380MM/LEFT-STER | Trauma | EA
456.495S | 10886982228536 | 12MM/135 DEG TI CANN TROCH FIXATION NAIL 340MM/LEFT-STER | Trauma | EA
456.461S | 10886982228239 | 12MM/125 DEG TI CANN TROCH FIXATION NAIL 400MM/LEFT-STER | Trauma | EA
456.463S | 10886982228253 | 12MM/125 DEG TI CANN TROCH FIXATION NAIL 420MM/LEFT-STER | Trauma | EA
456.465S | 10886982228277 | 12MM/125 DEG TI CANN TROCH FIXATION NAIL 440MM/LEFT-STER | Trauma | EA
456.467S | 10886982228291 | 12MM/125 DEG TI CANN TROCH FIXATION NAIL 460MM/LEFT-STER | Trauma | EA
456.411S | 10886982227775 | 11MM/130 DEG TI CANN TROCH FIXATION NAIL 300MM/LEFT-STER | Trauma | EA
456.413S | 10886982227799 | 11MM/130 DEG TI CANN TROCH FIXATION NAIL 320MM/LEFT-STER | Trauma | EA
456.415S | 10886982227812 | 11MM/130 DEG TI CANN TROCH FIXATION NAIL 340MM/LEFT-STER | Trauma | EA
456.417S | 10886982227836 | 11MM/130 DEG TI CANN TROCH FIXATION NAIL 360MM/LEFT-STER | Trauma | EA
456.419S | 10886982227850 | 11MM/130 DEG TI CANN TROCH FIXATION NAIL 380MM/LEFT-STER | Trauma | EA
456.421S | 10886982227874 | 11MM/130 DEG TI CANN TROCH FIXATION NAIL 400MM/LEFT-STER | Trauma | EA
456.497S | 10886982228550 | 12MM/135 DEG TI CANN TROCH FIXATION NAIL 360MM/LEFT-STER | Trauma | EA
456.423S | 10886982227898 | 11MM/130 DEG TI CANN TROCH FIXATION NAIL 420MM/LEFT-STER | Trauma | EA
456.499S | 10886982228574 | 12MM/135 DEG TI CANN TROCH FIXATION NAIL 380MM/LEFT-STER | Trauma | EA
456.425S | 10886982227911 | 11MM/130 DEG TI CANN TROCH FIXATION NAIL 440MM/LEFT-STER | Trauma | EA
456.501S | 10886982228598 | 12MM/135 DEG TI CANN TROCH FIXATION NAIL 400MM/LEFT-STER | Trauma | EA
456.427S | 10886982227935 | 11MM/130 DEG TI CANN TROCH FIXATION NAIL 460MM/LEFT-STER | Trauma | EA
456.503S | 10886982228611 | 12MM/135 DEG TI CANN TROCH FIXATION NAIL 420MM/LEFT-STER | Trauma | EA
456.505S | 10886982228635 | 12MM/135 DEG TI CANN TROCH FIXATION NAIL 440MM/LEFT-STER | Trauma | EA
456.430S | 10886982227942 | 11MM/135 DEG TI CANN TROCH FIXATION NAIL 300MM/RIGHT-STER | Trauma | EA
456.507S | 10886982228659 | 12MM/135 DEG TI CANN TROCH FIXATION NAIL 460MM/LEFT-STER | Trauma | EA
456.432S | 10886982227966 | 11MM/135 DEG TI CANN TROCH FIXATION NAIL 320MM/RIGHT-STER | Trauma | EA
456.450S | 10886982228123 | 12MM/125 DEG TI CANN TROCH FIXATION NAIL 300MM/RIGHT-STER | Trauma | EA
456.434S | 10886982227980 | 11MM/135 DEG TI CANN TROCH FIXATION NAIL 340MM/RIGHT-STER | Trauma | EA
456.436S | 10886982228000 | 11MM/135 DEG TI CANN TROCH FIXATION NAIL 360MM/RIGHT-STER | Trauma | EA
456.452S | 10886982228147 | 12MM/125 DEG TI CANN TROCH FIXATION NAIL 320MM/RIGHT-STER | Trauma | EA
456.438S | 10886982228024 | 11MM/135 DEG TI CANN TROCH FIXATION NAIL 380MM/RIGHT-STER | Trauma | EA
456.454S | 10886982228161 | 12MM/125 DEG TI CANN TROCH FIXATION NAIL 340MM/RIGHT-STER | Trauma | EA
456.440S | 10886982228048 | 11MM/135 DEG TI CANN TROCH FIXATION NAIL 400MM/RIGHT-STER | Trauma | EA
456.442S | 10886982228062 | 11MM/135 DEG TI CANN TROCH FIXATION NAIL 420MM/RIGHT-STER | Trauma | EA
456.456S | 10886982228185 | 12MM/125 DEG TI CANN TROCH FIXATION NAIL 360MM/RIGHT-STER | Trauma | EA
456.458S | 10886982228208 | 12MM/125 DEG TI CANN TROCH FIXATION NAIL 380MM/RIGHT-STER | Trauma | EA
456.460S | 10886982228222 | 12MM/125 DEG TI CANN TROCH FIXATION NAIL 400MM/RIGHT-STER | Trauma | EA
456.444S | 10886982228086 | 11MM/135 DEG TI CANN TROCH FIXATION NAIL 440MM/RIGHT-STER | Trauma | EA
456.446S | 10886982228109 | 11MM/135 DEG TI CANN TROCH FIXATION NAIL 460MM/RIGHT-STER | Trauma | EA
456.462S | 10886982228246 | 12MM/125 DEG TI CANN TROCH FIXATION NAIL 420MM/RIGHT-STER | Trauma | EA
456.464S | 10886982228260 | 12MM/125 DEG TI CANN TROCH FIXATION NAIL 440MM/RIGHT-STER | Trauma | EA
456.466S | 10886982228284 | 12MM/125 DEG TI CANN TROCH FIXATION NAIL 460MM/RIGHT-STER | Trauma | EA
456.410S | 10886982227768 | 11MM/130 DEG TI CANN TROCH FIXATION NAIL 300MM/RIGHT-STER | Trauma | EA
456.412S | 10886982227782 | 11MM/130 DEG TI CANN TROCH FIXATION NAIL 320MM/RIGHT-STER | Trauma | EA
456.414S | 10886982227805 | 11MM/130 DEG TI CANN TROCH FIXATION NAIL 340MM/RIGHT-STER | Trauma | EA
456.391S | 10886982227591 | 11MM/125 DEG TI CANN TROCH FIXATION NAIL 300MM/LEFT-STER | Trauma | EA
456.416S | 10886982227829 | 11MM/130 DEG TI CANN TROCH FIXATION NAIL 360MM/RIGHT-STER | Trauma | EA
456.418S | 10886982227843 | 11MM/130 DEG TI CANN TROCH FIXATION NAIL 380MM/RIGHT-STER | Trauma | EA
456.393S | 10886982227614 | 11MM/125 DEG TI CANN TROCH FIXATION NAIL 320MM/LEFT-STER | Trauma | EA
456.420S | 10886982227867 | 11MM/130 DEG TI CANN TROCH FIXATION NAIL 400MM/RIGHT-STER | Trauma | EA
456.422S | 10886982227881 | 11MM/130 DEG TI CANN TROCH FIXATION NAIL 420MM/RIGHT-STER | Trauma | EA
456.424S | 10886982227904 | 11MM/130 DEG TI CANN TROCH FIXATION NAIL 440MM/RIGHT-STER | Trauma | EA
456.395S | 10886982227638 | 11MM/125 DEG TI CANN TROCH FIXATION NAIL 340MM/LEFT-STER | Trauma | EA
456.426S | 10886982227928 | 11MM/130 DEG TI CANN TROCH FIXATION NAIL 460MM/RIGHT-STER | Trauma | EA
456.397S | 10886982227652 | 11MM/125 DEG TI CANN TROCH FIXATION NAIL 360MM/LEFT-STER | Trauma | EA
456.399S | 10886982227676 | 11MM/125 DEG TI CANN TROCH FIXATION NAIL 380MM/LEFT-STER | Trauma | EA
456.401S | 10886982227690 | 11MM/125 DEG TI CANN TROCH FIXATION NAIL 400MM/LEFT-STER | Trauma | EA
456.390S | 10886982227584 | 11MM/125 DEG TI CANN TROCH FIXATION NAIL 300MM/RIGHT-STER | Trauma | EA
456.403S | 10886982227713 | 11MM/125 DEG TI CANN TROCH FIXATION NAIL 420MM/LEFT-STER | Trauma | EA
456.405S | 10886982227737 | 11MM/125 DEG TI CANN TROCH FIXATION NAIL 440MM/LEFT-STER | Trauma | EA
456.392S | 10886982227607 | 11MM/125 DEG TI CANN TROCH FIXATION NAIL 320MM/RIGHT-STER | Trauma | EA
456.407S | 10886982227751 | 11MM/125 DEG TI CANN TROCH FIXATION NAIL 460MM/LEFT-STER | Trauma | EA
456.394S | 10886982227621 | 11MM/125 DEG TI CANN TROCH FIXATION NAIL 340MM/RIGHT-STER | Trauma | EA
456.396S | 10886982227645 | 11MM/125 DEG TI CANN TROCH FIXATION NAIL 360MM/RIGHT-STER | Trauma | EA
456.398S | 10886982227669 | 11MM/125 DEG TI CANN TROCH FIXATION NAIL 380MM/RIGHT-STER | Trauma | EA
456.371S | 10886982227416 | 10MM/135 DEG TI CANN TROCH FIXATION NAIL 300MM/LEFT-STER | Trauma | EA
456.400S | 10886982227683 | 11MM/125 DEG TI CANN TROCH FIXATION NAIL 400MM/RIGHT-STER | Trauma | EA
456.402S | 10886982227706 | 11MM/125 DEG TI CANN TROCH FIXATION NAIL 420MM/RIGHT-STER | Trauma | EA
456.373S | 10886982227430 | 10MM/135 DEG TI CANN TROCH FIXATION NAIL 320MM/LEFT-STER | Trauma | EA
456.404S | 10886982227720 | 11MM/125 DEG TI CANN TROCH FIXATION NAIL 440MM/RIGHT-STER | Trauma | EA
456.406S | 10886982227744 | 11MM/125 DEG TI CANN TROCH FIXATION NAIL 460MM/RIGHT-STER | Trauma | EA
456.375S | 10886982227454 | 10MM/135 DEG TI CANN TROCH FIXATION NAIL 340MM/LEFT-STER | Trauma | EA
456.377S | 10886982227478 | 10MM/135 DEG TI CANN TROCH FIXATION NAIL 360MM/LEFT-STER | Trauma | EA
456.379S | 10886982227492 | 10MM/135 DEG TI CANN TROCH FIXATION NAIL 380MM/LEFT-STER | Trauma | EA
456.370S | 10886982227409 | 10MM/135 DEG TI CANN TROCH FIXATION NAIL 300MM/RIGHT-STER | Trauma | EA
456.372S | 10886982227423 | 10MM/135 DEG TI CANN TROCH FIXATION NAIL 320MM/RIGHT-STER | Trauma | EA
456.381S | 10886982227515 | 10MM/135 DEG TI CANN TROCH FIXATION NAIL 400MM/LEFT-STER | Trauma | EA
456.374S | 10886982227447 | 10MM/135 DEG TI CANN TROCH FIXATION NAIL 340MM/RIGHT-STER | Trauma | EA
456.383S | 10886982227539 | 10MM/135 DEG TI CANN TROCH FIXATION NAIL 420MM/LEFT-STER | Trauma | EA
456.385S | 10886982227553 | 10MM/135 DEG TI CANN TROCH FIXATION NAIL 440MM/LEFT-STER | Trauma | EA
456.387S | 10886982227577 | 10MM/135 DEG TI CANN TROCH FIXATION NAIL 460MM/LEFT-STER | Trauma | EA
456.376S | 10886982227461 | 10MM/135 DEG TI CANN TROCH FIXATION NAIL 360MM/RIGHT-STER | Trauma | EA
456.378S | 10886982227485 | 10MM/135 DEG TI CANN TROCH FIXATION NAIL 380MM/RIGHT-STER | Trauma | EA
456.380S | 10886982227508 | 10MM/135 DEG TI CANN TROCH FIXATION NAIL 400MM/RIGHT-STER | Trauma | EA
456.382S | 10886982227522 | 10MM/135 DEG TI CANN TROCH FIXATION NAIL 420MM/RIGHT-STER | Trauma | EA
456.384S | 10886982227546 | 10MM/135 DEG TI CANN TROCH FIXATION NAIL 440MM/RIGHT-STER | Trauma | EA
456.386S | 10886982227560 | 10MM/135 DEG TI CANN TROCH FIXATION NAIL 460MM/RIGHT-STER | Trauma | EA
456.351S | 10886982227232 | 10MM/130 DEG TI CANN TROCH FIXATION NAIL 300MM/LEFT-STER | Trauma | EA
456.353S | 10886982227256 | 10MM/130 DEG TI CANN TROCH FIXATION NAIL 320MM/LEFT-STER | Trauma | EA
456.355S | 10886982227270 | 10MM/130 DEG TI CANN TROCH FIXATION NAIL 340MM/LEFT-STER | Trauma | EA
456.350S | 10886982227225 | 10MM/130 DEG TI CANN TROCH FIXATION NAIL 300MM/RIGHT-STER | Trauma | EA
456.357S | 10886982227294 | 10MM/130 DEG TI CANN TROCH FIXATION NAIL 360MM/LEFT-STER | Trauma | EA
456.359S | 10886982227317 | 10MM/130 DEG TI CANN TROCH FIXATION NAIL 380MM/LEFT-STER | Trauma | EA
456.352S | 10886982227249 | 10MM/130 DEG TI CANN TROCH FIXATION NAIL 320MM/RIGHT-STER | Trauma | EA
456.361S | 10886982227331 | 10MM/130 DEG TI CANN TROCH FIXATION NAIL 400MM/LEFT-STER | Trauma | EA
456.354S | 10886982227263 | 10MM/130 DEG TI CANN TROCH FIXATION NAIL 340MM/RIGHT-STER | Trauma | EA
456.363S | 10886982227355 | 10MM/130 DEG TI CANN TROCH FIXATION NAIL 420MM/LEFT-STER | Trauma | EA
456.356S | 10886982227287 | 10MM/130 DEG TI CANN TROCH FIXATION NAIL 360MM/RIGHT-STER | Trauma | EA
456.365S | 10886982227379 | 10MM/130 DEG TI CANN TROCH FIXATION NAIL 440MM/LEFT-STER | Trauma | EA
456.358S | 10886982227300 | 10MM/130 DEG TI CANN TROCH FIXATION NAIL 380MM/RIGHT-STER | Trauma | EA
456.367S | 10886982227393 | 10MM/130 DEG TI CANN TROCH FIXATION NAIL 460MM/LEFT-STER | Trauma | EA
456.360S | 10886982227324 | 10MM/130 DEG TI CANN TROCH FIXATION NAIL 400MM/RIGHT-STER | Trauma | EA
456.362S | 10886982227348 | 10MM/130 DEG TI CANN TROCH FIXATION NAIL 420MM/RIGHT-STER | Trauma | EA
456.364S | 10886982227362 | 10MM/130 DEG TI CANN TROCH FIXATION NAIL 440MM/RIGHT-STER | Trauma | EA
456.366S | 10886982227386 | 10MM/130 DEG TI CANN TROCH FIXATION NAIL 460MM/RIGHT-STER | Trauma | EA
456.330S | 10886982227041 | 10MM/125 DEG TI CANN TROCH FIXATION NAIL 300MM/RIGHT-STER | Trauma | EA
456.332S | 10886982227065 | 10MM/125 DEG TI CANN TROCH FIXATION NAIL 320MM/RIGHT-STER | Trauma | EA
456.334S | 10886982227089 | 10MM/125 DEG TI CANN TROCH FIXATION NAIL 340MM/RIGHT-STER | Trauma | EA
456.336S | 10886982227102 | 10MM/125 DEG TI CANN TROCH FIXATION NAIL 360MM/RIGHT-STER | Trauma | EA
456.338S | 10886982227126 | 10MM/125 DEG TI CANN TROCH FIXATION NAIL 380MM/RIGHT-STER | Trauma | EA
456.340S | 10886982227140 | 10MM/125 DEG TI CANN TROCH FIXATION NAIL 400MM/RIGHT-STER | Trauma | EA
456.342S | 10886982227164 | 10MM/125 DEG TI CANN TROCH FIXATION NAIL 420MM/RIGHT-STER | Trauma | EA
456.344S | 10886982227188 | 10MM/125 DEG TI CANN TROCH FIXATION NAIL 440MM/RIGHT-STER | Trauma | EA
456.346S | 10886982227201 | 10MM/125 DEG TI CANN TROCH FIXATION NAIL 460MM/RIGHT-STER | Trauma | EA
456.333S | 10886982227072 | 10MM/125 DEG TI CANN TROCH FIXATION NAIL 320MM/LEFT-STER | Trauma | EA
456.335S | 10886982227096 | 10MM/125 DEG TI CANN TROCH FIXATION NAIL 340MM/LEFT-STER | Trauma | EA
456.337S | 10886982227119 | 10MM/125 DEG TI CANN TROCH FIXATION NAIL 360MM/LEFT-STER | Trauma | EA
DEM-RMS-010 | 10886982000231 | DEMO ROTARY MIXER PACK 10CC | Trauma | EA
333.060 | 10886982192820 | 90 DEG/50 DEG/40 DEG TRIANGULAR POSITIONING PLATE | Trauma | EA
333.070 | 10886982192837 | 80 DEG/70 DEG/30 DEG TRIANGULAR POSITIONING PLATE | Trauma | EA
333.080 | 10886982192844 | 100 DEG/60 DEG/20 DEG TRIANGULAR POSITIONING PLATE | Trauma | EA
236.430S | 10886982160645 | 115 DEG BIFURCATED PLATE 35MM/5MM - STERILE | Trauma | EA
236.400S | 10886982160621 | 115 DEG BIFURCATED PLATE 30MM/5MM - STERILE | Trauma | EA
235.600S | 10886982160027 | 90 DEG ADOLESCENT OSTEOTOMY PLATE 50MM/10MM-STERILE | Trauma | EA
235.170S | 10886982159908 | 80 DEG CHILD OSTEOTOMY PLATE 35MM/8MM - STERILE | Trauma | EA
235.190S | 10886982159922 | 80 DEG CHILD OSTEOTOMY PLATE 45MM/8MM - STERILE | Trauma | EA
235.270S | 10886982159946 | 90 DEG CHILD OSTEOTOMY PLATE 35MM/8MM - STERILE | Trauma | EA
235.290S | 10886982159960 | 90 DEG CHILD OSTEOTOMY PLATE 45MM/8MM - STERILE | Trauma | EA
235.700S | 10886982160102 | 90 DEG ADOLESCENT OSTEOTOMY PLATE 50MM/15MM-STERILE | Trauma | EA
235.370S | 10886982159984 | 100 DEG CHILD OSTEOTOMY PLATE 35MM/8MM - STERILE | Trauma | EA
235.680S | 10886982160065 | 90 DEG ADOLESCENT OSTEOTOMY PLATE 40MM/10MM-STERILE | Trauma | EA
235.390S | 10886982160003 | 100 DEG CHILD OSTEOTOMY PLATE 45MM/8MM - STERILE | Trauma | EA
235.720S | 10886982160140 | 90 DEG ADOLESCENT OSTEOTOMY PLATE 60MM/15MM-STERILE | Trauma | EA
236.250S | 10886982160508 | 90 DEG INFANT OSTEOTOMY PLATE 25MM/7MM - STERILE | Trauma | EA
235.780S | 10886982160188 | 90 DEG ADOLESCENT OSTEOTOMY PLATE 40MM/15MM-STERILE | Trauma | EA
236.260S | 10886982160522 | 90 DEG INFANT OSTEOTOMY PLATE 32MM/7MM - STERILE | Trauma | EA
236.400 | 10886982160614 | 115 DEG BIFURCATED PLATE 30MM/5MM | Trauma | EA
236.350S | 10886982160546 | 90 DEG INFANT OSTEOTOMY PLATE 25MM/12MM - STERILE | Trauma | EA
236.360S | 10886982160607 | 90 DEG INFANT OSTEOTOMY PLATE 32MM/12MM - STERILE | Trauma | EA
236.430 | 10886982160638 | 115 DEG BIFURCATED PLATE 35MM/5MM | Trauma | EA
236.250 | 10886982160492 | 90 DEG INFANT OSTEOTOMY PLATE 25MM/7MM | Trauma | EA
236.260 | 10886982160515 | 90 DEG INFANT OSTEOTOMY PLATE 32MM/7MM | Trauma | EA
236.350 | 10886982160539 | 90 DEG INFANT OSTEOTOMY PLATE 25MM/12MM | Trauma | EA
236.360 | 10886982160591 | 90 DEG INFANT OSTEOTOMY PLATE 32MM/12MM | Trauma | EA
235.170 | 10886982159892 | 80 DEG CHILD OSTEOTOMY PLATE 35MM/8MM | Trauma | EA
235.190 | 10886982159915 | 80 DEG CHILD OSTEOTOMY PLATE 45MM/8MM | Trauma | EA
235.270 | 10886982159939 | 90 DEG CHILD OSTEOTOMY PLATE 35MM/8MM | Trauma | EA
235.290 | 10886982159953 | 90 DEG CHILD OSTEOTOMY PLATE 45MM/8MM | Trauma | EA
235.700 | 10886982160096 | 90 DEG ADOLESCENT OSTEOTOMY PLATE 50MM/15MM | Trauma | EA
235.720 | 10886982160133 | 90 DEG ADOLESCENT OSTEOTOMY PLATE 60MM/15MM | Trauma | EA
235.780 | 10886982160171 | 90 DEG ADOLESCENT OSTEOTOMY PLATE 40MM/15MM | Trauma | EA
239.934 | 10886982163196 | 3.5MM LCPÂ® PROXIMAL TIBIA PLATE 4 HOLES/81MM-RIGHT | Trauma | EA
239.935 | 10886982163219 | 3.5MM LCPÂ® PROXIMAL TIBIA PLATE 4 HOLES/81MM-LEFT | Trauma | EA
239.936 | 10886982163233 | 3.5MM LCPÂ® PROXIMAL TIBIA PLATE 6 HOLES/107MM-RIGHT | Trauma | EA
239.937 | 10886982163257 | 3.5MM LCPÂ® PROXIMAL TIBIA PLATE 6 HOLES/107MM-LEFT | Trauma | EA
239.938 | 10886982163271 | 3.5MM LCPÂ® PROXIMAL TIBIA PLATE 8 HOLES/133MM-RIGHT | Trauma | EA
239.939 | 10886982163295 | 3.5MM LCPÂ® PROXIMAL TIBIA PLATE 8 HOLES/133MM-LEFT | Trauma | EA
239.940 | 10886982163318 | 3.5MM LCPÂ® PROXIMAL TIBIA PLATE 10 HOLES/159MM-RIGHT | Trauma | EA
239.941 | 10886982163332 | 3.5MM LCPÂ® PROXIMAL TIBIA PLATE 10 HOLES/159MM-LEFT | Trauma | EA
239.942 | 10886982163356 | 3.5MM LCPÂ® PROXIMAL TIBIA PLATE 12 HOLES/185MM-RIGHT | Trauma | EA
239.943 | 10886982163370 | 3.5MM LCPÂ® PROXIMAL TIBIA PLATE 12 HOLES/185MM-LEFT | Trauma | EA
239.944 | 10886982163394 | 3.5MM LCPÂ® PROXIMAL TIBIA PLATE 14 HOLES/211MM-RIGHT | Trauma | EA
239.945 | 10886982163417 | 3.5MM LCPÂ® PROXIMAL TIBIA PLATE 14 HOLES/211MM-LEFT | Trauma | EA
235.370 | 10886982159977 | 100 DEG CHILD OSTEOTOMY PLATE 35MM/8MM | Trauma | EA
235.390 | 10886982159991 | 100 DEG CHILD OSTEOTOMY PLATE 45MM/8MM | Trauma | EA
235.600 | 10886982160010 | 90 DEG ADOLESCENT OSTEOTOMY PLATE 50MM/10MM | Trauma | EA
235.680 | 10886982160058 | 90 DEG ADOLESCENT OSTEOTOMY PLATE 40MM/10MM | Trauma | EA
422.578 | 10886982215949 | 5.0MM TI SCREW NUT | Trauma | EA
690.381 | 10886982253248 | 4.5MM LCPÂ® PROXIMAL FEMUR PLATE SET GRAPHIC CASE | Trauma | EA
242.102 | 10886982167903 | 4.5MM LCPÂ® PROXIMAL FEMUR PLATE 2 HOLES/139MM-LEFT | Trauma | EA
242.104 | 10886982167927 | 4.5MM LCPÂ® PROXIMAL FEMUR PLATE 4 HOLES/175MM-LEFT | Trauma | EA
242.106 | 10886982167941 | 4.5MM LCPÂ® PROXIMAL FEMUR PLATE 6 HOLES/211MM-LEFT | Trauma | EA
242.108 | 10886982167965 | 4.5MM LCPÂ® PROXIMAL FEMUR PLATE 8 HOLES/247MM-LEFT | Trauma | EA
242.110 | 10886982167989 | 4.5MM LCPÂ® PROXIMAL FEMUR PLATE 10 HOLES/283MM-LEFT | Trauma | EA
242.112 | 10886982168009 | 4.5MM LCPÂ® PROXIMAL FEMUR PLATE 12 HOLES/319MM-LEFT | Trauma | EA
242.114 | 10886982168023 | 4.5MM LCPÂ® PROXIMAL FEMUR PLATE 14 HOLES/355MM-LEFT | Trauma | EA
242.116 | 10886982168047 | 4.5MM LCPÂ® PROXIMAL FEMUR PLATE 16 HOLES/391MM-LEFT | Trauma | EA
439.934 | 10886982219107 | 3.5MM TI LCPÂ® PROXIMAL TIBIA PLATE 4 HOLES/81MM-RIGHT | Trauma | EA
439.935 | 10886982219121 | 3.5MM TI LCPÂ® PROXIMAL TIBIA PLATE 4 HOLES/81MM-LEFT | Trauma | EA
439.936 | 10886982219145 | 3.5MM TI LCPÂ® PROXIMAL TIBIA PLATE 6 HOLES/107MM-RIGHT | Trauma | EA
439.937 | 10886982219169 | 3.5MM TI LCPÂ® PROXIMAL TIBIA PLATE 6 HOLES/107MM-LEFT | Trauma | EA
439.938 | 10886982219183 | 3.5MM TI LCPÂ® PROXIMAL TIBIA PLATE 8 HOLES/133MM-RIGHT | Trauma | EA
439.939 | 10886982219206 | 3.5MM TI LCPÂ® PROXIMAL TIBIA PLATE 8 HOLES/133MM-LEFT | Trauma | EA
439.940 | 10886982219220 | 3.5MM TI LCPÂ® PROXIMAL TIBIA PLATE 10 HOLES/159MM-RIGHT | Trauma | EA
439.941 | 10886982219244 | 3.5MM TI LCPÂ® PROXIMAL TIBIA PLATE 10 HOLES/159MM-LEFT | Trauma | EA
439.942 | 10886982219268 | 3.5MM TI LCPÂ® PROXIMAL TIBIA PLATE 12 HOLES/185MM-RIGHT | Trauma | EA
439.943 | 10886982219282 | 3.5MM TI LCPÂ® PROXIMAL TIBIA PLATE 12 HOLES/185MM-LEFT | Trauma | EA
439.944 | 10886982219305 | 3.5MM TI LCPÂ® PROXIMAL TIBIA PLATE 14 HOLES/211MM-RIGHT | Trauma | EA
439.945 | 10886982219329 | 3.5MM TI LCPÂ® PROXIMAL TIBIA PLATE 14 HOLES/211MM-LEFT | Trauma | EA
412.125 | 10886982210746 | 3.5MM TI LOCKING SCR SLF-TPNG WITH STARDRIVE RECESS 65MM | Trauma | EA
412.126 | 10886982210753 | 3.5MM TI LOCKING SCR SLF-TPNG WITH STARDRIVE RECESS 70MM | Trauma | EA
412.127 | 10886982210760 | 3.5MM TI LOCKING SCR SLF-TPNG WITH STARDRIVE RECESS 75MM | Trauma | EA
412.128 | 10886982210777 | 3.5MM TI LOCKING SCR SLF-TPNG WITH STARDRIVE RECESS 80MM | Trauma | EA
412.129 | 10886982210784 | 3.5MM TI LOCKING SCR SLF-TPNG WITH STARDRIVE RECESS 85MM | Trauma | EA
412.130 | 10886982210791 | 3.5MM TI LOCKING SCR SLF-TPNG WITH STARDRIVE RECESS 90MM | Trauma | EA
412.131 | 10886982210807 | 3.5MM TI LOCKING SCR SLF-TPNG WITH STARDRIVE RECESS 95MM | Trauma | EA
690.384 | 10886982253286 | GRAPHIC CASE FOR TI LCPÂ® DISTAL RADIUS PLATE SET | Trauma | EA
690.384.11 | 10886982253293 | LID FOR TI LCPÂ® DISTAL RADIUS PLATE SET GRAPHIC CASE | Trauma | EA
304.206 | 10886982183064 | IMPLANT MODULE FOR TI LCPÂ® DISTAL RADIUS PLATE SET | Trauma | EA
304.206.11 | 10886982183071 | LID FOR IMPLANT MODULE FOR TI LCPÂ® DISTAL RADIUS PLATE SET | Trauma | EA
239.946 | 10886982163431 | 3.5MM LCPÂ® PROXIMAL TIBIA PLATE 16 HOLES/237MM-RIGHT | Trauma | EA
239.947 | 10886982163455 | 3.5MM LCPÂ® PROXIMAL TIBIA PLATE 16 HOLES/237MM-LEFT | Trauma | EA
439.946 | 10886982219343 | 3.5MM TI LCPÂ® PROXIMAL TIBIA PLATE 16 HOLES/237MM-RIGHT | Trauma | EA
439.947 | 10886982219367 | 3.5MM TI LCPÂ® PROXIMAL TIBIA PLATE 16 HOLES/237MM-LEFT | Trauma | EA
324.202 | 10886982191199 | 3.2MM PERCUTANEOUS THREADED DRILL GUIDE | Trauma | EA
324.208 | 10886982191236 | PERCUTANEOUS DIRECT MEASURING DEVICE | Trauma | EA
324.203 | 10886982191205 | 4.3MM PERCUTANEOUS THREADED DRILL GUIDE | Trauma | EA
324.211 | 10886982191250 | 2.8MM PERCUTANEOUS DRILL BIT QC/300MM/200MM CALIBRATION | Trauma | EA
324.212 | 10886982191267 | 3.2MM PERCUTANEOUS DRILL BIT QC/300MM/CALIBRATED | Trauma | EA
324.213 | 10886982191274 | 4.3MM PERCUTANEOUS DRILL BIT QC/300MM/CALIBRATED | Trauma | EA
239.954 | 10886982163479 | 3.5MM LCPÂ® MEDIAL PROXIMAL TIBIA PLATE 4H/RIGHT 93MM | Trauma | EA
239.955 | 10886982163493 | 3.5MM LCPÂ® MEDIAL PROXIMAL TIBIA PLATE 4H/LEFT 93MM | Trauma | EA
439.954 | 10886982219381 | 3.5MM TI LCPÂ® MEDIAL PROXIMAL TIBIA PLATE 4H/RIGHT 93MM | Trauma | EA
239.956 | 10886982163516 | 3.5MM LCPÂ® MEDIAL PROXIMAL TIBIA PLATE 6H/RIGHT 119MM | Trauma | EA
239.957 | 10886982163530 | 3.5MM LCPÂ® MEDIAL PROXIMAL TIBIA PLATE 6H/LEFT 119MM | Trauma | EA
239.958 | 10886982163554 | 3.5MM LCPÂ® MEDIAL PROXIMAL TIBIA PLATE 8H/RIGHT 145MM | Trauma | EA
439.955 | 10886982219404 | 3.5MM TI LCPÂ® MEDIAL PROXIMAL TIBIA PLATE 4H/LEFT 93MM | Trauma | EA
439.956 | 10886982219428 | 3.5MM TI LCPÂ® MEDIAL PROXIMAL TIBIA PLATE 6H/RIGHT 119MM | Trauma | EA
239.959 | 10886982163578 | 3.5MM LCPÂ® MEDIAL PROXIMAL TIBIA PLATE 8H/LEFT 145MM | Trauma | EA
439.957 | 10886982219442 | 3.5MM TI LCPÂ® MEDIAL PROXIMAL TIBIA PLATE 6H/LEFT 119MM | Trauma | EA
239.960 | 10886982163592 | 3.5MM LCPÂ® MEDIAL PROXIMAL TIBIA PLATE 10H/RIGHT 171MM | Trauma | EA
439.958 | 10886982219466 | 3.5MM TI LCPÂ® MEDIAL PROXIMAL TIBIA PLATE 8H/RIGHT 145MM | Trauma | EA
439.959 | 10886982219480 | 3.5MM TI LCPÂ® MEDIAL PROXIMAL TIBIA PLATE 8H/LEFT 145MM | Trauma | EA
239.961 | 10886982163615 | 3.5MM LCPÂ® MEDIAL PROXIMAL TIBIA PLATE 10H/LEFT 171MM | Trauma | EA
439.960 | 10886982219503 | 3.5MM TI LCPÂ® MEDIAL PROXIMAL TIBIA PLATE 10H/RIGHT 171MM | Trauma | EA
439.961 | 10886982219527 | 3.5MM TI LCPÂ® MEDIAL PROXIMAL TIBIA PLATE 10H/LEFT 171MM | Trauma | EA
239.962 | 10886982163639 | 3.5MM LCPÂ® MEDIAL PROXIMAL TIBIA PLATE 12H/RIGHT 197MM | Trauma | EA
439.962 | 10886982219541 | 3.5MM TI LCPÂ® MEDIAL PROXIMAL TIBIA PLATE 12H/RIGHT 197MM | Trauma | EA
439.963 | 10886982219565 | 3.5MM TI LCPÂ® MEDIAL PROXIMAL TIBIA PLATE 12H/LEFT 197MM | Trauma | EA
239.963 | 10886982163653 | 3.5MM LCPÂ® MEDIAL PROXIMAL TIBIA PLATE 12H/LEFT 197MM | Trauma | EA
439.964 | 10886982219589 | 3.5MM TI LCPÂ® MEDIAL PROXIMAL TIBIA PLATE 14H/RIGHT 223MM | Trauma | EA
439.965 | 10886982219602 | 3.5MM TI LCPÂ® MEDIAL PROXIMAL TIBIA PLATE 14H/LEFT 223MM | Trauma | EA
239.964 | 10886982163677 | 3.5MM LCPÂ® MEDIAL PROXIMAL TIBIA PLATE 14H/RIGHT 223MM | Trauma | EA
439.966 | 10886982219626 | 3.5MM TI LCPÂ® MEDIAL PROXIMAL TIBIA PLATE 16H/RIGHT 249MM | Trauma | EA
239.965 | 10886982163691 | 3.5MM LCPÂ® MEDIAL PROXIMAL TIBIA PLATE 14H/LEFT 223MM | Trauma | EA
439.967 | 10886982219640 | 3.5MM TI LCPÂ® MEDIAL PROXIMAL TIBIA PLATE 16H/LEFT 249MM | Trauma | EA
239.966 | 10886982163714 | 3.5MM LCPÂ® MEDIAL PROXIMAL TIBIA PLATE 16H/RIGHT 249MM | Trauma | EA
439.968 | 10886982219664 | 3.5MM TI LCPÂ® MEDIAL PROXIMAL TIBIA PLATE 18H/RIGHT 275MM | Trauma | EA
239.967 | 10886982163738 | 3.5MM LCPÂ® MEDIAL PROXIMAL TIBIA PLATE 16H/LEFT 249MM | Trauma | EA
239.968 | 10886982163752 | 3.5MM LCPÂ® MEDIAL PROXIMAL TIBIA PLATE 18H/RIGHT 275MM | Trauma | EA
239.969 | 10886982163776 | 3.5MM LCPÂ® MEDIAL PROXIMAL TIBIA PLATE 18H/LEFT 275MM | Trauma | EA
439.969 | 10886982219688 | 3.5MM TI LCPÂ® MEDIAL PROXIMAL TIBIA PLATE 18H/LEFT 275MM | Trauma | EA
239.970 | 10886982163790 | 3.5MM LCPÂ® MEDIAL PROXIMAL TIBIA PLATE 20H/RIGHT 301MM | Trauma | EA
439.970 | 10886982219701 | 3.5MM TI LCPÂ® MEDIAL PROXIMAL TIBIA PLATE 20H/RIGHT 301MM | Trauma | EA
439.971 | 10886982219725 | 3.5MM TI LCPÂ® MEDIAL PROXIMAL TIBIA PLATE 20H/LEFT 301MM | Trauma | EA
239.971 | 10886982163813 | 3.5MM LCPÂ® MEDIAL PROXIMAL TIBIA PLATE 20H/LEFT 301MM | Trauma | EA
439.984 | 10886982219749 | 4.5MM TI LCPÂ® MEDIAL PROXIMAL TIBIA PLATE 4H/RIGHT 106MM | Trauma | EA
439.985 | 10886982219763 | 4.5MM TI LCPÂ® MEDIAL PROXIMAL TIBIA PLATE 4H/LEFT 106MM | Trauma | EA
439.986 | 10886982219787 | 4.5MM TI LCPÂ® MEDIAL PROXIMAL TIBIA PLATE 6H/RIGHT 142MM | Trauma | EA
439.987 | 10886982219800 | 4.5MM TI LCPÂ® MEDIAL PROXIMAL TIBIA PLATE 6H/LEFT 142MM | Trauma | EA
439.988 | 10886982219824 | 4.5MM TI LCPÂ® MEDIAL PROXIMAL TIBIA PLATE 8H/RIGHT 178MM | Trauma | EA
439.989 | 10886982219848 | 4.5MM TI LCPÂ® MEDIAL PROXIMAL TIBIA PLATE 8H/LEFT 178MM | Trauma | EA
439.990 | 10886982219862 | 4.5MM TI LCPÂ® MEDIAL PROXIMAL TIBIA PLATE 10H/RIGHT 214MM | Trauma | EA
439.991 | 10886982219886 | 4.5MM TI LCPÂ® MEDIAL PROXIMAL TIBIA PLATE 10H/LEFT 214MM | Trauma | EA
439.992 | 10886982219909 | 4.5MM TI LCPÂ® MEDIAL PROXIMAL TIBIA PLATE 12H/RIGHT 250MM | Trauma | EA
439.993 | 10886982219923 | 4.5MM TI LCPÂ® MEDIAL PROXIMAL TIBIA PLATE 12H/LEFT 250MM | Trauma | EA
439.994 | 10886982219947 | 4.5MM TI LCPÂ® MEDIAL PROXIMAL TIBIA PLATE 14H/RIGHT 286MM | Trauma | EA
439.995 | 10886982219961 | 4.5MM TI LCPÂ® MEDIAL PROXIMAL TIBIA PLATE 14H/LEFT 286MM | Trauma | EA
439.996 | 10886982219985 | 4.5MM TI LCPÂ® MEDIAL PROXIMAL TIBIA PLATE 16H/RIGHT 322MM | Trauma | EA
439.997 | 10886982220004 | 4.5MM TI LCPÂ® MEDIAL PROXIMAL TIBIA PLATE 16H/LEFT 322MM | Trauma | EA
239.984 | 10886982163837 | 4.5MM LCPÂ® MEDIAL PROXIMAL TIBIA PLATE 4H/RIGHT 106MM | Trauma | EA
239.985 | 10886982163851 | 4.5MM LCPÂ® MEDIAL PROXIMAL TIBIA PLATE 4H/LEFT 106MM | Trauma | EA
239.986 | 10886982163875 | 4.5MM LCPÂ® MEDIAL PROXIMAL TIBIA PLATE 6H/RIGHT 142MM | Trauma | EA
239.987 | 10886982163899 | 4.5MM LCPÂ® MEDIAL PROXIMAL TIBIA PLATE 6H/LEFT 142MM | Trauma | EA
239.988 | 10886982163912 | 4.5MM LCPÂ® MEDIAL PROXIMAL TIBIA PLATE 8H/RIGHT 178MM | Trauma | EA
239.989 | 10886982163936 | 4.5MM LCPÂ® MEDIAL PROXIMAL TIBIA PLATE 8H/LEFT 178MM | Trauma | EA
239.990 | 10886982163950 | 4.5MM LCPÂ® MEDIAL PROXIMAL TIBIA PLATE 10H/RIGHT 214MM | Trauma | EA
239.991 | 10886982163974 | 4.5MM LCPÂ® MEDIAL PROXIMAL TIBIA PLATE 10H/LEFT 214MM | Trauma | EA
239.992 | 10886982163998 | 4.5MM LCPÂ® MEDIAL PROXIMAL TIBIA PLATE 12H/RIGHT 250MM | Trauma | EA
239.993 | 10886982164018 | 4.5MM LCPÂ® MEDIAL PROXIMAL TIBIA PLATE 12H/LEFT 250MM | Trauma | EA
239.994 | 10886982164032 | 4.5MM LCPÂ® MEDIAL PROXIMAL TIBIA PLATE 14H/RIGHT 286MM | Trauma | EA
239.995 | 10886982164056 | 4.5MM LCPÂ® MEDIAL PROXIMAL TIBIA PLATE 14H/LEFT 286MM | Trauma | EA
239.996 | 10886982164070 | 4.5MM LCPÂ® MEDIAL PROXIMAL TIBIA PLATE 16H/RIGHT 322MM | Trauma | EA
239.997 | 10886982164094 | 4.5MM LCPÂ® MEDIAL PROXIMAL TIBIA PLATE 16H/LEFT 322MM | Trauma | EA
351.707S | 10886982193865 | 2.5MM REAMING ROD WITH BALL TIP & EXTENSION/950MM-STERILE | Trauma | EA
351.706S | 10886982193858 | 2.5MM REAMING ROD WITH BALL TIP/950MM-STERILE | Trauma | EA
314.468 | 10886982188939 | HOLDING SLEEVE FOR STARDRIVE SCREWDRIVER SHAFT T8 | Trauma | EA
298.837S | 10886982182555 | 3.5MM CERCLAGE POSITIONING PIN STERILE | Trauma | EA
298.838S | 10886982182562 | 3.5MM THREADED CERCLAGE POSITIONING PIN-STERILE | Trauma | EA
298.839S | 10886982182579 | 4.5MM CERCLAGE POSITIONING PIN-STERILE | Trauma | EA
498.837S | 10886982237019 | 3.5MM TI CERCLAGE POSITIONING PIN-STERILE | Trauma | EA
498.839S | 10886982237033 | 4.5MM TI CERCLAGE POSITIONING PIN-STERILE | Trauma | EA
498.838S | 10886982237026 | 3.5MM TI THREADED CERCLAGE POSITIONING PIN-STERILE | Trauma | EA
690.382 | 10886982253255 | FLEXIBLE REAMERS FOR IM NAILS INSTRUMENT SET GRAPHIC CASE | Trauma | EA
298.803S | 10886982182531 | 4.5MM THREADED CERCLAGE POSITIONING PIN-STERILE | Trauma | EA
690.354 | 10886982252821 | GRAPHIC CASE FOR MODULAR FOOT SYSTEM | Trauma | EA
690.354.70 | 10886982252869 | SUPPLEMENTAL INSTRUMENT TRAY | Trauma | EA
690.354.80 | 10886982252876 | SUPPLEMENTAL INSTRUMENT LID | Trauma | EA
690.315.17 | 10886982252166 | LABEL SHEET F/LARGE EXTERNAL FIXATOR MR CONDITIONAL CLAMPS | Trauma | EA
LABEL.WHITE.S | 10886982001863 | TEST LABEL NOT FOR HUMAN USE | Trauma | EA
LABEL.AQUA.S | 10886982001740 | TEST LABEL NOT FOR HUMAN USE | Trauma | EA
LABEL.BLUE.S | 10886982001764 | TEST LABEL NOT FOR HUMAN USE | Trauma | EA
LABEL.GOLD.S | 10886982001788 | TEST LABEL NOT FOR HUMAN USE | Trauma | EA
LABEL.GREEN.S | 10886982001801 | TEST LABEL NOT FOR HUMAN USE | Trauma | EA
LABEL.MAUVE.S | 10886982001825 | TEST LABEL NOT FOR HUMAN USE | Trauma | EA
LABEL.PURPLE.S | 10886982001849 | TEST LABEL NOT FOR HUMAN USE | Trauma | EA
LABEL.WHITE.NS | 10886982001856 | TEST LABEL NOT FOR HUMAN USE | Trauma | EA
LABEL.AQUA.NS | 10886982001733 | TEST LABEL NOT FOR HUMAN USE | Trauma | EA
LABEL.BLUE.NS | 10886982001757 | TEST LABEL NOT FOR HUMAN USE | Trauma | EA
LABEL.GOLD.NS | 10886982001771 | TEST LABEL NOT FOR HUMAN USE | Trauma | EA
LABEL.GREEN.NS | 10886982001795 | TEST LABEL NOT FOR HUMAN USE | Trauma | EA
LABEL.MAUVE.NS | 10886982001818 | TEST LABEL NOT FOR HUMAN USE | Trauma | EA
LABEL.PURPLE.NS | 10886982001832 | TEST LABEL NOT FOR HUMAN USE | Trauma | EA
690.901 | 10886982255273 | LID FOR 510MM X 250MM GRAPHIC CASES | Trauma | EA
690.902 | 10886982255280 | LID FOR 345MM X 250MM GRAPHIC CASES | Trauma | EA
690.903 | 10886982255297 | LID FOR 255MM X 250MM GRAPHIC CASES | Trauma | EA
305.97 | 10886982185228 | REPLACEMENT LID 522MM X 254MM FOR GRAPHIC CASES | Trauma | EA
03.010.004 | 10886982066923 | COMPRESSION DEVICE/ FOR TI CANNULATED TIBIA NAILS-EX | Trauma | EA
03.010.034 | 10886982067067 | 13.0MM FLEXIBLE CANNULATED DRILL BIT LARGE QC/465MM | Trauma | EA
03.010.034S | 10886982067074 | 13.0MM FLEXIBLE CANNULATED DRILL BIT LARGE QC/465MM-STER | Trauma | EA
03.010.080 | 10886982067500 | TAP FOR 6.5MM RECON SCREWS | Trauma | EA
03.010.078 | 10886982067487 | 4.5MM/6.5MM STEPPED DRILL BIT LARGE QC/485MM | Trauma | EA
28L | 10886982174833 | REPLACEMENT THUMB SCREW-X LISS INSERTION GUIDE | Trauma | EA
28N | 10886982174840 | REPLACEMENT THUMB SCREW-S LISS INSERTION GUIDE | Trauma | EA
28P | 10886982174857 | REPLACEMENT THUMB SCREW-T LISS INSERTION GUIDE | Trauma | EA
03.010.120 | 10886982067883 | 4.6MM CLEANING STYLET | Trauma | EA
351.27S | 10886982193803 | 13.0MM CANNULATED DRILL BIT 300MM-STERILE | Trauma | EA
03.010.100 | 10886982067661 | 3.2MM THREE-FLUTED RADIOLUCENT DRILL BIT/NEEDLE POINT/145MM | Trauma | EA
03.010.100S | 10886982067678 | 3.2MM THREE-FLUTED RADIOLUCENT DRILL BIT/NEEDLE PT/145MM-STER | Trauma | EA
03.010.101 | 10886982067685 | 4.2MM THREE-FLUTED RADIOLUCENT DRILL BIT/NEEDLE POINT/145MM | Trauma | EA
03.010.101S | 10886982067692 | 4.2MM THREE-FLUTED RADIOLUCENT DRILL BIT/NEEDLE PT/145MM-STER | Trauma | EA
03.010.102 | 10886982067708 | 5.0MM THREE-FLUTED RADIOLUCENT DRILL BIT/NEEDLE POINT/145MM | Trauma | EA
03.010.102S | 10886982067715 | 5.0MM THREE-FLUTED RADIOLUCENT DRILL BIT/NEEDLE PT/145MM-STER | Trauma | EA
314.687 | 10886982189028 | 2.0MM CRUCFRM SCRWDRVR BLD W/ SPRG HLDG SLV F/RESORB MQC-LNG | Trauma | EA
314.686 | 10886982189011 | 2.0MM CRUCFRM SCRWDRVR BLD W/ SPRING HLDG SLV F/RESORB MQC | Trauma | EA
314.432 | 10886982188830 | 1.5MM CRUCFRM SCRWDRVR BLD W/ SPRG HLDG SLV F/RESORB MQC-LNG | Trauma | EA
314.431 | 10886982188823 | 1.5MM CRUCFRM SCRWDRVR BLD W/ SPRING HLDG SLV F/RESORB MQC | Trauma | EA
69.004.300 | 10886982251893 | GRAPHIC CASE FOR TIBIAL NAIL-EX INSTRUMENT SET | Trauma | EA
69.001.300 | 10886982251855 | GRAPHIC CASE F/HUMERAL NAIL-EX INSTRUMENT AND IMPLANT SET | Trauma | EA
69.013.300 | 10886982251909 | GRAPHIC CASE F/RETRO/ANTEGRADE FEMORAL NAIL-EX INSTRUMENT SET | Trauma | EA
69.001.301 | 10886982251862 | SCREW/BLADE RACK FOR HUMERAL NAIL-EX IMPLANTS | Trauma | EA
69.001.302 | 10886982251879 | LID FOR SCREW/BLADE RACK FOR HUMERAL NAIL-EX IMPLANTS | Trauma | EA
24C | 10886982164117 | SYNTHETIC SCREEN | Trauma | EA
69.003.300 | 10886982251886 | GRAPHIC CASE F/TI LAT ENTRY FEMORAL RECON NAIL INSTR SET | Trauma | EA
71A | 10886982255549 | SCREW WITH SPRING BALL HEAD | Trauma | EA
441.262 | 10886982221421 | 3.5MM TI LCPÂ® POSTEROLATERAL DISTAL HUMERUS PLATE 3H-RIGHT | Trauma | EA
441.263 | 10886982221438 | 3.5MM TI LCPÂ® POSTEROLATERAL DISTAL HUMERUS PLATE 3H-LEFT | Trauma | EA
441.264 | 10886982221445 | 3.5MM TI LCPÂ® POSTEROLATERAL DISTAL HUMERUS PLATE 5H-RIGHT | Trauma | EA
441.265 | 10886982221452 | 3.5MM TI LCPÂ® POSTEROLATERAL DISTAL HUMERUS PLATE 5H-LEFT | Trauma | EA
441.266 | 10886982221469 | 3.5MM TI LCPÂ® POSTEROLATERAL DISTAL HUMERUS PLATE 7H-RIGHT | Trauma | EA
441.267 | 10886982221476 | 3.5MM TI LCPÂ® POSTEROLATERAL DISTAL HUMERUS PLATE 7H-LEFT | Trauma | EA
441.268 | 10886982221483 | 3.5MM TI LCPÂ® POSTEROLATERAL DISTAL HUMERUS PLATE 9H-RIGHT | Trauma | EA
441.269 | 10886982221490 | 3.5MM TI LCPÂ® POSTEROLATERAL DISTAL HUMERUS PLATE 9H-LEFT | Trauma | EA
441.300 | 10886982221667 | 3.5MM TI LCPÂ® POSTEROLATERAL DISTAL HUMERUS PLATE 14H-RIGHT | Trauma | EA
441.301 | 10886982221674 | 3.5MM TI LCPÂ® POSTEROLATERAL DISTAL HUMERUS PLATE 14H-LEFT | Trauma | EA
402.208 | 10886982205704 | 2.7MM TI LOCKING SCR SLF-TPNG WITH T8 STARDRIVE RECESS-8MM | Trauma | EA
402.209 | 10886982205711 | 2.7MM TI LOCKING SCR SLF-TPNG WITH T8 STARDRIVE RECESS-9MM | Trauma | EA
402.210 | 10886982205728 | 2.7MM TI LOCKING SCR SLF-TPNG WITH T8 STARDRIVE RECESS-10MM | Trauma | EA
402.211 | 10886982205735 | 2.7MM TI LOCKING SCR SLF-TPNG WITH T8 STARDRIVE RECESS-11MM | Trauma | EA
402.212 | 10886982205742 | 2.7MM TI LOCKING SCR SLF-TPNG WITH T8 STARDRIVE RECESS-12MM | Trauma | EA
402.213 | 10886982205759 | 2.7MM TI LOCKING SCR SLF-TPNG WITH T8 STARDRIVE RECESS-13MM | Trauma | EA
402.214 | 10886982205766 | 2.7MM TI LOCKING SCR SLF-TPNG WITH T8 STARDRIVE RECESS-14MM | Trauma | EA
402.216 | 10886982205773 | 2.7MM TI LOCKING SCR SLF-TPNG WITH T8 STARDRIVE RECESS-16MM | Trauma | EA
402.218 | 10886982205780 | 2.7MM TI LOCKING SCR SLF-TPNG WITH T8 STARDRIVE RECESS-18MM | Trauma | EA
402.220 | 10886982205797 | 2.7MM TI LOCKING SCR SLF-TPNG WITH T8 STARDRIVE RECESS-20MM | Trauma | EA
402.222 | 10886982205803 | 2.7MM TI LOCKING SCR SLF-TPNG WITH T8 STARDRIVE RECESS-22MM | Trauma | EA
402.224 | 10886982205810 | 2.7MM TI LOCKING SCR SLF-TPNG WITH T8 STARDRIVE RECESS-24MM | Trauma | EA
402.226 | 10886982205827 | 2.7MM TI LOCKING SCR SLF-TPNG WITH T8 STARDRIVE RECESS-26MM | Trauma | EA
402.228 | 10886982205834 | 2.7MM TI LOCKING SCR SLF-TPNG WITH T8 STARDRIVE RECESS-28MM | Trauma | EA
402.230 | 10886982205841 | 2.7MM TI LOCKING SCR SLF-TPNG WITH T8 STARDRIVE RECESS-30MM | Trauma | EA
402.232 | 10886982205858 | 2.7MM TI LOCKING SCR SLF-TPNG WITH T8 STARDRIVE RECESS-32MM | Trauma | EA
402.234 | 10886982205865 | 2.7MM TI LOCKING SCR SLF-TPNG WITH T8 STARDRIVE RECESS-34MM | Trauma | EA
402.236 | 10886982205872 | 2.7MM TI LOCKING SCR SLF-TPNG WITH T8 STARDRIVE RECESS-36MM | Trauma | EA
402.238 | 10886982205889 | 2.7MM TI LOCKING SCR SLF-TPNG WITH T8 STARDRIVE RECESS-38MM | Trauma | EA
402.240 | 10886982205896 | 2.7MM TI LOCKING SCR SLF-TPNG WITH T8 STARDRIVE RECESS-40MM | Trauma | EA
402.242 | 10886982205902 | 2.7MM TI LOCKING SCR SLF-TPNG WITH T8 STARDRIVE RECESS-42MM | Trauma | EA
245.033 | 10886982169471 | 3.5MM LOW PROFILE RECONSTRUCTION PLATE 13 HOLES | Trauma | EA
245.034 | 10886982169488 | 3.5MM LOW PROFILE RECONSTRUCTION PLATE 14 HOLES | Trauma | EA
245.035 | 10886982169495 | 3.5MM LOW PROFILE RECONSTRUCTION PLATE 15 HOLES | Trauma | EA
245.036 | 10886982169501 | 3.5MM LOW PROFILE RECONSTRUCTION PLATE 16 HOLES | Trauma | EA
245.038 | 10886982169518 | 3.5MM LOW PROFILE RECONSTRUCTION PLATE 18 HOLES | Trauma | EA
245.039 | 10886982169525 | 3.5MM LOW PROFILE RECONSTRUCTION PLATE 20 HOLES | Trauma | EA
245.027 | 10886982169402 | 3.5MM LOW PROFILE RECONSTRUCTION PLATE 7 HOLES | Trauma | EA
SD312.003 | 10886982004314 | 2.5MM/3.5MM DOUBLE DRILL SLEEVE | Trauma | EA
690.391 | 10886982253347 | GRAPHIC CASE FOR 3.5MM TI LCPÂ® PROXIMAL TIBIA PLATE SET | Trauma | EA
690.388 | 10886982253323 | GRAPHIC CASE FOR DISTAL RADIUS FIXATOR | Trauma | EA
314.746S | 10886982189080 | RIA TUBE ASSEMBLY MIN 520MM LENGTH-STERILE FOR 314.743 | Trauma | EA
314.745S | 10886982189066 | RIA TUBE ASSEMBLY MIN 360MM LENGTH-STERILE FOR 314.742 | Trauma | EA
352.250S | 10886982194428 | 12.0MM REAMER HEAD-STERILE FOR REAMER/IRRIGATOR/ASPIRATOR | Trauma | EA
352.251S | 10886982194442 | 12.5MM REAMER HEAD-STERILE FOR REAMER/IRRIGATOR/ASPIRATOR | Trauma | EA
352.252S | 10886982194466 | 13.0MM REAMER HEAD-STERILE FOR REAMER/IRRIGATOR/ASPIRATOR | Trauma | EA
352.253S | 10886982194480 | 13.5MM REAMER HEAD-STERILE FOR REAMER/IRRIGATOR/ASPIRATOR | Trauma | EA
352.254S | 10886982194503 | 14.0MM REAMER HEAD-STERILE FOR REAMER/IRRIGATOR/ASPIRATOR | Trauma | EA
352.255S | 10886982194527 | 14.5MM REAMER HEAD-STERILE FOR REAMER/IRRIGATOR/ASPIRATOR | Trauma | EA
352.256S | 10886982194541 | 15.0MM REAMER HEAD-STERILE FOR REAMER/IRRIGATOR/ASPIRATOR | Trauma | EA
352.257S | 10886982194565 | 15.5MM REAMER HEAD-STERILE FOR REAMER/IRRIGATOR/ASPIRATOR | Trauma | EA
352.258S | 10886982194589 | 16.0MM REAMER HEAD-STERILE FOR REAMER/IRRIGATOR/ASPIRATOR | Trauma | EA
352.259S | 10886982194602 | 16.5MM REAMER HEAD-STERILE FOR REAMER/IRRIGATOR/ASPIRATOR | Trauma | EA
338.313 | 10886982193339 | SOLID COUPLING SCREW FOR REMOVAL ONLY | Trauma | EA
338.750 | 10886982193612 | DHSÂ® PARALLEL DRILL GUIDE | Trauma | EA
338.731 | 10886982193599 | 4.5MM/2.8MM INSERT WIRE SLEEVE 93MM | Trauma | EA
338.720 | 10886982193575 | 4.5MM/2.0MM INSERT WIRE SLEEVE 93MM | Trauma | EA
338.730 | 10886982193582 | 4.5MM/3.2MM INSERT DRILL SLEEVE 93MM | Trauma | EA
338.740 | 10886982193605 | 6.0MM/4.5MM DRILL SLEEVE 80MM | Trauma | EA
690.327 | 10886982252494 | GRAPHIC CASE FOR AIR PULSE | Trauma | EA
412.806 | 10886982211538 | 2.4MM TI LOCKING SCR SLF-TPNG WITH STARDRIVE RECESS 6MM | Trauma | EA
412.808 | 10886982211552 | 2.4MM TI LOCKING SCR SLF-TPNG WITH STARDRIVE RECESS 8MM | Trauma | EA
412.810 | 10886982211576 | 2.4MM TI LOCKING SCR SLF-TPNG WITH STARDRIVE RECESS 10MM | Trauma | EA
412.812 | 10886982211590 | 2.4MM TI LOCKING SCR SLF-TPNG WITH STARDRIVE RECESS 12MM | Trauma | EA
412.814 | 10886982211613 | 2.4MM TI LOCKING SCR SLF-TPNG WITH STARDRIVE RECESS 14MM | Trauma | EA
412.816 | 10886982211620 | 2.4MM TI LOCKING SCR SLF-TPNG WITH STARDRIVE RECESS 16MM | Trauma | EA
412.818 | 10886982211637 | 2.4MM TI LOCKING SCR SLF-TPNG WITH STARDRIVE RECESS 18MM | Trauma | EA
412.820 | 10886982211644 | 2.4MM TI LOCKING SCR SLF-TPNG WITH STARDRIVE RECESS 20MM | Trauma | EA
412.822 | 10886982211651 | 2.4MM TI LOCKING SCR SLF-TPNG WITH STARDRIVE RECESS 22MM | Trauma | EA
412.824 | 10886982211668 | 2.4MM TI LOCKING SCR SLF-TPNG WITH STARDRIVE RECESS 24MM | Trauma | EA
412.826 | 10886982211675 | 2.4MM TI LOCKING SCR SLF-TPNG WITH STARDRIVE RECESS 26MM | Trauma | EA
412.828 | 10886982211682 | 2.4MM TI LOCKING SCR SLF-TPNG WITH STARDRIVE RECESS 28MM | Trauma | EA
412.830 | 10886982211699 | 2.4MM TI LOCKING SCR SLF-TPNG WITH STARDRIVE RECESS 30MM | Trauma | EA
239.900 | 10886982162953 | 3.5MM LCPÂ® MEDIAL DISTAL TIBIA PLATE 4 HOLES/116MM-RIGHT | Trauma | EA
239.904 | 10886982162991 | 3.5MM LCPÂ® MEDIAL DISTAL TIBIA PLATE 6 HOLES/142MM-RIGHT | Trauma | EA
239.908 | 10886982163035 | 3.5MM LCPÂ® MEDIAL DISTAL TIBIA PLATE 8 HOLES/168MM-RIGHT | Trauma | EA
239.912 | 10886982163073 | 3.5MM LCPÂ® MEDIAL DISTAL TIBIA PLATE 10 HOLES/194MM-RIGHT | Trauma | EA
239.916 | 10886982163110 | 3.5MM LCPÂ® MEDIAL DISTAL TIBIA PLATE 12 HOLES/220MM-RIGHT | Trauma | EA
239.920 | 10886982163158 | 3.5MM LCPÂ® MEDIAL DISTAL TIBIA PLATE 14 HOLES/246MM-RIGHT | Trauma | EA
239.901 | 10886982162977 | 3.5MM LCPÂ® MEDIAL DISTAL TIBIA PLATE 4 HOLES/116MM-LEFT | Trauma | EA
239.905 | 10886982163011 | 3.5MM LCPÂ® MEDIAL DISTAL TIBIA PLATE 6 HOLES/142MM-LEFT | Trauma | EA
239.909 | 10886982163059 | 3.5MM LCPÂ® MEDIAL DISTAL TIBIA PLATE 8 HOLES/168MM-LEFT | Trauma | EA
239.913 | 10886982163097 | 3.5MM LCPÂ® MEDIAL DISTAL TIBIA PLATE 10 HOLES/194MM-LEFT | Trauma | EA
239.917 | 10886982163134 | 3.5MM LCPÂ® MEDIAL DISTAL TIBIA PLATE 12 HOLES/220MM-LEFT | Trauma | EA
239.921 | 10886982163172 | 3.5MM LCPÂ® MEDIAL DISTAL TIBIA PLATE 14 HOLES/246MM-LEFT | Trauma | EA
442.490 | 10886982222879 | 2.4MM TI LCP(TM) DISTAL RADIUS PLATE-STRAIGHT/LONG | Trauma | EA
442.491 | 10886982222886 | TI LCP(TM) DISTAL RADIUS PLATE VOLAR/LEFT-SHORT | Trauma | EA
442.500 | 10886982222923 | 2.4MM TI LCP(TM) DISTAL RADIUS L-PLATE/-90DEG 2H HD/3H SHAFT | Trauma | EA
442.502 | 10886982222947 | 2.4MM TI LCP(TM) DISTAL RADIUS L-PLATE/+90DEG 2H HD/3H SHAFT | Trauma | EA
442.504 | 10886982222961 | 2.4MM TI LCP(TM) DISTAL RADIUS L-PLATE/+90DEG 3H HD/3H SHAFT | Trauma | EA
442.506 | 10886982222985 | 2.4MM TI LCP(TM) DISTAL RADIUS L-PLATE /-90DEG 3H HD/3H SHAFT | Trauma | EA
442.508 | 10886982223005 | 2.4MM TI LCP(TM) DISTAL RADIUS L-PLATE/+20DEG 3H HD/3H SHAFT | Trauma | EA
442.511 | 10886982223036 | 2.4MM TI LCP(TM) DISTAL RADIUS L-PLATE/-20DEG 3H HD/3H SHAFT | Trauma | EA
442.492 | 10886982222893 | TI LCP(TM) DISTAL RADIUS PLATE VOLAR/LEFT-LONG | Trauma | EA
442.493 | 10886982222909 | TI LCP(TM) DISTAL RADIUS PLATE VOLAR/RIGHT-SHORT | Trauma | EA
442.494 | 10886982222916 | TI LCP(TM) DISTAL RADIUS PLATE VOLAR/RIGHT-LONG | Trauma | EA
236.001S | 10886982160225 | 90 DEG TODDLER OSTEOTOMY PLATE 26MM/4MM-STERILE | Trauma | EA
236.002S | 10886982160249 | 90 DEG TODDLER OSTEOTOMY PLATE 32MM/4MM-STERILE | Trauma | EA
236.011S | 10886982160287 | 90 DEG TODDLER OSTEOTOMY PLATE 26MM/8MM-STERILE | Trauma | EA
236.012S | 10886982160300 | 90 DEG TODDLER OSTEOTOMY PLATE 32MM/8MM-STERILE | Trauma | EA
236.013S | 10886982160324 | 90 DEG TODDLER OSTEOTOMY PLATE 38MM/8MM-STERILE | Trauma | EA
392.964 | 10886982198891 | 4-POSITION DRILL GUIDE HANDLE | Trauma | EA
218.009 | 10886982155764 | 6.5MM CANCELLOUS BONE SCREW WITH 4.0MM CORE DIA/60MM | Trauma | EA
218.010 | 10886982155771 | 6.5MM CANCELLOUS BONE SCREW WITH 4.0MM CORE DIA/65MM | Trauma | EA
218.018 | 10886982155856 | 6.5MM CANCELLOUS BONE SCREW WITH 4.0MM CORE DIA/105MM | Trauma | EA
218.019 | 10886982155863 | 6.5MM CANCELLOUS BONE SCREW WITH 4.0MM CORE DIA/110MM | Trauma | EA
352.041 | 10886982194121 | 3.6MM CLEANING BRUSH | Trauma | EA
352.040 | 10886982194114 | 5.0MM FLEXIBLE SHAFT | Trauma | EA
351.783 | 10886982194008 | REMOVAL TOOL | Trauma | EA
352.055 | 10886982194169 | 7.0MM REDUCTION HEAD-ANGLED | Trauma | EA
352.050 | 10886982194152 | 7.0MM REDUCTION HEAD-STRAIGHT | Trauma | EA
352.085 | 10886982194176 | 8.5MM MEDULLARY REAMER HEAD | Trauma | EA
352.090 | 10886982194183 | 9.0MM MEDULLARY REAMER HEAD | Trauma | EA
352.100 | 10886982194206 | 10.0MM MEDULLARY REAMER HEAD | Trauma | EA
352.105 | 10886982194213 | 10.5MM MEDULLARY REAMER HEAD | Trauma | EA
352.110 | 10886982194220 | 11.0MM MEDULLARY REAMER HEAD | Trauma | EA
352.115 | 10886982194237 | 11.5MM MEDULLARY REAMER HEAD | Trauma | EA
352.120 | 10886982194244 | 12.0MM MEDULLARY REAMER HEAD | Trauma | EA
352.125 | 10886982194251 | 12.5MM MEDULLARY REAMER HEAD | Trauma | EA
352.130 | 10886982194268 | 13.0MM MEDULLARY REAMER HEAD | Trauma | EA
352.135 | 10886982194275 | 13.5MM MEDULLARY REAMER HEAD | Trauma | EA
352.140 | 10886982194282 | 14.0MM MEDULLARY REAMER HEAD | Trauma | EA
352.145 | 10886982194299 | 14.5MM MEDULLARY REAMER HEAD | Trauma | EA
352.150 | 10886982194305 | 15.0MM MEDULLARY REAMER HEAD | Trauma | EA
352.155 | 10886982194312 | 15.5MM MEDULLARY REAMER HEAD | Trauma | EA
352.160 | 10886982194329 | 16.0MM MEDULLARY REAMER HEAD | Trauma | EA
352.165 | 10886982194336 | 16.5MM MEDULLARY REAMER HEAD | Trauma | EA
352.170 | 10886982194343 | 17.0MM MEDULLARY REAMER HEAD | Trauma | EA
352.175 | 10886982194350 | 17.5MM MEDULLARY REAMER HEAD | Trauma | EA
352.180 | 10886982194367 | 18.0MM MEDULLARY REAMER HEAD | Trauma | EA
352.185 | 10886982194374 | 18.5MM MEDULLARY REAMER HEAD | Trauma | EA
352.190 | 10886982194381 | 19.0MM MEDULLARY REAMER HEAD | Trauma | EA
352.095 | 10886982194190 | 9.5MM MEDULLARY REAMER HEAD | Trauma | EA
351.782 | 10886982193995 | HOLDING FORCEPS | Trauma | EA
690.354.50 | 10886982252845 | LID FOR MODULAR FOOT INSTRUMENT TRAY | Trauma | EA
292.619 | 20886982180688 | 0.8MM GUIDE WIRE 100MM | Trauma | TP
314.467 | 10886982188922 | STARDRIVE SCREWDRIVER SHAFT T8 105MM | Trauma | EA
208.431 | 10886982149367 | 6.5MM CANNULATED SCREW 32MM THREAD 45MM | Trauma | EA
208.432 | 10886982149374 | 6.5MM CANNULATED SCREW 32MM THREAD 50MM | Trauma | EA
208.433 | 10886982149381 | 6.5MM CANNULATED SCREW 32MM THREAD 55MM | Trauma | EA
208.434 | 10886982149398 | 6.5MM CANNULATED SCREW 32MM THREAD 60MM | Trauma | EA
208.435 | 10886982149404 | 6.5MM CANNULATED SCREW 32MM THREAD 65MM | Trauma | EA
208.436 | 10886982149411 | 6.5MM CANNULATED SCREW 32MM THREAD 70MM | Trauma | EA
208.437 | 10886982149428 | 6.5MM CANNULATED SCREW 32MM THREAD 75MM | Trauma | EA
208.438 | 10886982149435 | 6.5MM CANNULATED SCREW 32MM THREAD 80MM | Trauma | EA
208.439 | 10886982149442 | 6.5MM CANNULATED SCREW 32MM THREAD 85MM | Trauma | EA
208.440 | 10886982149459 | 6.5MM CANNULATED SCREW 32MM THREAD 90MM | Trauma | EA
208.441 | 10886982149466 | 6.5MM CANNULATED SCREW 32MM THREAD 95MM | Trauma | EA
208.442 | 10886982149473 | 6.5MM CANNULATED SCREW 32MM THREAD 100MM | Trauma | EA
208.443 | 10886982149480 | 6.5MM CANNULATED SCREW 32MM THREAD 105MM | Trauma | EA
293.790 | 10886982181305 | 5.0MM STEINMANN PIN WITH CENTRAL THREAD 225MM | Trauma | EA
208.444 | 10886982149497 | 6.5MM CANNULATED SCREW 32MM THREAD 110MM | Trauma | EA
293.840 | 10886982181329 | 5.0MM STEINMANN PIN WITH CENTRAL THREAD 250MM | Trauma | EA
208.445 | 10886982149503 | 6.5MM CANNULATED SCREW 32MM THREAD 115MM | Trauma | EA
293.890 | 10886982181343 | 5.0MM STEINMANN PIN WITH CENTRAL THREAD 275MM | Trauma | EA
293.940 | 10886982181367 | 5.0MM STEINMANN PIN WITH CENTRAL THREAD 300MM | Trauma | EA
208.446 | 10886982149510 | 6.5MM CANNULATED SCREW 32MM THREAD 120MM | Trauma | EA
208.447 | 10886982149527 | 6.5MM CANNULATED SCREW 32MM THREAD 125MM | Trauma | EA
208.448 | 10886982149534 | 6.5MM CANNULATED SCREW 32MM THREAD 130MM | Trauma | EA
208.449 | 10886982149541 | 6.5MM CANNULATED SCREW 32MM THREAD 135MM | Trauma | EA
208.450 | 10886982149558 | 6.5MM CANNULATED SCREW 32MM THREAD 140MM | Trauma | EA
208.451 | 10886982149565 | 6.5MM CANNULATED SCREW 32MM THREAD 145MM | Trauma | EA
208.452 | 10886982149572 | 6.5MM CANNULATED SCREW 32MM THREAD 150MM | Trauma | EA
208.453 | 10886982149589 | 6.5MM CANNULATED SCREW 32MM THREAD 160MM | Trauma | EA
208.454 | 10886982149596 | 6.5MM CANNULATED SCREW 32MM THREAD 170MM | Trauma | EA
208.455 | 10886982149602 | 6.5MM CANNULATED SCREW 32MM THREAD 180MM | Trauma | EA
208.401 | 10886982149084 | 6.5MM CANNULATED SCREW 16MM THREAD 30MM | Trauma | EA
208.402 | 10886982149091 | 6.5MM CANNULATED SCREW 16MM THREAD 35MM | Trauma | EA
208.460 | 10886982149619 | 6.5MM CANNULATED SCREW FULLY THREADED 20MM | Trauma | EA
208.403 | 10886982149107 | 6.5MM CANNULATED SCREW 16MM THREAD 40MM | Trauma | EA
208.404 | 10886982149114 | 6.5MM CANNULATED SCREW 16MM THREAD 45MM | Trauma | EA
208.461 | 10886982149626 | 6.5MM CANNULATED SCREW FULLY THREADED 25MM | Trauma | EA
208.462 | 10886982149633 | 6.5MM CANNULATED SCREW FULLY THREADED 30MM | Trauma | EA
208.463 | 10886982149640 | 6.5MM CANNULATED SCREW FULLY THREADED 35MM | Trauma | EA
208.405 | 10886982149121 | 6.5MM CANNULATED SCREW 16MM THREAD 50MM | Trauma | EA
208.464 | 10886982149657 | 6.5MM CANNULATED SCREW FULLY THREADED 40MM | Trauma | EA
208.465 | 10886982149664 | 6.5MM CANNULATED SCREW FULLY THREADED 45MM | Trauma | EA
208.466 | 10886982149671 | 6.5MM CANNULATED SCREW FULLY THREADED 50MM | Trauma | EA
208.467 | 10886982149688 | 6.5MM CANNULATED SCREW FULLY THREADED 55MM | Trauma | EA
208.468 | 10886982149695 | 6.5MM CANNULATED SCREW FULLY THREADED 60MM | Trauma | EA
208.469 | 10886982149701 | 6.5MM CANNULATED SCREW FULLY THREADED 65MM | Trauma | EA
208.470 | 10886982149718 | 6.5MM CANNULATED SCREW FULLY THREADED 70MM | Trauma | EA
208.406 | 10886982149138 | 6.5MM CANNULATED SCREW 16MM THREAD 55MM | Trauma | EA
208.471 | 10886982149725 | 6.5MM CANNULATED SCREW FULLY THREADED 75MM | Trauma | EA
208.472 | 10886982149732 | 6.5MM CANNULATED SCREW FULLY THREADED 80MM | Trauma | EA
208.407 | 10886982149145 | 6.5MM CANNULATED SCREW 16MM THREAD 60MM | Trauma | EA
208.473 | 10886982149749 | 6.5MM CANNULATED SCREW FULLY THREADED 85MM | Trauma | EA
208.408 | 10886982149152 | 6.5MM CANNULATED SCREW 16MM THREAD 65MM | Trauma | EA
208.474 | 10886982149756 | 6.5MM CANNULATED SCREW FULLY THREADED 90MM | Trauma | EA
208.475 | 10886982149763 | 6.5MM CANNULATED SCREW FULLY THREADED 95MM | Trauma | EA
208.476 | 10886982149770 | 6.5MM CANNULATED SCREW FULLY THREADED 100MM | Trauma | EA
208.477 | 10886982149787 | 6.5MM CANNULATED SCREW FULLY THREADED 105MM | Trauma | EA
208.409 | 10886982149169 | 6.5MM CANNULATED SCREW 16MM THREAD 70MM | Trauma | EA
208.478 | 10886982149794 | 6.5MM CANNULATED SCREW FULLY THREADED 110MM | Trauma | EA
208.479 | 10886982149800 | 6.5MM CANNULATED SCREW FULLY THREADED 115MM | Trauma | EA
208.410 | 10886982149176 | 6.5MM CANNULATED SCREW 16MM THREAD 75MM | Trauma | EA
208.480 | 10886982149817 | 6.5MM CANNULATED SCREW FULLY THREADED 120MM | Trauma | EA
208.411 | 10886982149183 | 6.5MM CANNULATED SCREW 16MM THREAD 80MM | Trauma | EA
208.481 | 10886982149824 | 6.5MM CANNULATED SCREW FULLY THREADED 125MM | Trauma | EA
208.412 | 10886982149190 | 6.5MM CANNULATED SCREW 16MM THREAD 85MM | Trauma | EA
208.482 | 10886982149831 | 6.5MM CANNULATED SCREW FULLY THREADED 130MM | Trauma | EA
208.483 | 10886982149848 | 6.5MM CANNULATED SCREW FULLY THREADED 140MM | Trauma | EA
208.413 | 10886982149206 | 6.5MM CANNULATED SCREW 16MM THREAD 90MM | Trauma | EA
208.484 | 10886982149855 | 6.5MM CANNULATED SCREW FULLY THREADED 150MM | Trauma | EA
208.485 | 10886982149862 | 6.5MM CANNULATED SCREW FULLY THREADED 160MM | Trauma | EA
208.414 | 10886982149213 | 6.5MM CANNULATED SCREW 16MM THREAD 95MM | Trauma | EA
208.486 | 10886982149879 | 6.5MM CANNULATED SCREW FULLY THREADED 170MM | Trauma | EA
208.487 | 10886982149886 | 6.5MM CANNULATED SCREW FULLY THREADED 180MM | Trauma | EA
208.415 | 10886982149220 | 6.5MM CANNULATED SCREW 16MM THREAD 100MM | Trauma | EA
208.416 | 10886982149237 | 6.5MM CANNULATED SCREW 16MM THREAD 105MM | Trauma | EA
208.417 | 10886982149244 | 6.5MM CANNULATED SCREW 16MM THREAD 110MM | Trauma | EA
208.418 | 10886982149251 | 6.5MM CANNULATED SCREW 16MM THREAD 115MM | Trauma | EA
208.419 | 10886982149268 | 6.5MM CANNULATED SCREW 16MM THREAD 120MM | Trauma | EA
208.420 | 10886982149275 | 6.5MM CANNULATED SCREW 16MM THREAD 125MM | Trauma | EA
208.421 | 10886982149282 | 6.5MM CANNULATED SCREW 16MM THREAD 130MM | Trauma | EA
208.422 | 10886982149299 | 6.5MM CANNULATED SCREW 16MM THREAD 135MM | Trauma | EA
208.423 | 10886982149305 | 6.5MM CANNULATED SCREW 16MM THREAD 140MM | Trauma | EA
208.424 | 10886982149312 | 6.5MM CANNULATED SCREW 16MM THREAD 145MM | Trauma | EA
208.425 | 10886982149329 | 6.5MM CANNULATED SCREW 16MM THREAD 150MM | Trauma | EA
208.426 | 10886982149336 | 6.5MM CANNULATED SCREW 16MM THREAD 160MM | Trauma | EA
208.427 | 10886982149343 | 6.5MM CANNULATED SCREW 16MM THREAD 170MM | Trauma | EA
208.428 | 10886982149350 | 6.5MM CANNULATED SCREW 16MM THREAD 180MM | Trauma | EA
324.007 | 10886982190901 | 4.3MM DRILL SLEEVE FOR USE WITH LISS | Trauma | EA
338.202 | 10886982193230 | COUPLING SCREW ADAPTER FOR DHSÂ®/DCSÂ® ONE-STEP LAG SCREWS | Trauma | EA
338.212 | 10886982193254 | GUIDE SHAFT ADAPTER FOR DHSÂ®/DCSÂ® ONE-STEP LAG SCREWS | Trauma | EA
281.102 | 10886982176608 | 135 DEG DHSÂ® PLATE-STANDARD BARREL 2 HOLES/46MM | Trauma | EA
281.190 | 10886982176783 | 135 DEG DHSÂ® PLATE-STANDARD BARREL 18 HOLES/302MM | Trauma | EA
281.020 | 10886982176448 | 135 DEG DHSÂ® PLATE-STANDARD BARREL 20 HOLES/333MM | Trauma | EA
281.220 | 10886982176882 | 140 DEG DHSÂ® PLATE-STANDARD BARREL 2 HOLES/46MM | Trauma | EA
311.689 | 10886982187529 | CANN TAP F/6.5MM & 7.3MM CANN SCREWS 275MM/200MM TAP DEPTH | Trauma | EA
281.280 | 10886982176981 | 140 DEG DHSÂ® PLATE-STANDARD BARREL 8 HOLES/142MM | Trauma | EA
281.200 | 10886982176806 | 140 DEG DHSÂ® PLATE-STANDARD BARREL 10 HOLES/174MM | Trauma | EA
281.320 | 10886982177100 | 145 DEG DHSÂ® PLATE-STANDARD BARREL 2 HOLES/46MM | Trauma | EA
281.402 | 10886982177223 | 150 DEG DHSÂ® PLATE-STANDARD BARREL 2 HOLES/46MM | Trauma | EA
281.421 | 10886982177322 | 150 DEG DHSÂ® PLATE-STANDARD BARREL 20 HOLES/333MM | Trauma | EA
236.003 | 10886982160256 | 90 DEG TODDLER OSTEOTOMY PLATE 38MM/4MM | Trauma | EA
281.102S | 10886982176615 | 135 DEG DHS PLATE-STD BARREL 2 HOLES/46MM-STERILE | Trauma | EA
281.190S | 10886982176790 | 135 DEG DHS PLATE-STD BARREL 18 HOLES/302MM-STERILE | Trauma | EA
281.020S | 10886982176455 | 135 DEG DHS PLATE-STD BARREL 20 HOLES/333MM-STERILE | Trauma | EA
281.220S | 10886982176899 | 140 DEG DHS PLATE-STD BARREL 2 HOLES/46MM-STERILE | Trauma | EA
281.280S | 10886982176998 | 140 DEG DHS PLATE-STD BARREL 8 HOLES/142MM-STERILE | Trauma | EA
281.200S | 10886982176813 | 140 DEG DHS PLATE-STD BARREL 10 HOLES/174MM-STERILE | Trauma | EA
281.320S | 10886982177117 | 145 DEG DHS PLATE-STD BARREL 2 HOLES/46MM-STERILE | Trauma | EA
281.402S | 10886982177230 | 150 DEG DHS PLATE-STD BARREL 2 HOLES/46MM-STERILE | Trauma | EA
281.421S | 10886982177339 | 150 DEG DHS PLATE-STD BARREL 20 HOLES/333MM-STERILE | Trauma | EA
511.761 | 10886982237729 | LARGE QUICK COUPLING | Trauma | EA
240.082 | 10886982164865 | 3.5MM LCP(TM) PILON PLATE 7 HOLES | Trauma | EA
240.083 | 10886982164889 | 3.5MM LCP(TM) PILON PLATE 9 HOLES | Trauma | EA
309.090 | 10886982185624 | EXTRACTION BOLT FOR 1.5MM SCREWS | Trauma | EA
309.190 | 10886982185662 | EXTRACTION BOLT FOR 2.0MM SCREWS | Trauma | EA
309.290 | 10886982185716 | EXTRACTION BOLT FOR 2.7MM SCREWS | Trauma | EA
309.490 | 10886982185761 | EXTRACTION BOLT FOR 4.5MM SCREWS | Trauma | EA
309.150 | 10886982185631 | HOLLOW REAMER-COMPLETE FOR 1.5MM SCREWS | Trauma | EA
309.200 | 10886982185679 | HOLLOW REAMER-COMPLETE FOR 2.0MM SCREWS | Trauma | EA
309.250 | 10886982185686 | HOLLOW REAMER-COMPLETE FOR 2.7MM SCREWS | Trauma | EA
309.450 | 10886982185730 | HOLLOW REAMER-COMPLETE FOR 4.5MM SCREWS | Trauma | EA
309.080 | 10886982185617 | SPARE REAMER TUBE FOR HOLLOW REAMER (309.150) | Trauma | EA
309.510 | 10886982185815 | CONICAL EXTRACTION SCREW FOR 1.5MM & 2.0MM CORTEX SCREWS | Trauma | EA
309.180 | 10886982185655 | SPARE REAMER TUBE FOR HOLLOW REAMER (309.200) | Trauma | EA
309.280 | 10886982185709 | SPARE REAMER TUBE FOR HOLLOW REAMER (309.250) | Trauma | EA
309.520 | 10886982185822 | CONICAL EXTRACTION SCREW FOR 2.7MM & 3.5MM CORTEX SCREWS | Trauma | EA
309.480 | 10886982185754 | SPARE REAMER TUBE FOR HOLLOW REAMER (309.450) | Trauma | EA
309.070 | 10886982185600 | SPARE CENTERING PIN FOR HOLLOW REAMER (309.150) | Trauma | EA
309.170 | 10886982185648 | SPARE CENTERING PIN FOR HOLLOW REAMER (309.200) | Trauma | EA
309.270 | 10886982185693 | SPARE CENTERING PIN FOR HOLLOW REAMER (309.250) | Trauma | EA
309.370 | 10886982185723 | SPARE CENTERING PIN FOR HOLLOW REAMER (309.035) | Trauma | EA
309.470 | 10886982185747 | SPARE CENTERING PIN FOR HOLLOW REAMER (309.450) | Trauma | EA
309.530 | 10886982185846 | CONICAL EXTRACTION SCREW FOR LARGE SCREWS & 4.9MM BOLTS | Trauma | EA
309.670 | 10886982185853 | SPARE CENTERING PIN FOR HOLLOW REAMER (309.065) | Trauma | EA
200.526 | 10886982141262 | 1.0MM CORTEX SCREW SELF-TAPPING 6MM | Trauma | EA
200.527 | 10886982141279 | 1.0MM CORTEX SCREW SELF-TAPPING 7MM | Trauma | EA
200.528 | 10886982141286 | 1.0MM CORTEX SCREW SELF-TAPPING 8MM | Trauma | EA
200.529 | 10886982141293 | 1.0MM CORTEX SCREW SELF-TAPPING 9MM | Trauma | EA
200.530 | 10886982141309 | 1.0MM CORTEX SCREW SELF-TAPPING 10MM | Trauma | EA
200.531 | 10886982141316 | 1.0MM CORTEX SCREW SELF-TAPPING 11MM | Trauma | EA
200.532 | 10886982141323 | 1.0MM CORTEX SCREW SELF-TAPPING 12MM | Trauma | EA
200.533 | 10886982141330 | 1.0MM CORTEX SCREW SELF-TAPPING 13MM | Trauma | EA
200.534 | 10886982141347 | 1.0MM CORTEX SCREW SELF-TAPPING 14MM | Trauma | EA
221.306 | 10886982156303 | 1.3MM STRAIGHT PLATE 6 HOLES | Trauma | EA
221.312 | 10886982156310 | 1.3MM STRAIGHT PLATE 12 HOLES | Trauma | EA
200.686 | 10886982141354 | 1.3MM CORTEX SCREW SELF-TAPPING 6MM | Trauma | EA